Final Treatability Study Findings Report Field-Scale Permeable Reactive Barrier Pilot Study Conda/Woodall Mountain Mine | Conda/Woodall Mountain Mine | IDN001002862 | N/A | N/A | GM-60-MA | Former mining site | Permeable reactive barrier (PRB) with seep treatment cell pre-treatment | Passive | Permeable reactive barrier (PRB) | Pre-treatment | Overburden pile in the headwaters areas of Pedro Creek | Y | PRB with pre-treatment | Specific technologies not specified. PRB is chemical and microbially mediated processes that reduce selenate to selenite and then selenium. Treatment media includes a carbon source (i.e. woodchips), alfalfa hay, and inert sand. Seep treatment cell is pre-treatment cell with treatment media. | Access to the groundwater table is needed. Trench excavated through water-bearing zones of alluvial deposits and into underlying weathered bedrock. | Pilot | 2018-2021, modifications made in 2019 to address seepage | Uranium | U, total | mg/L | N | N/A | [9 empty] | 0.00964 | 0.00575 | -67.6522 | 0.0144 | 2020 - 2021 Average, from operational period, not whole dataset | Data not provided | Data not provided | 0.105 | 2020 - 2021 Average, from operational period, not whole dataset | Data not provided | Data not provided | Data not provided | Downgradient | 7.11 | 0.33 | mg/L | 13.53 | °C | Data not provided | N/A | Data not provided | N/A | -2.9 | mV | 4384 | µmhos/cm | Turbidity = 100.5 | NTU | data not provided | data not provided | data not provided | data not provided | data not provided | data not provided | N | Groundwater Comparison Value: U.S. EPA MCL 0.03 mg/L Assessment of treatment goals based on well-specific averages for 2020-2021 | None, other than noted elsewhere | An insufficient amount of time since completion of the Pilot Study to adequately evaluate lifespan of the treatment media. The change in alkalinity can be used as an indicator of change in the ability of the media to treat selenium. Alkalinity remained relatively similar after 2 years of operation indicating that after 2 years of operation the microbially-mediated chemical reduction of selenium remains similar to the study onset. | Design had insufficient capacity to contain the flux of snow melt in addition to seep water. Soils in the area of the PRB are tight. In the future, when in an layered alluvial system, incorporate a gravel "pressure relief/effluent storage" zone on the downgradient edge to allow for increased ability to receive effluent water and/or flow onto the land surface if capacity is reached. The hydrogeological study was performed during fall low flow conditions as were the excavation and installation of the PRB bench. Additional water zones may be present during different water levels, so future design data collection should include a hydrogeological investigation in the spring to better characterize flux and water bearing zones in the aquifer during high water conditions. The PRB increased Ar, Fe, Mn and Ur due to eroded overburden material in the lenses on the walls of the excavation and from the seep and sedimentation basin sediments transferred to the PRB. Oxidizing conditions favorable to mobilization of Ur exist when ORP is above -200 mV. Bicarbonate that is likely dominant in the near neutral pH conditions in the vicinity of the PRB can enhance Ur mobility. Redox cycling from fluctuating water table can cause Ur mobilization. Heterogeneity of groundwater inflow along the trench, contact with runoff of mine materials, and microbial activity all contribute to factors affecting degree of treatment within the PRB. The incorporation of the Pilot Study into a potential remedy for the Pedro Creek Sub-Basin, at its current scale and in absence of other actions, may require some modifications to facilitate handling of high spring inflows and additional treatment to address the transport of released uranium into the shallow groundwater and surface water. | Operation and maintenance cost, including remote monitoring (e.g., transducers, telemetry, and cameras) and performance monitoring (e.g., sampling, analysis, and reporting), ranges between $20,000 to $40,000 per month. The capital cost for the construction of the PRB and STC was approximately $1.2M including the media, trenching, infiltration gallery, cover, and stormwater controls, or roughly $180/cubic yard of reactive media (1,200 cubic yards for the PRB and 5,500 cubic yards for the STC). | System is seep treatment cell effluent to PRB. Treatment media: 50% granular support media, 12.5% chopped alfalfa hay, 37.5% woodchips/shavings. Average hydraulic conductivity of 8.8-116.2 ft/day in the media. Trench excavated to dry, silty-clay, weathered Dinwoody Formation material to prevent groundwater flow from bypassing under the PRB. Eroded overburden was encountered. Media placed to a depth of 2 ft bgs, covered by non-woven geotextile and 2 ft of Dinwoody Formation material. Infiltration gallery was constructed upgradient to the PRB, and overburden was encountered. Infiltration gallery was overexcavated and compacted Dinwoody Formation materials were used on the base and sidewalls to reduce water contact with the overburden. It was backfilled with coarse drain rock and covered with non-woven geotextile and Dinwoody Formation material. PRB is relatively easy to implement with readily available material and equipment but using the technology to treat seeps or shallow groundwater in close proximity to overburden disposal piles should be approached with caution. The presence of run-of-mine shales in and around excavations contributes to mobilization of unwanted constituents (e.g. arsenic, uranium) | The objectives for the Pilot Study are consistent with the preliminary Remedial Action Objectives (RAOs) for groundwater remedies at Conda. Based on observations from the 2019 and 2020 monitoring, modifications were made to the Pilot Study in fall of 2020. In coordination with the Agencies, it was decided that the modification will require further monitoring in 2021 to fully meet the Pilot Study objectives. 2018-2019 start up period had differing conditions from 2020-2021, and the conditions were not considered representative of long term trends, but reflect the capability of the media to rapidly reach redox and geochemical conditions that facilitate microbially mediated reduction. 2020-2021 are operational conditions. The treatment media contributes to total Ar, Fe and Mn concentrations above the MCLs and drinking water standards. Data indicate that the treatment media in the Seep Treatment Cell and PRB is capable of treating water entering the system with total Se concentrations as high as 6.87 mg/L as well as total Cd concentrations up to 0.00847 mg/L to levels below their respective MCLs. | None, other than those presented elsewhere | GW-61-MA to GM-60-MA is the upgradient to downgradient well pair in the northern flow path. Data collection for upgradient/downgradient wells is in some instances shifted by a day. Flow rate is the range of hydraulic conductivity along the preferential flow pathways.
Final Treatability Study Findings Report Field-Scale Permeable Reactive Barrier Pilot Study Conda/Woodall Mountain Mine | Conda/Woodall Mountain Mine | IDN001002862 | N/A | N/A | GM-61-MA | Former mining site | Permeable reactive barrier (PRB) with seep treatment cell pre-treatment | Passive | Permeable reactive barrier (PRB) | Pre-treatment | Overburden pile in the headwaters areas of Pedro Creek | Y | PRB with pre-treatment | Specific technologies not specified. PRB is chemical and microbially mediated processes that reduce selenate to selenite and then selenium. Treatment media includes a carbon source (i.e. woodchips), alfalfa hay, and inert sand. Seep treatment cell is pre-treatment cell with treatment media. | Access to the groundwater table is needed. Trench excavated through water-bearing zones of alluvial deposits and into underlying weathered bedrock. | Pilot | 2018-2021, modifications made in 2019 to address seepage | Vanadium | V, dissolved | mg/L | N | N/A | 0.0017 | 0.0011–0.0088 | (-)417.6 - 35.3 | [9 empty] | 0.00104 | 2020 - 2021 Average, from operational period, not whole dataset | Data not provided | Data not provided | 0.00187 | 2020 - 2021 Average, from operational period, not whole dataset | Data not provided | Data not provided | Data not provided | Upgradient | 6.71–8.21 | 2.14–5.77 | mg/L | 6.44–8.5 | °C | Data not provided | N/A | Data not provided | N/A | (-)66.5–75.2 | mV | 988.3–1,355.3 | µmhos/cm | Turbidity = 0.69 | NTU | data not provided | data not provided | data not provided | data not provided | data not provided | data not provided | N/A | No groundwater comparison value | None, other than noted elsewhere | An insufficient amount of time since completion of the Pilot Study to adequately evaluate lifespan of the treatment media. The change in alkalinity can be used as an indicator of change in the ability of the media to treat selenium. Alkalinity remained relatively similar after 2 years of operation indicating that after 2 years of operation the microbially-mediated chemical reduction of selenium remains similar to the study onset. | Design had insufficient capacity to contain the flux of snow melt in addition to seep water. Soils in the area of the PRB are tight. In the future, when in an layered alluvial system, incorporate a gravel "pressure relief/effluent storage" zone on the downgradient edge to allow for increased ability to receive effluent water and/or flow onto the land surface if capacity is reached. The hydrogeological study was performed during fall low flow conditions as were the excavation and installation of the PRB bench. Additional water zones may be present during different water levels, so future design data collection should include a hydrogeological investigation in the spring to better characterize flux and water bearing zones in the aquifer during high water conditions. The PRB increased Ar, Fe, Mn and Ur due to eroded overburden material in the lenses on the walls of the excavation and from the seep and sedimentation basin sediments transferred to the PRB. Oxidizing conditions favorable to mobilization of Ur exist when ORP is above -200 mV. Bicarbonate that is likely dominant in the near neutral pH conditions in the vicinity of the PRB can enhance Ur mobility. Redox cycling from fluctuating water table can cause Ur mobilization. Heterogeneity of groundwater inflow along the trench, contact with runoff of mine materials, and microbial activity all contribute to factors affecting degree of treatment within the PRB. The incorporation of the Pilot Study into a potential remedy for the Pedro Creek Sub-Basin, at its current scale and in absence of other actions, may require some modifications to facilitate handling of high spring inflows and additional treatment to address the transport of released uranium into the shallow groundwater and surface water. | Operation and maintenance cost, including remote monitoring (e.g., transducers, telemetry, and cameras) and performance monitoring (e.g., sampling, analysis, and reporting), ranges between $20,000 to $40,000 per month. The capital cost for the construction of the PRB and STC was approximately $1.2M including the media, trenching, infiltration gallery, cover, and stormwater controls, or roughly $180/cubic yard of reactive media (1,200 cubic yards for the PRB and 5,500 cubic yards for the STC). | System is seep treatment cell effluent to PRB. Treatment media: 50% granular support media, 12.5% chopped alfalfa hay, 37.5% woodchips/shavings. Average hydraulic conductivity of 8.8-116.2 ft/day in the media. Trench excavated to dry, silty-clay, weathered Dinwoody Formation material to prevent groundwater flow from bypassing under the PRB. Eroded overburden was encountered. Media placed to a depth of 2 ft bgs, covered by non-woven geotextile and 2 ft of Dinwoody Formation material. Infiltration gallery was constructed upgradient to the PRB, and overburden was encountered. Infiltration gallery was overexcavated and compacted Dinwoody Formation materials were used on the base and sidewalls to reduce water contact with the overburden. It was backfilled with coarse drain rock and covered with non-woven geotextile and Dinwoody Formation material. PRB is relatively easy to implement with readily available material and equipment but using the technology to treat seeps or shallow groundwater in close proximity to overburden disposal piles should be approached with caution. The presence of run-of-mine shales in and around excavations contributes to mobilization of unwanted constituents (e.g. arsenic, uranium) | The objectives for the Pilot Study are consistent with the preliminary Remedial Action Objectives (RAOs) for groundwater remedies at Conda. Based on observations from the 2019 and 2020 monitoring, modifications were made to the Pilot Study in fall of 2020. In coordination with the Agencies, it was decided that the modification will require further monitoring in 2021 to fully meet the Pilot Study objectives. 2018-2019 start up period had differing conditions from 2020-2021, and the conditions were not considered representative of long term trends, but reflect the capability of the media to rapidly reach redox and geochemical conditions that facilitate microbially mediated reduction. 2020-2021 are operational conditions. The treatment media contributes to total Ar, Fe and Mn concentrations above the MCLs and drinking water standards. Data indicate that the treatment media in the Seep Treatment Cell and PRB is capable of treating water entering the system with total Se concentrations as high as 6.87 mg/L as well as total Cd concentrations up to 0.00847 mg/L to levels below their respective MCLs. | None, other than those presented elsewhere | GW-61-MA to GM-60-MA is the upgradient to downgradient well pair in the northern flow path. Data collection for upgradient/downgradient wells is in some instances shifted by a day. Flow rate is the range of hydraulic conductivity along the preferential flow pathways.
Final Treatability Study Findings Report Field-Scale Permeable Reactive Barrier Pilot Study Conda/Woodall Mountain Mine | Conda/Woodall Mountain Mine | IDN001002862 | N/A | N/A | GM-61-MA | Former mining site | Permeable reactive barrier (PRB) with seep treatment cell pre-treatment | Passive | Permeable reactive barrier (PRB) | Pre-treatment | Overburden pile in the headwaters areas of Pedro Creek | Y | PRB with pre-treatment | Specific technologies not specified. PRB is chemical and microbially mediated processes that reduce selenate to selenite and then selenium. Treatment media includes a carbon source (i.e. woodchips), alfalfa hay, and inert sand. Seep treatment cell is pre-treatment cell with treatment media. | Access to the groundwater table is needed. Trench excavated through water-bearing zones of alluvial deposits and into underlying weathered bedrock. | Pilot | 2018-2021, modifications made in 2019 to address seepage | Vanadium | V, total | mg/L | N | N/A | 0.0023 | 0.0013–0.0076 | (-)230.4 - 43.5 | [9 empty] | 0.00104 | 2020 - 2021 Average, from operational period, not whole dataset | Data not provided | Data not provided | 0.0109 | 2020 - 2021 Average, from operational period, not whole dataset | Data not provided | Data not provided | Data not provided | Upgradient | 6.71–8.21 | 2.14–5.17 | mg/L | 7.36–8.5 | °C | Data not provided | N/A | Data not provided | N/A | 70.1–75.2 | mV | 988.3–1,330 | µmhos/cm | None | N/A | data not provided | data not provided | data not provided | data not provided | data not provided | data not provided | Y | Groundwater Comparison Values: U.S. EPA Residential Tap Water Regional Screening Level, Hazard Index 1.0 0.086 mg/L Assessment of treatment goals based on well-specific averages for 2020-2021 | None, other than noted elsewhere | An insufficient amount of time since completion of the Pilot Study to adequately evaluate lifespan of the treatment media. The change in alkalinity can be used as an indicator of change in the ability of the media to treat selenium. Alkalinity remained relatively similar after 2 years of operation indicating that after 2 years of operation the microbially-mediated chemical reduction of selenium remains similar to the study onset. | Design had insufficient capacity to contain the flux of snow melt in addition to seep water. Soils in the area of the PRB are tight. In the future, when in an layered alluvial system, incorporate a gravel "pressure relief/effluent storage" zone on the downgradient edge to allow for increased ability to receive effluent water and/or flow onto the land surface if capacity is reached. The hydrogeological study was performed during fall low flow conditions as were the excavation and installation of the PRB bench. Additional water zones may be present during different water levels, so future design data collection should include a hydrogeological investigation in the spring to better characterize flux and water bearing zones in the aquifer during high water conditions. The PRB increased Ar, Fe, Mn and Ur due to eroded overburden material in the lenses on the walls of the excavation and from the seep and sedimentation basin sediments transferred to the PRB. Oxidizing conditions favorable to mobilization of Ur exist when ORP is above -200 mV. Bicarbonate that is likely dominant in the near neutral pH conditions in the vicinity of the PRB can enhance Ur mobility. Redox cycling from fluctuating water table can cause Ur mobilization. Heterogeneity of groundwater inflow along the trench, contact with runoff of mine materials, and microbial activity all contribute to factors affecting degree of treatment within the PRB. The incorporation of the Pilot Study into a potential remedy for the Pedro Creek Sub-Basin, at its current scale and in absence of other actions, may require some modifications to facilitate handling of high spring inflows and additional treatment to address the transport of released uranium into the shallow groundwater and surface water. | Operation and maintenance cost, including remote monitoring (e.g., transducers, telemetry, and cameras) and performance monitoring (e.g., sampling, analysis, and reporting), ranges between $20,000 to $40,000 per month. The capital cost for the construction of the PRB and STC was approximately $1.2M including the media, trenching, infiltration gallery, cover, and stormwater controls, or roughly $180/cubic yard of reactive media (1,200 cubic yards for the PRB and 5,500 cubic yards for the STC). | System is seep treatment cell effluent to PRB. Treatment media: 50% granular support media, 12.5% chopped alfalfa hay, 37.5% woodchips/shavings. Average hydraulic conductivity of 8.8-116.2 ft/day in the media. Trench excavated to dry, silty-clay, weathered Dinwoody Formation material to prevent groundwater flow from bypassing under the PRB. Eroded overburden was encountered. Media placed to a depth of 2 ft bgs, covered by non-woven geotextile and 2 ft of Dinwoody Formation material. Infiltration gallery was constructed upgradient to the PRB, and overburden was encountered. Infiltration gallery was overexcavated and compacted Dinwoody Formation materials were used on the base and sidewalls to reduce water contact with the overburden. It was backfilled with coarse drain rock and covered with non-woven geotextile and Dinwoody Formation material. PRB is relatively easy to implement with readily available material and equipment but using the technology to treat seeps or shallow groundwater in close proximity to overburden disposal piles should be approached with caution. The presence of run-of-mine shales in and around excavations contributes to mobilization of unwanted constituents (e.g. arsenic, uranium) | The objectives for the Pilot Study are consistent with the preliminary Remedial Action Objectives (RAOs) for groundwater remedies at Conda. Based on observations from the 2019 and 2020 monitoring, modifications were made to the Pilot Study in fall of 2020. In coordination with the Agencies, it was decided that the modification will require further monitoring in 2021 to fully meet the Pilot Study objectives. 2018-2019 start up period had differing conditions from 2020-2021, and the conditions were not considered representative of long term trends, but reflect the capability of the media to rapidly reach redox and geochemical conditions that facilitate microbially mediated reduction. 2020-2021 are operational conditions. The treatment media contributes to total Ar, Fe and Mn concentrations above the MCLs and drinking water standards. Data indicate that the treatment media in the Seep Treatment Cell and PRB is capable of treating water entering the system with total Se concentrations as high as 6.87 mg/L as well as total Cd concentrations up to 0.00847 mg/L to levels below their respective MCLs. | None, other than those presented elsewhere | GW-61-MA to GM-60-MA is the upgradient to downgradient well pair in the northern flow path. Data collection for upgradient/downgradient wells is in some instances shifted by a day. Flow rate is the range of hydraulic conductivity along the preferential flow pathways.
Final Treatability Study Findings Report Field-Scale Permeable Reactive Barrier Pilot Study Conda/Woodall Mountain Mine | Conda/Woodall Mountain Mine | IDN001002862 | N/A | N/A | GM-61-MA | Former mining site | Permeable reactive barrier (PRB) with seep treatment cell pre-treatment | Passive | Permeable reactive barrier (PRB) | Pre-treatment | Overburden pile in the headwaters areas of Pedro Creek | Y | PRB with pre-treatment | Specific technologies not specified. PRB is chemical and microbially mediated processes that reduce selenate to selenite and then selenium. Treatment media includes a carbon source (i.e. woodchips), alfalfa hay, and inert sand. Seep treatment cell is pre-treatment cell with treatment media. | Access to the groundwater table is needed. Trench excavated through water-bearing zones of alluvial deposits and into underlying weathered bedrock. | Pilot | 2018-2021, modifications made in 2019 to address seepage | Vanadium | V, dissolved | mg/L | N | N/A |  |  |  | 0.0008 | 0.0037 | -362.5 | [6 empty] | 0.00104 | 2020 - 2021 Average, from operational period, not whole dataset | Data not provided | Data not provided | 0.00187 | 2020 - 2021 Average, from operational period, not whole dataset | Data not provided | Data not provided | Data not provided | Upgradient | 7.41 | 0.76 | mg/L | 10.36 | °C | Data not provided | N/A | Data not provided | N/A | 3.5 | mV | 1214.8 | µmhos/cm | Turbidity = 0.79 | NTU | data not provided | data not provided | data not provided | data not provided | data not provided | data not provided | N/A | No groundwater comparison value | None, other than noted elsewhere | An insufficient amount of time since completion of the Pilot Study to adequately evaluate lifespan of the treatment media. The change in alkalinity can be used as an indicator of change in the ability of the media to treat selenium. Alkalinity remained relatively similar after 2 years of operation indicating that after 2 years of operation the microbially-mediated chemical reduction of selenium remains similar to the study onset. | Design had insufficient capacity to contain the flux of snow melt in addition to seep water. Soils in the area of the PRB are tight. In the future, when in an layered alluvial system, incorporate a gravel "pressure relief/effluent storage" zone on the downgradient edge to allow for increased ability to receive effluent water and/or flow onto the land surface if capacity is reached. The hydrogeological study was performed during fall low flow conditions as were the excavation and installation of the PRB bench. Additional water zones may be present during different water levels, so future design data collection should include a hydrogeological investigation in the spring to better characterize flux and water bearing zones in the aquifer during high water conditions. The PRB increased Ar, Fe, Mn and Ur due to eroded overburden material in the lenses on the walls of the excavation and from the seep and sedimentation basin sediments transferred to the PRB. Oxidizing conditions favorable to mobilization of Ur exist when ORP is above -200 mV. Bicarbonate that is likely dominant in the near neutral pH conditions in the vicinity of the PRB can enhance Ur mobility. Redox cycling from fluctuating water table can cause Ur mobilization. Heterogeneity of groundwater inflow along the trench, contact with runoff of mine materials, and microbial activity all contribute to factors affecting degree of treatment within the PRB. The incorporation of the Pilot Study into a potential remedy for the Pedro Creek Sub-Basin, at its current scale and in absence of other actions, may require some modifications to facilitate handling of high spring inflows and additional treatment to address the transport of released uranium into the shallow groundwater and surface water. | Operation and maintenance cost, including remote monitoring (e.g., transducers, telemetry, and cameras) and performance monitoring (e.g., sampling, analysis, and reporting), ranges between $20,000 to $40,000 per month. The capital cost for the construction of the PRB and STC was approximately $1.2M including the media, trenching, infiltration gallery, cover, and stormwater controls, or roughly $180/cubic yard of reactive media (1,200 cubic yards for the PRB and 5,500 cubic yards for the STC). | System is seep treatment cell effluent to PRB. Treatment media: 50% granular support media, 12.5% chopped alfalfa hay, 37.5% woodchips/shavings. Average hydraulic conductivity of 8.8-116.2 ft/day in the media. Trench excavated to dry, silty-clay, weathered Dinwoody Formation material to prevent groundwater flow from bypassing under the PRB. Eroded overburden was encountered. Media placed to a depth of 2 ft bgs, covered by non-woven geotextile and 2 ft of Dinwoody Formation material. Infiltration gallery was constructed upgradient to the PRB, and overburden was encountered. Infiltration gallery was overexcavated and compacted Dinwoody Formation materials were used on the base and sidewalls to reduce water contact with the overburden. It was backfilled with coarse drain rock and covered with non-woven geotextile and Dinwoody Formation material. PRB is relatively easy to implement with readily available material and equipment but using the technology to treat seeps or shallow groundwater in close proximity to overburden disposal piles should be approached with caution. The presence of run-of-mine shales in and around excavations contributes to mobilization of unwanted constituents (e.g. arsenic, uranium) | The objectives for the Pilot Study are consistent with the preliminary Remedial Action Objectives (RAOs) for groundwater remedies at Conda. Based on observations from the 2019 and 2020 monitoring, modifications were made to the Pilot Study in fall of 2020. In coordination with the Agencies, it was decided that the modification will require further monitoring in 2021 to fully meet the Pilot Study objectives. 2018-2019 start up period had differing conditions from 2020-2021, and the conditions were not considered representative of long term trends, but reflect the capability of the media to rapidly reach redox and geochemical conditions that facilitate microbially mediated reduction. 2020-2021 are operational conditions. The treatment media contributes to total Ar, Fe and Mn concentrations above the MCLs and drinking water standards. Data indicate that the treatment media in the Seep Treatment Cell and PRB is capable of treating water entering the system with total Se concentrations as high as 6.87 mg/L as well as total Cd concentrations up to 0.00847 mg/L to levels below their respective MCLs. | None, other than those presented elsewhere | GW-61-MA to GM-60-MA is the upgradient to downgradient well pair in the northern flow path. Data collection for upgradient/downgradient wells is in some instances shifted by a day. Flow rate is the range of hydraulic conductivity along the preferential flow pathways.
Final Treatability Study Findings Report Field-Scale Permeable Reactive Barrier Pilot Study Conda/Woodall Mountain Mine | Conda/Woodall Mountain Mine | IDN001002862 | N/A | N/A | GM-61-MA | Former mining site | Permeable reactive barrier (PRB) with seep treatment cell pre-treatment | Passive | Permeable reactive barrier (PRB) | Pre-treatment | Overburden pile in the headwaters areas of Pedro Creek | Y | PRB with pre-treatment | Specific technologies not specified. PRB is chemical and microbially mediated processes that reduce selenate to selenite and then selenium. Treatment media includes a carbon source (i.e. woodchips), alfalfa hay, and inert sand. Seep treatment cell is pre-treatment cell with treatment media. | Access to the groundwater table is needed. Trench excavated through water-bearing zones of alluvial deposits and into underlying weathered bedrock. | Pilot | 2018-2021, modifications made in 2019 to address seepage | Vanadium | V, total | mg/L | N | N/A |  |  |  | 0.0008 | 0.0023–0.0031 | (-)287.5 - (-)187.5 | [6 empty] | 0.00104 | 2020 - 2021 Average, from operational period, not whole dataset | Data not provided | Data not provided | 0.0109 | 2020 - 2021 Average, from operational period, not whole dataset | Data not provided | Data not provided | Data not provided | Upgradient | 6.92–7 | (-)0.03–3.24 | mg/L | 9.1–10.01 | °C | Data not provided | N/A | Data not provided | N/A | (-)205.3–5.3 | mV | 1,419–1,429.7 | µmhos/cm | Turbidity = 4–11.57 | NTU | data not provided | data not provided | data not provided | data not provided | data not provided | data not provided | Y | Groundwater Comparison Values: U.S. EPA Residential Tap Water Regional Screening Level, Hazard Index 1.0 0.086 mg/L Assessment of treatment goals based on well-specific averages for 2020-2021 | None, other than noted elsewhere | An insufficient amount of time since completion of the Pilot Study to adequately evaluate lifespan of the treatment media. The change in alkalinity can be used as an indicator of change in the ability of the media to treat selenium. Alkalinity remained relatively similar after 2 years of operation indicating that after 2 years of operation the microbially-mediated chemical reduction of selenium remains similar to the study onset. | Design had insufficient capacity to contain the flux of snow melt in addition to seep water. Soils in the area of the PRB are tight. In the future, when in an layered alluvial system, incorporate a gravel "pressure relief/effluent storage" zone on the downgradient edge to allow for increased ability to receive effluent water and/or flow onto the land surface if capacity is reached. The hydrogeological study was performed during fall low flow conditions as were the excavation and installation of the PRB bench. Additional water zones may be present during different water levels, so future design data collection should include a hydrogeological investigation in the spring to better characterize flux and water bearing zones in the aquifer during high water conditions. The PRB increased Ar, Fe, Mn and Ur due to eroded overburden material in the lenses on the walls of the excavation and from the seep and sedimentation basin sediments transferred to the PRB. Oxidizing conditions favorable to mobilization of Ur exist when ORP is above -200 mV. Bicarbonate that is likely dominant in the near neutral pH conditions in the vicinity of the PRB can enhance Ur mobility. Redox cycling from fluctuating water table can cause Ur mobilization. Heterogeneity of groundwater inflow along the trench, contact with runoff of mine materials, and microbial activity all contribute to factors affecting degree of treatment within the PRB. The incorporation of the Pilot Study into a potential remedy for the Pedro Creek Sub-Basin, at its current scale and in absence of other actions, may require some modifications to facilitate handling of high spring inflows and additional treatment to address the transport of released uranium into the shallow groundwater and surface water. | Operation and maintenance cost, including remote monitoring (e.g., transducers, telemetry, and cameras) and performance monitoring (e.g., sampling, analysis, and reporting), ranges between $20,000 to $40,000 per month. The capital cost for the construction of the PRB and STC was approximately $1.2M including the media, trenching, infiltration gallery, cover, and stormwater controls, or roughly $180/cubic yard of reactive media (1,200 cubic yards for the PRB and 5,500 cubic yards for the STC). | System is seep treatment cell effluent to PRB. Treatment media: 50% granular support media, 12.5% chopped alfalfa hay, 37.5% woodchips/shavings. Average hydraulic conductivity of 8.8-116.2 ft/day in the media. Trench excavated to dry, silty-clay, weathered Dinwoody Formation material to prevent groundwater flow from bypassing under the PRB. Eroded overburden was encountered. Media placed to a depth of 2 ft bgs, covered by non-woven geotextile and 2 ft of Dinwoody Formation material. Infiltration gallery was constructed upgradient to the PRB, and overburden was encountered. Infiltration gallery was overexcavated and compacted Dinwoody Formation materials were used on the base and sidewalls to reduce water contact with the overburden. It was backfilled with coarse drain rock and covered with non-woven geotextile and Dinwoody Formation material. PRB is relatively easy to implement with readily available material and equipment but using the technology to treat seeps or shallow groundwater in close proximity to overburden disposal piles should be approached with caution. The presence of run-of-mine shales in and around excavations contributes to mobilization of unwanted constituents (e.g. arsenic, uranium) | The objectives for the Pilot Study are consistent with the preliminary Remedial Action Objectives (RAOs) for groundwater remedies at Conda. Based on observations from the 2019 and 2020 monitoring, modifications were made to the Pilot Study in fall of 2020. In coordination with the Agencies, it was decided that the modification will require further monitoring in 2021 to fully meet the Pilot Study objectives. 2018-2019 start up period had differing conditions from 2020-2021, and the conditions were not considered representative of long term trends, but reflect the capability of the media to rapidly reach redox and geochemical conditions that facilitate microbially mediated reduction. 2020-2021 are operational conditions. The treatment media contributes to total Ar, Fe and Mn concentrations above the MCLs and drinking water standards. Data indicate that the treatment media in the Seep Treatment Cell and PRB is capable of treating water entering the system with total Se concentrations as high as 6.87 mg/L as well as total Cd concentrations up to 0.00847 mg/L to levels below their respective MCLs. | None, other than those presented elsewhere | GW-61-MA to GM-60-MA is the upgradient to downgradient well pair in the northern flow path. Data collection for upgradient/downgradient wells is in some instances shifted by a day. Flow rate is the range of hydraulic conductivity along the preferential flow pathways.
Final Treatability Study Findings Report Field-Scale Permeable Reactive Barrier Pilot Study Conda/Woodall Mountain Mine | Conda/Woodall Mountain Mine | IDN001002862 | N/A | N/A | GM-60-MA | Former mining site | Permeable reactive barrier (PRB) with seep treatment cell pre-treatment | Passive | Permeable reactive barrier (PRB) | Pre-treatment | Overburden pile in the headwaters areas of Pedro Creek | Y | PRB with pre-treatment | Specific technologies not specified. PRB is chemical and microbially mediated processes that reduce selenate to selenite and then selenium. Treatment media includes a carbon source (i.e. woodchips), alfalfa hay, and inert sand. Seep treatment cell is pre-treatment cell with treatment media. | Access to the groundwater table is needed. Trench excavated through water-bearing zones of alluvial deposits and into underlying weathered bedrock. | Pilot | 2018-2021, modifications made in 2019 to address seepage | Vanadium | V, dissolved | mg/L | N | N/A | [6 empty] | 0.0088 | 0.0017 | -417.6471 |  |  |  | 0.00104 | 2020 - 2021 Average, from operational period, not whole dataset | Data not provided | Data not provided | 0.00187 | 2020 - 2021 Average, from operational period, not whole dataset | Data not provided | Data not provided | Data not provided | Downgradient | 7.25 | 0.85 | mg/L | 6.29 | °C | Data not provided | N/A | Data not provided | N/A | -224.7 | mV | 2131.9 | µmhos/cm | None | N/A | data not provided | data not provided | data not provided | data not provided | data not provided | data not provided | N/A | No groundwater comparison value | None, other than noted elsewhere | An insufficient amount of time since completion of the Pilot Study to adequately evaluate lifespan of the treatment media. The change in alkalinity can be used as an indicator of change in the ability of the media to treat selenium. Alkalinity remained relatively similar after 2 years of operation indicating that after 2 years of operation the microbially-mediated chemical reduction of selenium remains similar to the study onset. | Design had insufficient capacity to contain the flux of snow melt in addition to seep water. Soils in the area of the PRB are tight. In the future, when in an layered alluvial system, incorporate a gravel "pressure relief/effluent storage" zone on the downgradient edge to allow for increased ability to receive effluent water and/or flow onto the land surface if capacity is reached. The hydrogeological study was performed during fall low flow conditions as were the excavation and installation of the PRB bench. Additional water zones may be present during different water levels, so future design data collection should include a hydrogeological investigation in the spring to better characterize flux and water bearing zones in the aquifer during high water conditions. The PRB increased Ar, Fe, Mn and Ur due to eroded overburden material in the lenses on the walls of the excavation and from the seep and sedimentation basin sediments transferred to the PRB. Oxidizing conditions favorable to mobilization of Ur exist when ORP is above -200 mV. Bicarbonate that is likely dominant in the near neutral pH conditions in the vicinity of the PRB can enhance Ur mobility. Redox cycling from fluctuating water table can cause Ur mobilization. Heterogeneity of groundwater inflow along the trench, contact with runoff of mine materials, and microbial activity all contribute to factors affecting degree of treatment within the PRB. The incorporation of the Pilot Study into a potential remedy for the Pedro Creek Sub-Basin, at its current scale and in absence of other actions, may require some modifications to facilitate handling of high spring inflows and additional treatment to address the transport of released uranium into the shallow groundwater and surface water. | Operation and maintenance cost, including remote monitoring (e.g., transducers, telemetry, and cameras) and performance monitoring (e.g., sampling, analysis, and reporting), ranges between $20,000 to $40,000 per month. The capital cost for the construction of the PRB and STC was approximately $1.2M including the media, trenching, infiltration gallery, cover, and stormwater controls, or roughly $180/cubic yard of reactive media (1,200 cubic yards for the PRB and 5,500 cubic yards for the STC). | System is seep treatment cell effluent to PRB. Treatment media: 50% granular support media, 12.5% chopped alfalfa hay, 37.5% woodchips/shavings. Average hydraulic conductivity of 8.8-116.2 ft/day in the media. Trench excavated to dry, silty-clay, weathered Dinwoody Formation material to prevent groundwater flow from bypassing under the PRB. Eroded overburden was encountered. Media placed to a depth of 2 ft bgs, covered by non-woven geotextile and 2 ft of Dinwoody Formation material. Infiltration gallery was constructed upgradient to the PRB, and overburden was encountered. Infiltration gallery was overexcavated and compacted Dinwoody Formation materials were used on the base and sidewalls to reduce water contact with the overburden. It was backfilled with coarse drain rock and covered with non-woven geotextile and Dinwoody Formation material. PRB is relatively easy to implement with readily available material and equipment but using the technology to treat seeps or shallow groundwater in close proximity to overburden disposal piles should be approached with caution. The presence of run-of-mine shales in and around excavations contributes to mobilization of unwanted constituents (e.g. arsenic, uranium) | The objectives for the Pilot Study are consistent with the preliminary Remedial Action Objectives (RAOs) for groundwater remedies at Conda. Based on observations from the 2019 and 2020 monitoring, modifications were made to the Pilot Study in fall of 2020. In coordination with the Agencies, it was decided that the modification will require further monitoring in 2021 to fully meet the Pilot Study objectives. 2018-2019 start up period had differing conditions from 2020-2021, and the conditions were not considered representative of long term trends, but reflect the capability of the media to rapidly reach redox and geochemical conditions that facilitate microbially mediated reduction. 2020-2021 are operational conditions. The treatment media contributes to total Ar, Fe and Mn concentrations above the MCLs and drinking water standards. Data indicate that the treatment media in the Seep Treatment Cell and PRB is capable of treating water entering the system with total Se concentrations as high as 6.87 mg/L as well as total Cd concentrations up to 0.00847 mg/L to levels below their respective MCLs. | None, other than those presented elsewhere | GW-61-MA to GM-60-MA is the upgradient to downgradient well pair in the northern flow path. Data collection for upgradient/downgradient wells is in some instances shifted by a day. Flow rate is the range of hydraulic conductivity along the preferential flow pathways.
Final Treatability Study Findings Report Field-Scale Permeable Reactive Barrier Pilot Study Conda/Woodall Mountain Mine | Conda/Woodall Mountain Mine | IDN001002862 | N/A | N/A | GM-60-MA | Former mining site | Permeable reactive barrier (PRB) with seep treatment cell pre-treatment | Passive | Permeable reactive barrier (PRB) | Pre-treatment | Overburden pile in the headwaters areas of Pedro Creek | Y | PRB with pre-treatment | Specific technologies not specified. PRB is chemical and microbially mediated processes that reduce selenate to selenite and then selenium. Treatment media includes a carbon source (i.e. woodchips), alfalfa hay, and inert sand. Seep treatment cell is pre-treatment cell with treatment media. | Access to the groundwater table is needed. Trench excavated through water-bearing zones of alluvial deposits and into underlying weathered bedrock. | Pilot | 2018-2021, modifications made in 2019 to address seepage | Vanadium | V, total | mg/L | N | N/A | [6 empty] | 0.0535 | 0.00118 | -4433.8983 |  |  |  | 0.00104 | 2020 - 2021 Average, from operational period, not whole dataset | Data not provided | Data not provided | 0.0109 | 2020 - 2021 Average, from operational period, not whole dataset | Data not provided | Data not provided | Data not provided | Downgradient | 6.77 | 0.01 | mg/L | 9 | °C | Data not provided | N/A | Data not provided | N/A | -226.1 | mV | 2514 | µmhos/cm | Turbidity = 15.67 | NTU | data not provided | data not provided | data not provided | data not provided | data not provided | data not provided | Y | Groundwater Comparison Values: U.S. EPA Residential Tap Water Regional Screening Level, Hazard Index 1.0 0.086 mg/L Assessment of treatment goals based on well-specific averages for 2020-2021 | None, other than noted elsewhere | An insufficient amount of time since completion of the Pilot Study to adequately evaluate lifespan of the treatment media. The change in alkalinity can be used as an indicator of change in the ability of the media to treat selenium. Alkalinity remained relatively similar after 2 years of operation indicating that after 2 years of operation the microbially-mediated chemical reduction of selenium remains similar to the study onset. | Design had insufficient capacity to contain the flux of snow melt in addition to seep water. Soils in the area of the PRB are tight. In the future, when in an layered alluvial system, incorporate a gravel "pressure relief/effluent storage" zone on the downgradient edge to allow for increased ability to receive effluent water and/or flow onto the land surface if capacity is reached. The hydrogeological study was performed during fall low flow conditions as were the excavation and installation of the PRB bench. Additional water zones may be present during different water levels, so future design data collection should include a hydrogeological investigation in the spring to better characterize flux and water bearing zones in the aquifer during high water conditions. The PRB increased Ar, Fe, Mn and Ur due to eroded overburden material in the lenses on the walls of the excavation and from the seep and sedimentation basin sediments transferred to the PRB. Oxidizing conditions favorable to mobilization of Ur exist when ORP is above -200 mV. Bicarbonate that is likely dominant in the near neutral pH conditions in the vicinity of the PRB can enhance Ur mobility. Redox cycling from fluctuating water table can cause Ur mobilization. Heterogeneity of groundwater inflow along the trench, contact with runoff of mine materials, and microbial activity all contribute to factors affecting degree of treatment within the PRB. The incorporation of the Pilot Study into a potential remedy for the Pedro Creek Sub-Basin, at its current scale and in absence of other actions, may require some modifications to facilitate handling of high spring inflows and additional treatment to address the transport of released uranium into the shallow groundwater and surface water. | Operation and maintenance cost, including remote monitoring (e.g., transducers, telemetry, and cameras) and performance monitoring (e.g., sampling, analysis, and reporting), ranges between $20,000 to $40,000 per month. The capital cost for the construction of the PRB and STC was approximately $1.2M including the media, trenching, infiltration gallery, cover, and stormwater controls, or roughly $180/cubic yard of reactive media (1,200 cubic yards for the PRB and 5,500 cubic yards for the STC). | System is seep treatment cell effluent to PRB. Treatment media: 50% granular support media, 12.5% chopped alfalfa hay, 37.5% woodchips/shavings. Average hydraulic conductivity of 8.8-116.2 ft/day in the media. Trench excavated to dry, silty-clay, weathered Dinwoody Formation material to prevent groundwater flow from bypassing under the PRB. Eroded overburden was encountered. Media placed to a depth of 2 ft bgs, covered by non-woven geotextile and 2 ft of Dinwoody Formation material. Infiltration gallery was constructed upgradient to the PRB, and overburden was encountered. Infiltration gallery was overexcavated and compacted Dinwoody Formation materials were used on the base and sidewalls to reduce water contact with the overburden. It was backfilled with coarse drain rock and covered with non-woven geotextile and Dinwoody Formation material. PRB is relatively easy to implement with readily available material and equipment but using the technology to treat seeps or shallow groundwater in close proximity to overburden disposal piles should be approached with caution. The presence of run-of-mine shales in and around excavations contributes to mobilization of unwanted constituents (e.g. arsenic, uranium) | The objectives for the Pilot Study are consistent with the preliminary Remedial Action Objectives (RAOs) for groundwater remedies at Conda. Based on observations from the 2019 and 2020 monitoring, modifications were made to the Pilot Study in fall of 2020. In coordination with the Agencies, it was decided that the modification will require further monitoring in 2021 to fully meet the Pilot Study objectives. 2018-2019 start up period had differing conditions from 2020-2021, and the conditions were not considered representative of long term trends, but reflect the capability of the media to rapidly reach redox and geochemical conditions that facilitate microbially mediated reduction. 2020-2021 are operational conditions. The treatment media contributes to total Ar, Fe and Mn concentrations above the MCLs and drinking water standards. Data indicate that the treatment media in the Seep Treatment Cell and PRB is capable of treating water entering the system with total Se concentrations as high as 6.87 mg/L as well as total Cd concentrations up to 0.00847 mg/L to levels below their respective MCLs. | None, other than those presented elsewhere | GW-61-MA to GM-60-MA is the upgradient to downgradient well pair in the northern flow path. Data collection for upgradient/downgradient wells is in some instances shifted by a day. Flow rate is the range of hydraulic conductivity along the preferential flow pathways.
Final Treatability Study Findings Report Field-Scale Permeable Reactive Barrier Pilot Study Conda/Woodall Mountain Mine | Conda/Woodall Mountain Mine | IDN001002862 | N/A | N/A | GM-60-MA | Former mining site | Permeable reactive barrier (PRB) with seep treatment cell pre-treatment | Passive | Permeable reactive barrier (PRB) | Pre-treatment | Overburden pile in the headwaters areas of Pedro Creek | Y | PRB with pre-treatment | Specific technologies not specified. PRB is chemical and microbially mediated processes that reduce selenate to selenite and then selenium. Treatment media includes a carbon source (i.e. woodchips), alfalfa hay, and inert sand. Seep treatment cell is pre-treatment cell with treatment media. | Access to the groundwater table is needed. Trench excavated through water-bearing zones of alluvial deposits and into underlying weathered bedrock. | Pilot | 2018-2021, modifications made in 2019 to address seepage | Vanadium | V, dissolved | mg/L | N | N/A | [9 empty] | 0.001 | 0.0009 | -11.1111 | 0.00104 | 2020 - 2021 Average, from operational period, not whole dataset | Data not provided | Data not provided | 0.00187 | 2020 - 2021 Average, from operational period, not whole dataset | Data not provided | Data not provided | Data not provided | Downgradient | 6.83 | -0.06 | mg/L | 9.2 | °C | Data not provided | N/A | Data not provided | N/A | -217.8 | mV | 2309 | µmhos/cm | Turbidity = 4.51 | NTU | data not provided | data not provided | data not provided | data not provided | data not provided | data not provided | N/A | No groundwater comparison value | None, other than noted elsewhere | An insufficient amount of time since completion of the Pilot Study to adequately evaluate lifespan of the treatment media. The change in alkalinity can be used as an indicator of change in the ability of the media to treat selenium. Alkalinity remained relatively similar after 2 years of operation indicating that after 2 years of operation the microbially-mediated chemical reduction of selenium remains similar to the study onset. | Design had insufficient capacity to contain the flux of snow melt in addition to seep water. Soils in the area of the PRB are tight. In the future, when in an layered alluvial system, incorporate a gravel "pressure relief/effluent storage" zone on the downgradient edge to allow for increased ability to receive effluent water and/or flow onto the land surface if capacity is reached. The hydrogeological study was performed during fall low flow conditions as were the excavation and installation of the PRB bench. Additional water zones may be present during different water levels, so future design data collection should include a hydrogeological investigation in the spring to better characterize flux and water bearing zones in the aquifer during high water conditions. The PRB increased Ar, Fe, Mn and Ur due to eroded overburden material in the lenses on the walls of the excavation and from the seep and sedimentation basin sediments transferred to the PRB. Oxidizing conditions favorable to mobilization of Ur exist when ORP is above -200 mV. Bicarbonate that is likely dominant in the near neutral pH conditions in the vicinity of the PRB can enhance Ur mobility. Redox cycling from fluctuating water table can cause Ur mobilization. Heterogeneity of groundwater inflow along the trench, contact with runoff of mine materials, and microbial activity all contribute to factors affecting degree of treatment within the PRB. The incorporation of the Pilot Study into a potential remedy for the Pedro Creek Sub-Basin, at its current scale and in absence of other actions, may require some modifications to facilitate handling of high spring inflows and additional treatment to address the transport of released uranium into the shallow groundwater and surface water. | Operation and maintenance cost, including remote monitoring (e.g., transducers, telemetry, and cameras) and performance monitoring (e.g., sampling, analysis, and reporting), ranges between $20,000 to $40,000 per month. The capital cost for the construction of the PRB and STC was approximately $1.2M including the media, trenching, infiltration gallery, cover, and stormwater controls, or roughly $180/cubic yard of reactive media (1,200 cubic yards for the PRB and 5,500 cubic yards for the STC). | System is seep treatment cell effluent to PRB. Treatment media: 50% granular support media, 12.5% chopped alfalfa hay, 37.5% woodchips/shavings. Average hydraulic conductivity of 8.8-116.2 ft/day in the media. Trench excavated to dry, silty-clay, weathered Dinwoody Formation material to prevent groundwater flow from bypassing under the PRB. Eroded overburden was encountered. Media placed to a depth of 2 ft bgs, covered by non-woven geotextile and 2 ft of Dinwoody Formation material. Infiltration gallery was constructed upgradient to the PRB, and overburden was encountered. Infiltration gallery was overexcavated and compacted Dinwoody Formation materials were used on the base and sidewalls to reduce water contact with the overburden. It was backfilled with coarse drain rock and covered with non-woven geotextile and Dinwoody Formation material. PRB is relatively easy to implement with readily available material and equipment but using the technology to treat seeps or shallow groundwater in close proximity to overburden disposal piles should be approached with caution. The presence of run-of-mine shales in and around excavations contributes to mobilization of unwanted constituents (e.g. arsenic, uranium) | The objectives for the Pilot Study are consistent with the preliminary Remedial Action Objectives (RAOs) for groundwater remedies at Conda. Based on observations from the 2019 and 2020 monitoring, modifications were made to the Pilot Study in fall of 2020. In coordination with the Agencies, it was decided that the modification will require further monitoring in 2021 to fully meet the Pilot Study objectives. 2018-2019 start up period had differing conditions from 2020-2021, and the conditions were not considered representative of long term trends, but reflect the capability of the media to rapidly reach redox and geochemical conditions that facilitate microbially mediated reduction. 2020-2021 are operational conditions. The treatment media contributes to total Ar, Fe and Mn concentrations above the MCLs and drinking water standards. Data indicate that the treatment media in the Seep Treatment Cell and PRB is capable of treating water entering the system with total Se concentrations as high as 6.87 mg/L as well as total Cd concentrations up to 0.00847 mg/L to levels below their respective MCLs. | None, other than those presented elsewhere | GW-61-MA to GM-60-MA is the upgradient to downgradient well pair in the northern flow path. Data collection for upgradient/downgradient wells is in some instances shifted by a day. Flow rate is the range of hydraulic conductivity along the preferential flow pathways.
Final Treatability Study Findings Report Field-Scale Permeable Reactive Barrier Pilot Study Conda/Woodall Mountain Mine | Conda/Woodall Mountain Mine | IDN001002862 | N/A | N/A | GM-60-MA | Former mining site | Permeable reactive barrier (PRB) with seep treatment cell pre-treatment | Passive | Permeable reactive barrier (PRB) | Pre-treatment | Overburden pile in the headwaters areas of Pedro Creek | Y | PRB with pre-treatment | Specific technologies not specified. PRB is chemical and microbially mediated processes that reduce selenate to selenite and then selenium. Treatment media includes a carbon source (i.e. woodchips), alfalfa hay, and inert sand. Seep treatment cell is pre-treatment cell with treatment media. | Access to the groundwater table is needed. Trench excavated through water-bearing zones of alluvial deposits and into underlying weathered bedrock. | Pilot | 2018-2021, modifications made in 2019 to address seepage | Vanadium | V, total | mg/L | N | N/A | [9 empty] | 0.0013 | 0.0023 | 43.4783 | 0.00104 | 2020 - 2021 Average, from operational period, not whole dataset | Data not provided | Data not provided | 0.0109 | 2020 - 2021 Average, from operational period, not whole dataset | Data not provided | Data not provided | Data not provided | Downgradient | 6.73 | 0.44 | mg/L | 8.4 | °C | Data not provided | N/A | Data not provided | N/A | -16.9 | mV | 2779 | µmhos/cm | Turbidity = 89 | NTU | data not provided | data not provided | data not provided | data not provided | data not provided | data not provided | Y | Groundwater Comparison Values: U.S. EPA Residential Tap Water Regional Screening Level, Hazard Index 1.0 0.086 mg/L Assessment of treatment goals based on well-specific averages for 2020-2021 | None, other than noted elsewhere | An insufficient amount of time since completion of the Pilot Study to adequately evaluate lifespan of the treatment media. The change in alkalinity can be used as an indicator of change in the ability of the media to treat selenium. Alkalinity remained relatively similar after 2 years of operation indicating that after 2 years of operation the microbially-mediated chemical reduction of selenium remains similar to the study onset. | Design had insufficient capacity to contain the flux of snow melt in addition to seep water. Soils in the area of the PRB are tight. In the future, when in an layered alluvial system, incorporate a gravel "pressure relief/effluent storage" zone on the downgradient edge to allow for increased ability to receive effluent water and/or flow onto the land surface if capacity is reached. The hydrogeological study was performed during fall low flow conditions as were the excavation and installation of the PRB bench. Additional water zones may be present during different water levels, so future design data collection should include a hydrogeological investigation in the spring to better characterize flux and water bearing zones in the aquifer during high water conditions. The PRB increased Ar, Fe, Mn and Ur due to eroded overburden material in the lenses on the walls of the excavation and from the seep and sedimentation basin sediments transferred to the PRB. Oxidizing conditions favorable to mobilization of Ur exist when ORP is above -200 mV. Bicarbonate that is likely dominant in the near neutral pH conditions in the vicinity of the PRB can enhance Ur mobility. Redox cycling from fluctuating water table can cause Ur mobilization. Heterogeneity of groundwater inflow along the trench, contact with runoff of mine materials, and microbial activity all contribute to factors affecting degree of treatment within the PRB. The incorporation of the Pilot Study into a potential remedy for the Pedro Creek Sub-Basin, at its current scale and in absence of other actions, may require some modifications to facilitate handling of high spring inflows and additional treatment to address the transport of released uranium into the shallow groundwater and surface water. | Operation and maintenance cost, including remote monitoring (e.g., transducers, telemetry, and cameras) and performance monitoring (e.g., sampling, analysis, and reporting), ranges between $20,000 to $40,000 per month. The capital cost for the construction of the PRB and STC was approximately $1.2M including the media, trenching, infiltration gallery, cover, and stormwater controls, or roughly $180/cubic yard of reactive media (1,200 cubic yards for the PRB and 5,500 cubic yards for the STC). | System is seep treatment cell effluent to PRB. Treatment media: 50% granular support media, 12.5% chopped alfalfa hay, 37.5% woodchips/shavings. Average hydraulic conductivity of 8.8-116.2 ft/day in the media. Trench excavated to dry, silty-clay, weathered Dinwoody Formation material to prevent groundwater flow from bypassing under the PRB. Eroded overburden was encountered. Media placed to a depth of 2 ft bgs, covered by non-woven geotextile and 2 ft of Dinwoody Formation material. Infiltration gallery was constructed upgradient to the PRB, and overburden was encountered. Infiltration gallery was overexcavated and compacted Dinwoody Formation materials were used on the base and sidewalls to reduce water contact with the overburden. It was backfilled with coarse drain rock and covered with non-woven geotextile and Dinwoody Formation material. PRB is relatively easy to implement with readily available material and equipment but using the technology to treat seeps or shallow groundwater in close proximity to overburden disposal piles should be approached with caution. The presence of run-of-mine shales in and around excavations contributes to mobilization of unwanted constituents (e.g. arsenic, uranium) | The objectives for the Pilot Study are consistent with the preliminary Remedial Action Objectives (RAOs) for groundwater remedies at Conda. Based on observations from the 2019 and 2020 monitoring, modifications were made to the Pilot Study in fall of 2020. In coordination with the Agencies, it was decided that the modification will require further monitoring in 2021 to fully meet the Pilot Study objectives. 2018-2019 start up period had differing conditions from 2020-2021, and the conditions were not considered representative of long term trends, but reflect the capability of the media to rapidly reach redox and geochemical conditions that facilitate microbially mediated reduction. 2020-2021 are operational conditions. The treatment media contributes to total Ar, Fe and Mn concentrations above the MCLs and drinking water standards. Data indicate that the treatment media in the Seep Treatment Cell and PRB is capable of treating water entering the system with total Se concentrations as high as 6.87 mg/L as well as total Cd concentrations up to 0.00847 mg/L to levels below their respective MCLs. | None, other than those presented elsewhere | GW-61-MA to GM-60-MA is the upgradient to downgradient well pair in the northern flow path. Data collection for upgradient/downgradient wells is in some instances shifted by a day. Flow rate is the range of hydraulic conductivity along the preferential flow pathways.
Final Treatability Study Findings Report Field-Scale Permeable Reactive Barrier Pilot Study Conda/Woodall Mountain Mine | Conda/Woodall Mountain Mine | IDN001002862 | N/A | N/A | GW-61-MA | Former mining site | Permeable reactive barrier (PRB) with seep treatment cell pre-treatment | Passive | Permeable reactive barrier (PRB) | Pre-treatment | Overburden pile in the headwaters areas of Pedro Creek | Y | PRB with pre-treatment | Specific technologies not specified. PRB is chemical and microbially mediated processes that reduce selenate to selenite and then selenium. Treatment media includes a carbon source (i.e. woodchips), alfalfa hay, and inert sand. Seep treatment cell is pre-treatment cell with treatment media. | Access to the groundwater table is needed. Trench excavated through water-bearing zones of alluvial deposits and into underlying weathered bedrock. | Pilot | 2018-2021, modifications made in 2019 to address seepage | Zinc | Zn, dissolved | mg/L | N | N/A | 0.0044 | 0.0052 | -18.1818 | [9 empty] | 0.0029 | 2020 - 2021 Average, from operational period, not whole dataset | Data not provided | Data not provided | 0.0075 | 2020 - 2021 Average, from operational period, not whole dataset | Data not provided | Data not provided | Data not provided | Upgradient | 6.64 | 6.29 | mg/L | 7.31 | °C | Data not provided | N/A | Data not provided | N/A | 3.2 | mV | 1372.6 | µmhos/cm | Turbidity = 5.56 | NTU | data not provided | data not provided | data not provided | data not provided | data not provided | data not provided | N/A | No groundwater comparison value | None, other than noted elsewhere | An insufficient amount of time since completion of the Pilot Study to adequately evaluate lifespan of the treatment media. The change in alkalinity can be used as an indicator of change in the ability of the media to treat selenium. Alkalinity remained relatively similar after 2 years of operation indicating that after 2 years of operation the microbially-mediated chemical reduction of selenium remains similar to the study onset. | Design had insufficient capacity to contain the flux of snow melt in addition to seep water. Soils in the area of the PRB are tight. In the future, when in an layered alluvial system, incorporate a gravel "pressure relief/effluent storage" zone on the downgradient edge to allow for increased ability to receive effluent water and/or flow onto the land surface if capacity is reached. The hydrogeological study was performed during fall low flow conditions as were the excavation and installation of the PRB bench. Additional water zones may be present during different water levels, so future design data collection should include a hydrogeological investigation in the spring to better characterize flux and water bearing zones in the aquifer during high water conditions. The PRB increased Ar, Fe, Mn and Ur due to eroded overburden material in the lenses on the walls of the excavation and from the seep and sedimentation basin sediments transferred to the PRB. Oxidizing conditions favorable to mobilization of Ur exist when ORP is above -200 mV. Bicarbonate that is likely dominant in the near neutral pH conditions in the vicinity of the PRB can enhance Ur mobility. Redox cycling from fluctuating water table can cause Ur mobilization. Heterogeneity of groundwater inflow along the trench, contact with runoff of mine materials, and microbial activity all contribute to factors affecting degree of treatment within the PRB. The incorporation of the Pilot Study into a potential remedy for the Pedro Creek Sub-Basin, at its current scale and in absence of other actions, may require some modifications to facilitate handling of high spring inflows and additional treatment to address the transport of released uranium into the shallow groundwater and surface water. | Operation and maintenance cost, including remote monitoring (e.g., transducers, telemetry, and cameras) and performance monitoring (e.g., sampling, analysis, and reporting), ranges between $20,000 to $40,000 per month. The capital cost for the construction of the PRB and STC was approximately $1.2M including the media, trenching, infiltration gallery, cover, and stormwater controls, or roughly $180/cubic yard of reactive media (1,200 cubic yards for the PRB and 5,500 cubic yards for the STC). | System is seep treatment cell effluent to PRB. Treatment media: 50% granular support media, 12.5% chopped alfalfa hay, 37.5% woodchips/shavings. Average hydraulic conductivity of 8.8-116.2 ft/day in the media. Trench excavated to dry, silty-clay, weathered Dinwoody Formation material to prevent groundwater flow from bypassing under the PRB. Eroded overburden was encountered. Media placed to a depth of 2 ft bgs, covered by non-woven geotextile and 2 ft of Dinwoody Formation material. Infiltration gallery was constructed upgradient to the PRB, and overburden was encountered. Infiltration gallery was overexcavated and compacted Dinwoody Formation materials were used on the base and sidewalls to reduce water contact with the overburden. It was backfilled with coarse drain rock and covered with non-woven geotextile and Dinwoody Formation material. PRB is relatively easy to implement with readily available material and equipment but using the technology to treat seeps or shallow groundwater in close proximity to overburden disposal piles should be approached with caution. The presence of run-of-mine shales in and around excavations contributes to mobilization of unwanted constituents (e.g. arsenic, uranium) | The objectives for the Pilot Study are consistent with the preliminary Remedial Action Objectives (RAOs) for groundwater remedies at Conda. Based on observations from the 2019 and 2020 monitoring, modifications were made to the Pilot Study in fall of 2020. In coordination with the Agencies, it was decided that the modification will require further monitoring in 2021 to fully meet the Pilot Study objectives. 2018-2019 start up period had differing conditions from 2020-2021, and the conditions were not considered representative of long term trends, but reflect the capability of the media to rapidly reach redox and geochemical conditions that facilitate microbially mediated reduction. 2020-2021 are operational conditions. The treatment media contributes to total Ar, Fe and Mn concentrations above the MCLs and drinking water standards. Data indicate that the treatment media in the Seep Treatment Cell and PRB is capable of treating water entering the system with total Se concentrations as high as 6.87 mg/L as well as total Cd concentrations up to 0.00847 mg/L to levels below their respective MCLs. | None, other than those presented elsewhere | GW-61-MA to GM-60-MA is the upgradient to downgradient well pair in the northern flow path. Data collection for upgradient/downgradient wells is in some instances shifted by a day. Flow rate is the range of hydraulic conductivity along the preferential flow pathways.
Final Treatability Study Findings Report Field-Scale Permeable Reactive Barrier Pilot Study Conda/Woodall Mountain Mine | Conda/Woodall Mountain Mine | IDN001002862 | N/A | N/A | GW-61-MA | Former mining site | Permeable reactive barrier (PRB) with seep treatment cell pre-treatment | Passive | Permeable reactive barrier (PRB) | Pre-treatment | Overburden pile in the headwaters areas of Pedro Creek | Y | PRB with pre-treatment | Specific technologies not specified. PRB is chemical and microbially mediated processes that reduce selenate to selenite and then selenium. Treatment media includes a carbon source (i.e. woodchips), alfalfa hay, and inert sand. Seep treatment cell is pre-treatment cell with treatment media. | Access to the groundwater table is needed. Trench excavated through water-bearing zones of alluvial deposits and into underlying weathered bedrock. | Pilot | 2018-2021, modifications made in 2019 to address seepage | Zinc | Zn, total | mg/L | N | N/A | 0.0063 | 0.0082 | -30.1587 | [9 empty] | 0.0032 | 2020 - 2021 Average, from operational period, not whole dataset | Data not provided | Data not provided | 0.0133 | 2020 - 2021 Average, from operational period, not whole dataset | Data not provided | Data not provided | Data not provided | Upgradient | 6.64 | 6.29 | mg/L | 7.31 | °C | Data not provided | N/A | Data not provided | N/A | 3.2 | mV | 1372.6 | µmhos/cm | Turbidity = 5.56 | NTU | data not provided | data not provided | data not provided | data not provided | data not provided | data not provided | Y | Groundwater Comparison Value: U.S. EPA MCL 3.13 mg/L Assessment of treatment goals based on well-specific averages for 2020-2021 | None, other than noted elsewhere | An insufficient amount of time since completion of the Pilot Study to adequately evaluate lifespan of the treatment media. The change in alkalinity can be used as an indicator of change in the ability of the media to treat selenium. Alkalinity remained relatively similar after 2 years of operation indicating that after 2 years of operation the microbially-mediated chemical reduction of selenium remains similar to the study onset. | Design had insufficient capacity to contain the flux of snow melt in addition to seep water. Soils in the area of the PRB are tight. In the future, when in an layered alluvial system, incorporate a gravel "pressure relief/effluent storage" zone on the downgradient edge to allow for increased ability to receive effluent water and/or flow onto the land surface if capacity is reached. The hydrogeological study was performed during fall low flow conditions as were the excavation and installation of the PRB bench. Additional water zones may be present during different water levels, so future design data collection should include a hydrogeological investigation in the spring to better characterize flux and water bearing zones in the aquifer during high water conditions. The PRB increased Ar, Fe, Mn and Ur due to eroded overburden material in the lenses on the walls of the excavation and from the seep and sedimentation basin sediments transferred to the PRB. Oxidizing conditions favorable to mobilization of Ur exist when ORP is above -200 mV. Bicarbonate that is likely dominant in the near neutral pH conditions in the vicinity of the PRB can enhance Ur mobility. Redox cycling from fluctuating water table can cause Ur mobilization. Heterogeneity of groundwater inflow along the trench, contact with runoff of mine materials, and microbial activity all contribute to factors affecting degree of treatment within the PRB. The incorporation of the Pilot Study into a potential remedy for the Pedro Creek Sub-Basin, at its current scale and in absence of other actions, may require some modifications to facilitate handling of high spring inflows and additional treatment to address the transport of released uranium into the shallow groundwater and surface water. | Operation and maintenance cost, including remote monitoring (e.g., transducers, telemetry, and cameras) and performance monitoring (e.g., sampling, analysis, and reporting), ranges between $20,000 to $40,000 per month. The capital cost for the construction of the PRB and STC was approximately $1.2M including the media, trenching, infiltration gallery, cover, and stormwater controls, or roughly $180/cubic yard of reactive media (1,200 cubic yards for the PRB and 5,500 cubic yards for the STC). | System is seep treatment cell effluent to PRB. Treatment media: 50% granular support media, 12.5% chopped alfalfa hay, 37.5% woodchips/shavings. Average hydraulic conductivity of 8.8-116.2 ft/day in the media. Trench excavated to dry, silty-clay, weathered Dinwoody Formation material to prevent groundwater flow from bypassing under the PRB. Eroded overburden was encountered. Media placed to a depth of 2 ft bgs, covered by non-woven geotextile and 2 ft of Dinwoody Formation material. Infiltration gallery was constructed upgradient to the PRB, and overburden was encountered. Infiltration gallery was overexcavated and compacted Dinwoody Formation materials were used on the base and sidewalls to reduce water contact with the overburden. It was backfilled with coarse drain rock and covered with non-woven geotextile and Dinwoody Formation material. PRB is relatively easy to implement with readily available material and equipment but using the technology to treat seeps or shallow groundwater in close proximity to overburden disposal piles should be approached with caution. The presence of run-of-mine shales in and around excavations contributes to mobilization of unwanted constituents (e.g. arsenic, uranium) | The objectives for the Pilot Study are consistent with the preliminary Remedial Action Objectives (RAOs) for groundwater remedies at Conda. Based on observations from the 2019 and 2020 monitoring, modifications were made to the Pilot Study in fall of 2020. In coordination with the Agencies, it was decided that the modification will require further monitoring in 2021 to fully meet the Pilot Study objectives. 2018-2019 start up period had differing conditions from 2020-2021, and the conditions were not considered representative of long term trends, but reflect the capability of the media to rapidly reach redox and geochemical conditions that facilitate microbially mediated reduction. 2020-2021 are operational conditions. The treatment media contributes to total Ar, Fe and Mn concentrations above the MCLs and drinking water standards. Data indicate that the treatment media in the Seep Treatment Cell and PRB is capable of treating water entering the system with total Se concentrations as high as 6.87 mg/L as well as total Cd concentrations up to 0.00847 mg/L to levels below their respective MCLs. | None, other than those presented elsewhere | GW-61-MA to GM-60-MA is the upgradient to downgradient well pair in the northern flow path. Data collection for upgradient/downgradient wells is in some instances shifted by a day. Flow rate is the range of hydraulic conductivity along the preferential flow pathways.
Final Treatability Study Findings Report Field-Scale Permeable Reactive Barrier Pilot Study Conda/Woodall Mountain Mine | Conda/Woodall Mountain Mine | IDN001002862 | N/A | N/A | GW-61-MA | Former mining site | Permeable reactive barrier (PRB) with seep treatment cell pre-treatment | Passive | Permeable reactive barrier (PRB) | Pre-treatment | Overburden pile in the headwaters areas of Pedro Creek | Y | PRB with pre-treatment | Specific technologies not specified. PRB is chemical and microbially mediated processes that reduce selenate to selenite and then selenium. Treatment media includes a carbon source (i.e. woodchips), alfalfa hay, and inert sand. Seep treatment cell is pre-treatment cell with treatment media. | Access to the groundwater table is needed. Trench excavated through water-bearing zones of alluvial deposits and into underlying weathered bedrock. | Pilot | 2018-2021, modifications made in 2019 to address seepage | Zinc | Zn, dissolved | mg/L | N | N/A |  |  |  | ND | 0.0132 | Not Applicable | [6 empty] | 0.0029 | 2020 - 2021 Average, from operational period, not whole dataset | Data not provided | Data not provided | 0.0075 | 2020 - 2021 Average, from operational period, not whole dataset | Data not provided | Data not provided | Data not provided | Upgradient | 6.76 | 0.85 | mg/L | 9.3 | °C | Data not provided | N/A | Data not provided | N/A | -226.6 | mV | 1440 | µmhos/cm | Turbidity = 3.01 | NTU | data not provided | data not provided | data not provided | data not provided | data not provided | data not provided | N/A | No groundwater comparison value | None, other than noted elsewhere | An insufficient amount of time since completion of the Pilot Study to adequately evaluate lifespan of the treatment media. The change in alkalinity can be used as an indicator of change in the ability of the media to treat selenium. Alkalinity remained relatively similar after 2 years of operation indicating that after 2 years of operation the microbially-mediated chemical reduction of selenium remains similar to the study onset. | Design had insufficient capacity to contain the flux of snow melt in addition to seep water. Soils in the area of the PRB are tight. In the future, when in an layered alluvial system, incorporate a gravel "pressure relief/effluent storage" zone on the downgradient edge to allow for increased ability to receive effluent water and/or flow onto the land surface if capacity is reached. The hydrogeological study was performed during fall low flow conditions as were the excavation and installation of the PRB bench. Additional water zones may be present during different water levels, so future design data collection should include a hydrogeological investigation in the spring to better characterize flux and water bearing zones in the aquifer during high water conditions. The PRB increased Ar, Fe, Mn and Ur due to eroded overburden material in the lenses on the walls of the excavation and from the seep and sedimentation basin sediments transferred to the PRB. Oxidizing conditions favorable to mobilization of Ur exist when ORP is above -200 mV. Bicarbonate that is likely dominant in the near neutral pH conditions in the vicinity of the PRB can enhance Ur mobility. Redox cycling from fluctuating water table can cause Ur mobilization. Heterogeneity of groundwater inflow along the trench, contact with runoff of mine materials, and microbial activity all contribute to factors affecting degree of treatment within the PRB. The incorporation of the Pilot Study into a potential remedy for the Pedro Creek Sub-Basin, at its current scale and in absence of other actions, may require some modifications to facilitate handling of high spring inflows and additional treatment to address the transport of released uranium into the shallow groundwater and surface water. | Operation and maintenance cost, including remote monitoring (e.g., transducers, telemetry, and cameras) and performance monitoring (e.g., sampling, analysis, and reporting), ranges between $20,000 to $40,000 per month. The capital cost for the construction of the PRB and STC was approximately $1.2M including the media, trenching, infiltration gallery, cover, and stormwater controls, or roughly $180/cubic yard of reactive media (1,200 cubic yards for the PRB and 5,500 cubic yards for the STC). | System is seep treatment cell effluent to PRB. Treatment media: 50% granular support media, 12.5% chopped alfalfa hay, 37.5% woodchips/shavings. Average hydraulic conductivity of 8.8-116.2 ft/day in the media. Trench excavated to dry, silty-clay, weathered Dinwoody Formation material to prevent groundwater flow from bypassing under the PRB. Eroded overburden was encountered. Media placed to a depth of 2 ft bgs, covered by non-woven geotextile and 2 ft of Dinwoody Formation material. Infiltration gallery was constructed upgradient to the PRB, and overburden was encountered. Infiltration gallery was overexcavated and compacted Dinwoody Formation materials were used on the base and sidewalls to reduce water contact with the overburden. It was backfilled with coarse drain rock and covered with non-woven geotextile and Dinwoody Formation material. PRB is relatively easy to implement with readily available material and equipment but using the technology to treat seeps or shallow groundwater in close proximity to overburden disposal piles should be approached with caution. The presence of run-of-mine shales in and around excavations contributes to mobilization of unwanted constituents (e.g. arsenic, uranium) | The objectives for the Pilot Study are consistent with the preliminary Remedial Action Objectives (RAOs) for groundwater remedies at Conda. Based on observations from the 2019 and 2020 monitoring, modifications were made to the Pilot Study in fall of 2020. In coordination with the Agencies, it was decided that the modification will require further monitoring in 2021 to fully meet the Pilot Study objectives. 2018-2019 start up period had differing conditions from 2020-2021, and the conditions were not considered representative of long term trends, but reflect the capability of the media to rapidly reach redox and geochemical conditions that facilitate microbially mediated reduction. 2020-2021 are operational conditions. The treatment media contributes to total Ar, Fe and Mn concentrations above the MCLs and drinking water standards. Data indicate that the treatment media in the Seep Treatment Cell and PRB is capable of treating water entering the system with total Se concentrations as high as 6.87 mg/L as well as total Cd concentrations up to 0.00847 mg/L to levels below their respective MCLs. | None, other than those presented elsewhere | ND = non detect, ND value is 0.002 mg/L; GW-61-MA to GM-60-MA is the upgradient to downgradient well pair in the northern flow path. Data collection for upgradient/downgradient wells is in some instances shifted by a day. Flow rate is the range of hydraulic conductivity along the preferential flow pathways.
Final Treatability Study Findings Report Field-Scale Permeable Reactive Barrier Pilot Study Conda/Woodall Mountain Mine | Conda/Woodall Mountain Mine | IDN001002862 | N/A | N/A | GW-61-MA | Former mining site | Permeable reactive barrier (PRB) with seep treatment cell pre-treatment | Passive | Permeable reactive barrier (PRB) | Pre-treatment | Overburden pile in the headwaters areas of Pedro Creek | Y | PRB with pre-treatment | Specific technologies not specified. PRB is chemical and microbially mediated processes that reduce selenate to selenite and then selenium. Treatment media includes a carbon source (i.e. woodchips), alfalfa hay, and inert sand. Seep treatment cell is pre-treatment cell with treatment media. | Access to the groundwater table is needed. Trench excavated through water-bearing zones of alluvial deposits and into underlying weathered bedrock. | Pilot | 2018-2021, modifications made in 2019 to address seepage | Zinc | Zn, total | mg/L | N | N/A |  |  |  | ND | 0.0145 | Not Applicable | [6 empty] | 0.0032 | 2020 - 2021 Average, from operational period, not whole dataset | Data not provided | Data not provided | 0.0133 | 2020 - 2021 Average, from operational period, not whole dataset | Data not provided | Data not provided | Data not provided | Upgradient | 6.76 | 0.85 | mg/L | 9.3 | °C | Data not provided | N/A | Data not provided | N/A | -226.6 | mV | 1440 | µmhos/cm | Turbidity = 3.01 | NTU | data not provided | data not provided | data not provided | data not provided | data not provided | data not provided | Y | Groundwater Comparison Value: U.S. EPA MCL 3.13 mg/L Assessment of treatment goals based on well-specific averages for 2020-2021 | None, other than noted elsewhere | An insufficient amount of time since completion of the Pilot Study to adequately evaluate lifespan of the treatment media. The change in alkalinity can be used as an indicator of change in the ability of the media to treat selenium. Alkalinity remained relatively similar after 2 years of operation indicating that after 2 years of operation the microbially-mediated chemical reduction of selenium remains similar to the study onset. | Design had insufficient capacity to contain the flux of snow melt in addition to seep water. Soils in the area of the PRB are tight. In the future, when in an layered alluvial system, incorporate a gravel "pressure relief/effluent storage" zone on the downgradient edge to allow for increased ability to receive effluent water and/or flow onto the land surface if capacity is reached. The hydrogeological study was performed during fall low flow conditions as were the excavation and installation of the PRB bench. Additional water zones may be present during different water levels, so future design data collection should include a hydrogeological investigation in the spring to better characterize flux and water bearing zones in the aquifer during high water conditions. The PRB increased Ar, Fe, Mn and Ur due to eroded overburden material in the lenses on the walls of the excavation and from the seep and sedimentation basin sediments transferred to the PRB. Oxidizing conditions favorable to mobilization of Ur exist when ORP is above -200 mV. Bicarbonate that is likely dominant in the near neutral pH conditions in the vicinity of the PRB can enhance Ur mobility. Redox cycling from fluctuating water table can cause Ur mobilization. Heterogeneity of groundwater inflow along the trench, contact with runoff of mine materials, and microbial activity all contribute to factors affecting degree of treatment within the PRB. The incorporation of the Pilot Study into a potential remedy for the Pedro Creek Sub-Basin, at its current scale and in absence of other actions, may require some modifications to facilitate handling of high spring inflows and additional treatment to address the transport of released uranium into the shallow groundwater and surface water. | Operation and maintenance cost, including remote monitoring (e.g., transducers, telemetry, and cameras) and performance monitoring (e.g., sampling, analysis, and reporting), ranges between $20,000 to $40,000 per month. The capital cost for the construction of the PRB and STC was approximately $1.2M including the media, trenching, infiltration gallery, cover, and stormwater controls, or roughly $180/cubic yard of reactive media (1,200 cubic yards for the PRB and 5,500 cubic yards for the STC). | System is seep treatment cell effluent to PRB. Treatment media: 50% granular support media, 12.5% chopped alfalfa hay, 37.5% woodchips/shavings. Average hydraulic conductivity of 8.8-116.2 ft/day in the media. Trench excavated to dry, silty-clay, weathered Dinwoody Formation material to prevent groundwater flow from bypassing under the PRB. Eroded overburden was encountered. Media placed to a depth of 2 ft bgs, covered by non-woven geotextile and 2 ft of Dinwoody Formation material. Infiltration gallery was constructed upgradient to the PRB, and overburden was encountered. Infiltration gallery was overexcavated and compacted Dinwoody Formation materials were used on the base and sidewalls to reduce water contact with the overburden. It was backfilled with coarse drain rock and covered with non-woven geotextile and Dinwoody Formation material. PRB is relatively easy to implement with readily available material and equipment but using the technology to treat seeps or shallow groundwater in close proximity to overburden disposal piles should be approached with caution. The presence of run-of-mine shales in and around excavations contributes to mobilization of unwanted constituents (e.g. arsenic, uranium) | The objectives for the Pilot Study are consistent with the preliminary Remedial Action Objectives (RAOs) for groundwater remedies at Conda. Based on observations from the 2019 and 2020 monitoring, modifications were made to the Pilot Study in fall of 2020. In coordination with the Agencies, it was decided that the modification will require further monitoring in 2021 to fully meet the Pilot Study objectives. 2018-2019 start up period had differing conditions from 2020-2021, and the conditions were not considered representative of long term trends, but reflect the capability of the media to rapidly reach redox and geochemical conditions that facilitate microbially mediated reduction. 2020-2021 are operational conditions. The treatment media contributes to total Ar, Fe and Mn concentrations above the MCLs and drinking water standards. Data indicate that the treatment media in the Seep Treatment Cell and PRB is capable of treating water entering the system with total Se concentrations as high as 6.87 mg/L as well as total Cd concentrations up to 0.00847 mg/L to levels below their respective MCLs. | None, other than those presented elsewhere | ND = non detect, ND value is 0.002 mg/L; GW-61-MA to GM-60-MA is the upgradient to downgradient well pair in the northern flow path. Data collection for upgradient/downgradient wells is in some instances shifted by a day. Flow rate is the range of hydraulic conductivity along the preferential flow pathways.
Final Treatability Study Findings Report Field-Scale Permeable Reactive Barrier Pilot Study Conda/Woodall Mountain Mine | Conda/Woodall Mountain Mine | IDN001002862 | N/A | N/A | GW-60-MA | Former mining site | Permeable reactive barrier (PRB) with seep treatment cell pre-treatment | Passive | Permeable reactive barrier (PRB) | Pre-treatment | Overburden pile in the headwaters areas of Pedro Creek | Y | PRB with pre-treatment | Specific technologies not specified. PRB is chemical and microbially mediated processes that reduce selenate to selenite and then selenium. Treatment media includes a carbon source (i.e. woodchips), alfalfa hay, and inert sand. Seep treatment cell is pre-treatment cell with treatment media. | Access to the groundwater table is needed. Trench excavated through water-bearing zones of alluvial deposits and into underlying weathered bedrock. | Pilot | 2018-2021, modifications made in 2019 to address seepage | Zinc | Zn, dissolved | mg/L | N | N/A | [6 empty] | 0.014 | 0.0032 | -337.5 |  |  |  | 0.0029 | 2020 - 2021 Average, from operational period, not whole dataset | Data not provided | Data not provided | 0.0075 | 2020 - 2021 Average, from operational period, not whole dataset | Data not provided | Data not provided | Data not provided | Downgradient | 6.73 | 0.27 | mg/L | 7.4 | °C | Data not provided | N/A | Data not provided | N/A | -57.2 | mV | 2309.4 | µmhos/cm | Turbidity = 10.9 | NTU | data not provided | data not provided | data not provided | data not provided | data not provided | data not provided | N/A | No groundwater comparison value | None, other than noted elsewhere | An insufficient amount of time since completion of the Pilot Study to adequately evaluate lifespan of the treatment media. The change in alkalinity can be used as an indicator of change in the ability of the media to treat selenium. Alkalinity remained relatively similar after 2 years of operation indicating that after 2 years of operation the microbially-mediated chemical reduction of selenium remains similar to the study onset. | Design had insufficient capacity to contain the flux of snow melt in addition to seep water. Soils in the area of the PRB are tight. In the future, when in an layered alluvial system, incorporate a gravel "pressure relief/effluent storage" zone on the downgradient edge to allow for increased ability to receive effluent water and/or flow onto the land surface if capacity is reached. The hydrogeological study was performed during fall low flow conditions as were the excavation and installation of the PRB bench. Additional water zones may be present during different water levels, so future design data collection should include a hydrogeological investigation in the spring to better characterize flux and water bearing zones in the aquifer during high water conditions. The PRB increased Ar, Fe, Mn and Ur due to eroded overburden material in the lenses on the walls of the excavation and from the seep and sedimentation basin sediments transferred to the PRB. Oxidizing conditions favorable to mobilization of Ur exist when ORP is above -200 mV. Bicarbonate that is likely dominant in the near neutral pH conditions in the vicinity of the PRB can enhance Ur mobility. Redox cycling from fluctuating water table can cause Ur mobilization. Heterogeneity of groundwater inflow along the trench, contact with runoff of mine materials, and microbial activity all contribute to factors affecting degree of treatment within the PRB. The incorporation of the Pilot Study into a potential remedy for the Pedro Creek Sub-Basin, at its current scale and in absence of other actions, may require some modifications to facilitate handling of high spring inflows and additional treatment to address the transport of released uranium into the shallow groundwater and surface water. | Operation and maintenance cost, including remote monitoring (e.g., transducers, telemetry, and cameras) and performance monitoring (e.g., sampling, analysis, and reporting), ranges between $20,000 to $40,000 per month. The capital cost for the construction of the PRB and STC was approximately $1.2M including the media, trenching, infiltration gallery, cover, and stormwater controls, or roughly $180/cubic yard of reactive media (1,200 cubic yards for the PRB and 5,500 cubic yards for the STC). | System is seep treatment cell effluent to PRB. Treatment media: 50% granular support media, 12.5% chopped alfalfa hay, 37.5% woodchips/shavings. Average hydraulic conductivity of 8.8-116.2 ft/day in the media. Trench excavated to dry, silty-clay, weathered Dinwoody Formation material to prevent groundwater flow from bypassing under the PRB. Eroded overburden was encountered. Media placed to a depth of 2 ft bgs, covered by non-woven geotextile and 2 ft of Dinwoody Formation material. Infiltration gallery was constructed upgradient to the PRB, and overburden was encountered. Infiltration gallery was overexcavated and compacted Dinwoody Formation materials were used on the base and sidewalls to reduce water contact with the overburden. It was backfilled with coarse drain rock and covered with non-woven geotextile and Dinwoody Formation material. PRB is relatively easy to implement with readily available material and equipment but using the technology to treat seeps or shallow groundwater in close proximity to overburden disposal piles should be approached with caution. The presence of run-of-mine shales in and around excavations contributes to mobilization of unwanted constituents (e.g. arsenic, uranium) | The objectives for the Pilot Study are consistent with the preliminary Remedial Action Objectives (RAOs) for groundwater remedies at Conda. Based on observations from the 2019 and 2020 monitoring, modifications were made to the Pilot Study in fall of 2020. In coordination with the Agencies, it was decided that the modification will require further monitoring in 2021 to fully meet the Pilot Study objectives. 2018-2019 start up period had differing conditions from 2020-2021, and the conditions were not considered representative of long term trends, but reflect the capability of the media to rapidly reach redox and geochemical conditions that facilitate microbially mediated reduction. 2020-2021 are operational conditions. The treatment media contributes to total Ar, Fe and Mn concentrations above the MCLs and drinking water standards. Data indicate that the treatment media in the Seep Treatment Cell and PRB is capable of treating water entering the system with total Se concentrations as high as 6.87 mg/L as well as total Cd concentrations up to 0.00847 mg/L to levels below their respective MCLs. | None, other than those presented elsewhere | GW-61-MA to GM-60-MA is the upgradient to downgradient well pair in the northern flow path. Data collection for upgradient/downgradient wells is in some instances shifted by a day. Flow rate is the range of hydraulic conductivity along the preferential flow pathways.
Final Treatability Study Findings Report Field-Scale Permeable Reactive Barrier Pilot Study Conda/Woodall Mountain Mine | Conda/Woodall Mountain Mine | IDN001002862 | N/A | N/A | GW-60-MA | Former mining site | Permeable reactive barrier (PRB) with seep treatment cell pre-treatment | Passive | Permeable reactive barrier (PRB) | Pre-treatment | Overburden pile in the headwaters areas of Pedro Creek | Y | PRB with pre-treatment | Specific technologies not specified. PRB is chemical and microbially mediated processes that reduce selenate to selenite and then selenium. Treatment media includes a carbon source (i.e. woodchips), alfalfa hay, and inert sand. Seep treatment cell is pre-treatment cell with treatment media. | Access to the groundwater table is needed. Trench excavated through water-bearing zones of alluvial deposits and into underlying weathered bedrock. | Pilot | 2018-2021, modifications made in 2019 to address seepage | Zinc | Zn, total | mg/L | N | N/A | [6 empty] | 0.0158 | 0.0035 | -351.4286 |  |  |  | 0.0032 | 2020 - 2021 Average, from operational period, not whole dataset | Data not provided | Data not provided | 0.0133 | 2020 - 2021 Average, from operational period, not whole dataset | Data not provided | Data not provided | Data not provided | Downgradient | 6.83 | -0.06 | mg/L | 9.2 | °C | Data not provided | N/A | Data not provided | N/A | -217.8 | mV | 2309 | µmhos/cm | Turbidity = 4.51 | NTU | data not provided | data not provided | data not provided | data not provided | data not provided | data not provided | Y | Groundwater Comparison Value: U.S. EPA MCL 3.13 mg/L Assessment of treatment goals based on well-specific averages for 2020-2021 | None, other than noted elsewhere | An insufficient amount of time since completion of the Pilot Study to adequately evaluate lifespan of the treatment media. The change in alkalinity can be used as an indicator of change in the ability of the media to treat selenium. Alkalinity remained relatively similar after 2 years of operation indicating that after 2 years of operation the microbially-mediated chemical reduction of selenium remains similar to the study onset. | Design had insufficient capacity to contain the flux of snow melt in addition to seep water. Soils in the area of the PRB are tight. In the future, when in an layered alluvial system, incorporate a gravel "pressure relief/effluent storage" zone on the downgradient edge to allow for increased ability to receive effluent water and/or flow onto the land surface if capacity is reached. The hydrogeological study was performed during fall low flow conditions as were the excavation and installation of the PRB bench. Additional water zones may be present during different water levels, so future design data collection should include a hydrogeological investigation in the spring to better characterize flux and water bearing zones in the aquifer during high water conditions. The PRB increased Ar, Fe, Mn and Ur due to eroded overburden material in the lenses on the walls of the excavation and from the seep and sedimentation basin sediments transferred to the PRB. Oxidizing conditions favorable to mobilization of Ur exist when ORP is above -200 mV. Bicarbonate that is likely dominant in the near neutral pH conditions in the vicinity of the PRB can enhance Ur mobility. Redox cycling from fluctuating water table can cause Ur mobilization. Heterogeneity of groundwater inflow along the trench, contact with runoff of mine materials, and microbial activity all contribute to factors affecting degree of treatment within the PRB. The incorporation of the Pilot Study into a potential remedy for the Pedro Creek Sub-Basin, at its current scale and in absence of other actions, may require some modifications to facilitate handling of high spring inflows and additional treatment to address the transport of released uranium into the shallow groundwater and surface water. | Operation and maintenance cost, including remote monitoring (e.g., transducers, telemetry, and cameras) and performance monitoring (e.g., sampling, analysis, and reporting), ranges between $20,000 to $40,000 per month. The capital cost for the construction of the PRB and STC was approximately $1.2M including the media, trenching, infiltration gallery, cover, and stormwater controls, or roughly $180/cubic yard of reactive media (1,200 cubic yards for the PRB and 5,500 cubic yards for the STC). | System is seep treatment cell effluent to PRB. Treatment media: 50% granular support media, 12.5% chopped alfalfa hay, 37.5% woodchips/shavings. Average hydraulic conductivity of 8.8-116.2 ft/day in the media. Trench excavated to dry, silty-clay, weathered Dinwoody Formation material to prevent groundwater flow from bypassing under the PRB. Eroded overburden was encountered. Media placed to a depth of 2 ft bgs, covered by non-woven geotextile and 2 ft of Dinwoody Formation material. Infiltration gallery was constructed upgradient to the PRB, and overburden was encountered. Infiltration gallery was overexcavated and compacted Dinwoody Formation materials were used on the base and sidewalls to reduce water contact with the overburden. It was backfilled with coarse drain rock and covered with non-woven geotextile and Dinwoody Formation material. PRB is relatively easy to implement with readily available material and equipment but using the technology to treat seeps or shallow groundwater in close proximity to overburden disposal piles should be approached with caution. The presence of run-of-mine shales in and around excavations contributes to mobilization of unwanted constituents (e.g. arsenic, uranium) | The objectives for the Pilot Study are consistent with the preliminary Remedial Action Objectives (RAOs) for groundwater remedies at Conda. Based on observations from the 2019 and 2020 monitoring, modifications were made to the Pilot Study in fall of 2020. In coordination with the Agencies, it was decided that the modification will require further monitoring in 2021 to fully meet the Pilot Study objectives. 2018-2019 start up period had differing conditions from 2020-2021, and the conditions were not considered representative of long term trends, but reflect the capability of the media to rapidly reach redox and geochemical conditions that facilitate microbially mediated reduction. 2020-2021 are operational conditions. The treatment media contributes to total Ar, Fe and Mn concentrations above the MCLs and drinking water standards. Data indicate that the treatment media in the Seep Treatment Cell and PRB is capable of treating water entering the system with total Se concentrations as high as 6.87 mg/L as well as total Cd concentrations up to 0.00847 mg/L to levels below their respective MCLs. | None, other than those presented elsewhere | GW-61-MA to GM-60-MA is the upgradient to downgradient well pair in the northern flow path. Data collection for upgradient/downgradient wells is in some instances shifted by a day. Flow rate is the range of hydraulic conductivity along the preferential flow pathways.
Final Treatability Study Findings Report Field-Scale Permeable Reactive Barrier Pilot Study Conda/Woodall Mountain Mine | Conda/Woodall Mountain Mine | IDN001002862 | N/A | N/A | GW-60-MA | Former mining site | Permeable reactive barrier (PRB) with seep treatment cell pre-treatment | Passive | Permeable reactive barrier (PRB) | Pre-treatment | Overburden pile in the headwaters areas of Pedro Creek | Y | PRB with pre-treatment | Specific technologies not specified. PRB is chemical and microbially mediated processes that reduce selenate to selenite and then selenium. Treatment media includes a carbon source (i.e. woodchips), alfalfa hay, and inert sand. Seep treatment cell is pre-treatment cell with treatment media. | Access to the groundwater table is needed. Trench excavated through water-bearing zones of alluvial deposits and into underlying weathered bedrock. | Pilot | 2018-2021, modifications made in 2019 to address seepage | Zinc | Zn, dissolved | mg/L | N | N/A | [9 empty] | ND | ND–0.0036 | Not Applicable | 0.0029 | 2020 - 2021 Average, from operational period, not whole dataset | Data not provided | Data not provided | 0.0075 | 2020 - 2021 Average, from operational period, not whole dataset | Data not provided | Data not provided | Data not provided | Downgradient | 6.82–7.29 | (-)0.04–6.26 | mg/L | 4.96–13.53 | °C | Data not provided | N/A | Data not provided | N/A | (-)201.3–(-)2.9 | mV | 800–4,384 | µmhos/cm | Turbidity = 11.96–100.5 | NTU | data not provided | data not provided | data not provided | data not provided | data not provided | data not provided | N/A | No groundwater comparison value | None, other than noted elsewhere | An insufficient amount of time since completion of the Pilot Study to adequately evaluate lifespan of the treatment media. The change in alkalinity can be used as an indicator of change in the ability of the media to treat selenium. Alkalinity remained relatively similar after 2 years of operation indicating that after 2 years of operation the microbially-mediated chemical reduction of selenium remains similar to the study onset. | Design had insufficient capacity to contain the flux of snow melt in addition to seep water. Soils in the area of the PRB are tight. In the future, when in an layered alluvial system, incorporate a gravel "pressure relief/effluent storage" zone on the downgradient edge to allow for increased ability to receive effluent water and/or flow onto the land surface if capacity is reached. The hydrogeological study was performed during fall low flow conditions as were the excavation and installation of the PRB bench. Additional water zones may be present during different water levels, so future design data collection should include a hydrogeological investigation in the spring to better characterize flux and water bearing zones in the aquifer during high water conditions. The PRB increased Ar, Fe, Mn and Ur due to eroded overburden material in the lenses on the walls of the excavation and from the seep and sedimentation basin sediments transferred to the PRB. Oxidizing conditions favorable to mobilization of Ur exist when ORP is above -200 mV. Bicarbonate that is likely dominant in the near neutral pH conditions in the vicinity of the PRB can enhance Ur mobility. Redox cycling from fluctuating water table can cause Ur mobilization. Heterogeneity of groundwater inflow along the trench, contact with runoff of mine materials, and microbial activity all contribute to factors affecting degree of treatment within the PRB. The incorporation of the Pilot Study into a potential remedy for the Pedro Creek Sub-Basin, at its current scale and in absence of other actions, may require some modifications to facilitate handling of high spring inflows and additional treatment to address the transport of released uranium into the shallow groundwater and surface water. | Operation and maintenance cost, including remote monitoring (e.g., transducers, telemetry, and cameras) and performance monitoring (e.g., sampling, analysis, and reporting), ranges between $20,000 to $40,000 per month. The capital cost for the construction of the PRB and STC was approximately $1.2M including the media, trenching, infiltration gallery, cover, and stormwater controls, or roughly $180/cubic yard of reactive media (1,200 cubic yards for the PRB and 5,500 cubic yards for the STC). | System is seep treatment cell effluent to PRB. Treatment media: 50% granular support media, 12.5% chopped alfalfa hay, 37.5% woodchips/shavings. Average hydraulic conductivity of 8.8-116.2 ft/day in the media. Trench excavated to dry, silty-clay, weathered Dinwoody Formation material to prevent groundwater flow from bypassing under the PRB. Eroded overburden was encountered. Media placed to a depth of 2 ft bgs, covered by non-woven geotextile and 2 ft of Dinwoody Formation material. Infiltration gallery was constructed upgradient to the PRB, and overburden was encountered. Infiltration gallery was overexcavated and compacted Dinwoody Formation materials were used on the base and sidewalls to reduce water contact with the overburden. It was backfilled with coarse drain rock and covered with non-woven geotextile and Dinwoody Formation material. PRB is relatively easy to implement with readily available material and equipment but using the technology to treat seeps or shallow groundwater in close proximity to overburden disposal piles should be approached with caution. The presence of run-of-mine shales in and around excavations contributes to mobilization of unwanted constituents (e.g. arsenic, uranium) | The objectives for the Pilot Study are consistent with the preliminary Remedial Action Objectives (RAOs) for groundwater remedies at Conda. Based on observations from the 2019 and 2020 monitoring, modifications were made to the Pilot Study in fall of 2020. In coordination with the Agencies, it was decided that the modification will require further monitoring in 2021 to fully meet the Pilot Study objectives. 2018-2019 start up period had differing conditions from 2020-2021, and the conditions were not considered representative of long term trends, but reflect the capability of the media to rapidly reach redox and geochemical conditions that facilitate microbially mediated reduction. 2020-2021 are operational conditions. The treatment media contributes to total Ar, Fe and Mn concentrations above the MCLs and drinking water standards. Data indicate that the treatment media in the Seep Treatment Cell and PRB is capable of treating water entering the system with total Se concentrations as high as 6.87 mg/L as well as total Cd concentrations up to 0.00847 mg/L to levels below their respective MCLs. | None, other than those presented elsewhere | ND = non detect, ND value is 0.002 mg/L; GW-61-MA to GM-60-MA is the upgradient to downgradient well pair in the northern flow path. Data collection for upgradient/downgradient wells is in some instances shifted by a day. Flow rate is the range of hydraulic conductivity along the preferential flow pathways.
Final Treatability Study Findings Report Field-Scale Permeable Reactive Barrier Pilot Study Conda/Woodall Mountain Mine | Conda/Woodall Mountain Mine | IDN001002862 | N/A | N/A | GW-60-MA | Former mining site | Permeable reactive barrier (PRB) with seep treatment cell pre-treatment | Passive | Permeable reactive barrier (PRB) | Pre-treatment | Overburden pile in the headwaters areas of Pedro Creek | Y | PRB with pre-treatment | Specific technologies not specified. PRB is chemical and microbially mediated processes that reduce selenate to selenite and then selenium. Treatment media includes a carbon source (i.e. woodchips), alfalfa hay, and inert sand. Seep treatment cell is pre-treatment cell with treatment media. | Access to the groundwater table is needed. Trench excavated through water-bearing zones of alluvial deposits and into underlying weathered bedrock. | Pilot | 2018-2021, modifications made in 2019 to address seepage | Zinc | Zn, total | mg/L | N | N/A | [9 empty] | ND | 0.0036 | 62.5 | 0.0032 | 2020 - 2021 Average, from operational period, not whole dataset | Data not provided | Data not provided | 0.0133 | 2020 - 2021 Average, from operational period, not whole dataset | Data not provided | Data not provided | Data not provided | Downgradient | 7.29 | 0.1 | mg/L | 11.98 | °C | Data not provided | N/A | Data not provided | N/A | -111 | mV | 1898.7 | µmhos/cm | Turbidity = 11.96 | NTU | data not provided | data not provided | data not provided | data not provided | data not provided | data not provided | Y | Groundwater Comparison Value: U.S. EPA MCL 3.13 mg/L Assessment of treatment goals based on well-specific averages for 2020-2021 | None, other than noted elsewhere | An insufficient amount of time since completion of the Pilot Study to adequately evaluate lifespan of the treatment media. The change in alkalinity can be used as an indicator of change in the ability of the media to treat selenium. Alkalinity remained relatively similar after 2 years of operation indicating that after 2 years of operation the microbially-mediated chemical reduction of selenium remains similar to the study onset. | Design had insufficient capacity to contain the flux of snow melt in addition to seep water. Soils in the area of the PRB are tight. In the future, when in an layered alluvial system, incorporate a gravel "pressure relief/effluent storage" zone on the downgradient edge to allow for increased ability to receive effluent water and/or flow onto the land surface if capacity is reached. The hydrogeological study was performed during fall low flow conditions as were the excavation and installation of the PRB bench. Additional water zones may be present during different water levels, so future design data collection should include a hydrogeological investigation in the spring to better characterize flux and water bearing zones in the aquifer during high water conditions. The PRB increased Ar, Fe, Mn and Ur due to eroded overburden material in the lenses on the walls of the excavation and from the seep and sedimentation basin sediments transferred to the PRB. Oxidizing conditions favorable to mobilization of Ur exist when ORP is above -200 mV. Bicarbonate that is likely dominant in the near neutral pH conditions in the vicinity of the PRB can enhance Ur mobility. Redox cycling from fluctuating water table can cause Ur mobilization. Heterogeneity of groundwater inflow along the trench, contact with runoff of mine materials, and microbial activity all contribute to factors affecting degree of treatment within the PRB. The incorporation of the Pilot Study into a potential remedy for the Pedro Creek Sub-Basin, at its current scale and in absence of other actions, may require some modifications to facilitate handling of high spring inflows and additional treatment to address the transport of released uranium into the shallow groundwater and surface water. | Operation and maintenance cost, including remote monitoring (e.g., transducers, telemetry, and cameras) and performance monitoring (e.g., sampling, analysis, and reporting), ranges between $20,000 to $40,000 per month. The capital cost for the construction of the PRB and STC was approximately $1.2M including the media, trenching, infiltration gallery, cover, and stormwater controls, or roughly $180/cubic yard of reactive media (1,200 cubic yards for the PRB and 5,500 cubic yards for the STC). | System is seep treatment cell effluent to PRB. Treatment media: 50% granular support media, 12.5% chopped alfalfa hay, 37.5% woodchips/shavings. Average hydraulic conductivity of 8.8-116.2 ft/day in the media. Trench excavated to dry, silty-clay, weathered Dinwoody Formation material to prevent groundwater flow from bypassing under the PRB. Eroded overburden was encountered. Media placed to a depth of 2 ft bgs, covered by non-woven geotextile and 2 ft of Dinwoody Formation material. Infiltration gallery was constructed upgradient to the PRB, and overburden was encountered. Infiltration gallery was overexcavated and compacted Dinwoody Formation materials were used on the base and sidewalls to reduce water contact with the overburden. It was backfilled with coarse drain rock and covered with non-woven geotextile and Dinwoody Formation material. PRB is relatively easy to implement with readily available material and equipment but using the technology to treat seeps or shallow groundwater in close proximity to overburden disposal piles should be approached with caution. The presence of run-of-mine shales in and around excavations contributes to mobilization of unwanted constituents (e.g. arsenic, uranium) | The objectives for the Pilot Study are consistent with the preliminary Remedial Action Objectives (RAOs) for groundwater remedies at Conda. Based on observations from the 2019 and 2020 monitoring, modifications were made to the Pilot Study in fall of 2020. In coordination with the Agencies, it was decided that the modification will require further monitoring in 2021 to fully meet the Pilot Study objectives. 2018-2019 start up period had differing conditions from 2020-2021, and the conditions were not considered representative of long term trends, but reflect the capability of the media to rapidly reach redox and geochemical conditions that facilitate microbially mediated reduction. 2020-2021 are operational conditions. The treatment media contributes to total Ar, Fe and Mn concentrations above the MCLs and drinking water standards. Data indicate that the treatment media in the Seep Treatment Cell and PRB is capable of treating water entering the system with total Se concentrations as high as 6.87 mg/L as well as total Cd concentrations up to 0.00847 mg/L to levels below their respective MCLs. | None, other than those presented elsewhere | ND = non detect, ND value is 0.0027 mg/L; Data collection for upgradient/downgradient wells is in some instances shifted by a day.
Final Treatability Study Findings Report Field-Scale Permeable Reactive Barrier Pilot Study Conda/Woodall Mountain Mine | Conda/Woodall Mountain Mine | IDN001002862 | N/A | N/A | GM-61-MA | Former mining site | Permeable reactive barrier (PRB) with seep treatment cell pre-treatment | Passive | Permeable reactive barrier (PRB) | Pre-treatment | Overburden pile in the headwaters areas of Pedro Creek | Y | PRB with pre-treatment | Specific technologies not specified. PRB is chemical and microbially mediated processes that reduce selenate to selenite and then selenium. Treatment media includes a carbon source (i.e. woodchips), alfalfa hay, and inert sand. Seep treatment cell is pre-treatment cell with treatment media. | Access to the groundwater table is needed. Trench excavated through water-bearing zones of alluvial deposits and into underlying weathered bedrock. | Pilot | 2018-2021, modifications made in 2019 to address seepage | Sulfate | Sulfate, total | mg/L | N | N/A | 587 | 212 | 63.8842 | [9 empty] | 506 | 2020 - 2021 Average, from operational period, not whole dataset | Data not provided | Data not provided | 898 | 2020 - 2021 Average, from operational period, not whole dataset | Data not provided | Data not provided | Data not provided | Upgradient | 6.84 | 3.84 | mg/L | 8.7 | °C | Data not provided | N/A | Data not provided | N/A | 161.4 | mV | 1551 | µmhos/cm | Turbidity = 9.97 | NTU | data not provided | data not provided | data not provided | data not provided | data not provided | data not provided | N | Groundwater Comparison Value: U.S. EPA Secondary Drinking Water Standard 250 mg/L Assessment of treatment goals based on well-specific averages for 2020-2021 | None, other than noted elsewhere | An insufficient amount of time since completion of the Pilot Study to adequately evaluate lifespan of the treatment media. The change in alkalinity can be used as an indicator of change in the ability of the media to treat selenium. Alkalinity remained relatively similar after 2 years of operation indicating that after 2 years of operation the microbially-mediated chemical reduction of selenium remains similar to the study onset. | Design had insufficient capacity to contain the flux of snow melt in addition to seep water. Soils in the area of the PRB are tight. In the future, when in an layered alluvial system, incorporate a gravel "pressure relief/effluent storage" zone on the downgradient edge to allow for increased ability to receive effluent water and/or flow onto the land surface if capacity is reached. The hydrogeological study was performed during fall low flow conditions as were the excavation and installation of the PRB bench. Additional water zones may be present during different water levels, so future design data collection should include a hydrogeological investigation in the spring to better characterize flux and water bearing zones in the aquifer during high water conditions. The PRB increased Ar, Fe, Mn and Ur due to eroded overburden material in the lenses on the walls of the excavation and from the seep and sedimentation basin sediments transferred to the PRB. Oxidizing conditions favorable to mobilization of Ur exist when ORP is above -200 mV. Bicarbonate that is likely dominant in the near neutral pH conditions in the vicinity of the PRB can enhance Ur mobility. Redox cycling from fluctuating water table can cause Ur mobilization. Heterogeneity of groundwater inflow along the trench, contact with runoff of mine materials, and microbial activity all contribute to factors affecting degree of treatment within the PRB. The incorporation of the Pilot Study into a potential remedy for the Pedro Creek Sub-Basin, at its current scale and in absence of other actions, may require some modifications to facilitate handling of high spring inflows and additional treatment to address the transport of released uranium into the shallow groundwater and surface water. | Operation and maintenance cost, including remote monitoring (e.g., transducers, telemetry, and cameras) and performance monitoring (e.g., sampling, analysis, and reporting), ranges between $20,000 to $40,000 per month. The capital cost for the construction of the PRB and STC was approximately $1.2M including the media, trenching, infiltration gallery, cover, and stormwater controls, or roughly $180/cubic yard of reactive media (1,200 cubic yards for the PRB and 5,500 cubic yards for the STC). | System is seep treatment cell effluent to PRB. Treatment media: 50% granular support media, 12.5% chopped alfalfa hay, 37.5% woodchips/shavings. Average hydraulic conductivity of 8.8-116.2 ft/day in the media. Trench excavated to dry, silty-clay, weathered Dinwoody Formation material to prevent groundwater flow from bypassing under the PRB. Eroded overburden was encountered. Media placed to a depth of 2 ft bgs, covered by non-woven geotextile and 2 ft of Dinwoody Formation material. Infiltration gallery was constructed upgradient to the PRB, and overburden was encountered. Infiltration gallery was overexcavated and compacted Dinwoody Formation materials were used on the base and sidewalls to reduce water contact with the overburden. It was backfilled with coarse drain rock and covered with non-woven geotextile and Dinwoody Formation material. PRB is relatively easy to implement with readily available material and equipment but using the technology to treat seeps or shallow groundwater in close proximity to overburden disposal piles should be approached with caution. The presence of run-of-mine shales in and around excavations contributes to mobilization of unwanted constituents (e.g. arsenic, uranium) | The objectives for the Pilot Study are consistent with the preliminary Remedial Action Objectives (RAOs) for groundwater remedies at Conda. Based on observations from the 2019 and 2020 monitoring, modifications were made to the Pilot Study in fall of 2020. In coordination with the Agencies, it was decided that the modification will require further monitoring in 2021 to fully meet the Pilot Study objectives. 2018-2019 start up period had differing conditions from 2020-2021, and the conditions were not considered representative of long term trends, but reflect the capability of the media to rapidly reach redox and geochemical conditions that facilitate microbially mediated reduction. 2020-2021 are operational conditions. The treatment media contributes to total Ar, Fe and Mn concentrations above the MCLs and drinking water standards. Data indicate that the treatment media in the Seep Treatment Cell and PRB is capable of treating water entering the system with total Se concentrations as high as 6.87 mg/L as well as total Cd concentrations up to 0.00847 mg/L to levels below their respective MCLs. | None, other than those presented elsewhere | GW-61-MA to GM-60-MA is the upgradient to downgradient well pair in the northern flow path. Data collection for upgradient/downgradient wells is in some instances shifted by a day. Flow rate is the range of hydraulic conductivity along the preferential flow pathways.
Final Treatability Study Findings Report Field-Scale Permeable Reactive Barrier Pilot Study Conda/Woodall Mountain Mine | Conda/Woodall Mountain Mine | IDN001002862 | N/A | N/A | GM-61-MA | Former mining site | Permeable reactive barrier (PRB) with seep treatment cell pre-treatment | Passive | Permeable reactive barrier (PRB) | Pre-treatment | Overburden pile in the headwaters areas of Pedro Creek | Y | PRB with pre-treatment | Specific technologies not specified. PRB is chemical and microbially mediated processes that reduce selenate to selenite and then selenium. Treatment media includes a carbon source (i.e. woodchips), alfalfa hay, and inert sand. Seep treatment cell is pre-treatment cell with treatment media. | Access to the groundwater table is needed. Trench excavated through water-bearing zones of alluvial deposits and into underlying weathered bedrock. | Pilot | 2018-2021, modifications made in 2019 to address seepage | Sulfate | Sulfate, total | mg/L | N | N/A |  |  |  | 475 | 714 | -50.3158 | [6 empty] | 506 | 2020 - 2021 Average, from operational period, not whole dataset | Data not provided | Data not provided | 898 | 2020 - 2021 Average, from operational period, not whole dataset | Data not provided | Data not provided | Data not provided | Upgradient | 6.92 | -0.03 | mg/L | 9.1 | °C | Data not provided | N/A | Data not provided | N/A | 205.3 | mV | 1419 | µmhos/cm | Turbidity = 4 | NTU | data not provided | data not provided | data not provided | data not provided | data not provided | data not provided | N | Groundwater Comparison Value: U.S. EPA Secondary Drinking Water Standard 250 mg/L Assessment of treatment goals based on well-specific averages for 2020-2021 | None, other than noted elsewhere | An insufficient amount of time since completion of the Pilot Study to adequately evaluate lifespan of the treatment media. The change in alkalinity can be used as an indicator of change in the ability of the media to treat selenium. Alkalinity remained relatively similar after 2 years of operation indicating that after 2 years of operation the microbially-mediated chemical reduction of selenium remains similar to the study onset. | Design had insufficient capacity to contain the flux of snow melt in addition to seep water. Soils in the area of the PRB are tight. In the future, when in an layered alluvial system, incorporate a gravel "pressure relief/effluent storage" zone on the downgradient edge to allow for increased ability to receive effluent water and/or flow onto the land surface if capacity is reached. The hydrogeological study was performed during fall low flow conditions as were the excavation and installation of the PRB bench. Additional water zones may be present during different water levels, so future design data collection should include a hydrogeological investigation in the spring to better characterize flux and water bearing zones in the aquifer during high water conditions. The PRB increased Ar, Fe, Mn and Ur due to eroded overburden material in the lenses on the walls of the excavation and from the seep and sedimentation basin sediments transferred to the PRB. Oxidizing conditions favorable to mobilization of Ur exist when ORP is above -200 mV. Bicarbonate that is likely dominant in the near neutral pH conditions in the vicinity of the PRB can enhance Ur mobility. Redox cycling from fluctuating water table can cause Ur mobilization. Heterogeneity of groundwater inflow along the trench, contact with runoff of mine materials, and microbial activity all contribute to factors affecting degree of treatment within the PRB. The incorporation of the Pilot Study into a potential remedy for the Pedro Creek Sub-Basin, at its current scale and in absence of other actions, may require some modifications to facilitate handling of high spring inflows and additional treatment to address the transport of released uranium into the shallow groundwater and surface water. | Operation and maintenance cost, including remote monitoring (e.g., transducers, telemetry, and cameras) and performance monitoring (e.g., sampling, analysis, and reporting), ranges between $20,000 to $40,000 per month. The capital cost for the construction of the PRB and STC was approximately $1.2M including the media, trenching, infiltration gallery, cover, and stormwater controls, or roughly $180/cubic yard of reactive media (1,200 cubic yards for the PRB and 5,500 cubic yards for the STC). | System is seep treatment cell effluent to PRB. Treatment media: 50% granular support media, 12.5% chopped alfalfa hay, 37.5% woodchips/shavings. Average hydraulic conductivity of 8.8-116.2 ft/day in the media. Trench excavated to dry, silty-clay, weathered Dinwoody Formation material to prevent groundwater flow from bypassing under the PRB. Eroded overburden was encountered. Media placed to a depth of 2 ft bgs, covered by non-woven geotextile and 2 ft of Dinwoody Formation material. Infiltration gallery was constructed upgradient to the PRB, and overburden was encountered. Infiltration gallery was overexcavated and compacted Dinwoody Formation materials were used on the base and sidewalls to reduce water contact with the overburden. It was backfilled with coarse drain rock and covered with non-woven geotextile and Dinwoody Formation material. PRB is relatively easy to implement with readily available material and equipment but using the technology to treat seeps or shallow groundwater in close proximity to overburden disposal piles should be approached with caution. The presence of run-of-mine shales in and around excavations contributes to mobilization of unwanted constituents (e.g. arsenic, uranium) | The objectives for the Pilot Study are consistent with the preliminary Remedial Action Objectives (RAOs) for groundwater remedies at Conda. Based on observations from the 2019 and 2020 monitoring, modifications were made to the Pilot Study in fall of 2020. In coordination with the Agencies, it was decided that the modification will require further monitoring in 2021 to fully meet the Pilot Study objectives. 2018-2019 start up period had differing conditions from 2020-2021, and the conditions were not considered representative of long term trends, but reflect the capability of the media to rapidly reach redox and geochemical conditions that facilitate microbially mediated reduction. 2020-2021 are operational conditions. The treatment media contributes to total Ar, Fe and Mn concentrations above the MCLs and drinking water standards. Data indicate that the treatment media in the Seep Treatment Cell and PRB is capable of treating water entering the system with total Se concentrations as high as 6.87 mg/L as well as total Cd concentrations up to 0.00847 mg/L to levels below their respective MCLs. | None, other than those presented elsewhere | GW-61-MA to GM-60-MA is the upgradient to downgradient well pair in the northern flow path. Data collection for upgradient/downgradient wells is in some instances shifted by a day. Flow rate is the range of hydraulic conductivity along the preferential flow pathways.
Final Treatability Study Findings Report Field-Scale Permeable Reactive Barrier Pilot Study Conda/Woodall Mountain Mine | Conda/Woodall Mountain Mine | IDN001002862 | N/A | N/A | GM-60-MA | Former mining site | Permeable reactive barrier (PRB) with seep treatment cell pre-treatment | Passive | Permeable reactive barrier (PRB) | Pre-treatment | Overburden pile in the headwaters areas of Pedro Creek | Y | PRB with pre-treatment | Specific technologies not specified. PRB is chemical and microbially mediated processes that reduce selenate to selenite and then selenium. Treatment media includes a carbon source (i.e. woodchips), alfalfa hay, and inert sand. Seep treatment cell is pre-treatment cell with treatment media. | Access to the groundwater table is needed. Trench excavated through water-bearing zones of alluvial deposits and into underlying weathered bedrock. | Pilot | 2018-2021, modifications made in 2019 to address seepage | Sulfate | Sulfate, total | mg/L | N | N/A | [6 empty] | 1780 | 577 | -208.4922 |  |  |  | 506 | 2020 - 2021 Average, from operational period, not whole dataset | Data not provided | Data not provided | 898 | 2020 - 2021 Average, from operational period, not whole dataset | Data not provided | Data not provided | Data not provided | Downgradient | 6.73 | 0.44 | mg/L | 8.4 | °C | Data not provided | N/A | Data not provided | N/A | -16.9 | mV | 2779 | µmhos/cm | Turbidity = 89 | NTU | data not provided | data not provided | data not provided | data not provided | data not provided | data not provided | N | Groundwater Comparison Value: U.S. EPA Secondary Drinking Water Standard 250 mg/L Assessment of treatment goals based on well-specific averages for 2020-2021 | None, other than noted elsewhere | An insufficient amount of time since completion of the Pilot Study to adequately evaluate lifespan of the treatment media. The change in alkalinity can be used as an indicator of change in the ability of the media to treat selenium. Alkalinity remained relatively similar after 2 years of operation indicating that after 2 years of operation the microbially-mediated chemical reduction of selenium remains similar to the study onset. | Design had insufficient capacity to contain the flux of snow melt in addition to seep water. Soils in the area of the PRB are tight. In the future, when in an layered alluvial system, incorporate a gravel "pressure relief/effluent storage" zone on the downgradient edge to allow for increased ability to receive effluent water and/or flow onto the land surface if capacity is reached. The hydrogeological study was performed during fall low flow conditions as were the excavation and installation of the PRB bench. Additional water zones may be present during different water levels, so future design data collection should include a hydrogeological investigation in the spring to better characterize flux and water bearing zones in the aquifer during high water conditions. The PRB increased Ar, Fe, Mn and Ur due to eroded overburden material in the lenses on the walls of the excavation and from the seep and sedimentation basin sediments transferred to the PRB. Oxidizing conditions favorable to mobilization of Ur exist when ORP is above -200 mV. Bicarbonate that is likely dominant in the near neutral pH conditions in the vicinity of the PRB can enhance Ur mobility. Redox cycling from fluctuating water table can cause Ur mobilization. Heterogeneity of groundwater inflow along the trench, contact with runoff of mine materials, and microbial activity all contribute to factors affecting degree of treatment within the PRB. The incorporation of the Pilot Study into a potential remedy for the Pedro Creek Sub-Basin, at its current scale and in absence of other actions, may require some modifications to facilitate handling of high spring inflows and additional treatment to address the transport of released uranium into the shallow groundwater and surface water. | Operation and maintenance cost, including remote monitoring (e.g., transducers, telemetry, and cameras) and performance monitoring (e.g., sampling, analysis, and reporting), ranges between $20,000 to $40,000 per month. The capital cost for the construction of the PRB and STC was approximately $1.2M including the media, trenching, infiltration gallery, cover, and stormwater controls, or roughly $180/cubic yard of reactive media (1,200 cubic yards for the PRB and 5,500 cubic yards for the STC). | System is seep treatment cell effluent to PRB. Treatment media: 50% granular support media, 12.5% chopped alfalfa hay, 37.5% woodchips/shavings. Average hydraulic conductivity of 8.8-116.2 ft/day in the media. Trench excavated to dry, silty-clay, weathered Dinwoody Formation material to prevent groundwater flow from bypassing under the PRB. Eroded overburden was encountered. Media placed to a depth of 2 ft bgs, covered by non-woven geotextile and 2 ft of Dinwoody Formation material. Infiltration gallery was constructed upgradient to the PRB, and overburden was encountered. Infiltration gallery was overexcavated and compacted Dinwoody Formation materials were used on the base and sidewalls to reduce water contact with the overburden. It was backfilled with coarse drain rock and covered with non-woven geotextile and Dinwoody Formation material. PRB is relatively easy to implement with readily available material and equipment but using the technology to treat seeps or shallow groundwater in close proximity to overburden disposal piles should be approached with caution. The presence of run-of-mine shales in and around excavations contributes to mobilization of unwanted constituents (e.g. arsenic, uranium) | The objectives for the Pilot Study are consistent with the preliminary Remedial Action Objectives (RAOs) for groundwater remedies at Conda. Based on observations from the 2019 and 2020 monitoring, modifications were made to the Pilot Study in fall of 2020. In coordination with the Agencies, it was decided that the modification will require further monitoring in 2021 to fully meet the Pilot Study objectives. 2018-2019 start up period had differing conditions from 2020-2021, and the conditions were not considered representative of long term trends, but reflect the capability of the media to rapidly reach redox and geochemical conditions that facilitate microbially mediated reduction. 2020-2021 are operational conditions. The treatment media contributes to total Ar, Fe and Mn concentrations above the MCLs and drinking water standards. Data indicate that the treatment media in the Seep Treatment Cell and PRB is capable of treating water entering the system with total Se concentrations as high as 6.87 mg/L as well as total Cd concentrations up to 0.00847 mg/L to levels below their respective MCLs. | None, other than those presented elsewhere | GW-61-MA to GM-60-MA is the upgradient to downgradient well pair in the northern flow path. Data collection for upgradient/downgradient wells is in some instances shifted by a day. Flow rate is the range of hydraulic conductivity along the preferential flow pathways.
Final Treatability Study Findings Report Field-Scale Permeable Reactive Barrier Pilot Study Conda/Woodall Mountain Mine | Conda/Woodall Mountain Mine | IDN001002862 | N/A | N/A | GM-60-MA | Former mining site | Permeable reactive barrier (PRB) with seep treatment cell pre-treatment | Passive | Permeable reactive barrier (PRB) | Pre-treatment | Overburden pile in the headwaters areas of Pedro Creek | Y | PRB with pre-treatment | Specific technologies not specified. PRB is chemical and microbially mediated processes that reduce selenate to selenite and then selenium. Treatment media includes a carbon source (i.e. woodchips), alfalfa hay, and inert sand. Seep treatment cell is pre-treatment cell with treatment media. | Access to the groundwater table is needed. Trench excavated through water-bearing zones of alluvial deposits and into underlying weathered bedrock. | Pilot | 2018-2021, modifications made in 2019 to address seepage | Sulfate | Sulfate, total | mg/L | N | N/A | [9 empty] | 1.34 | 567 | 99.7637 | 506 | 2020 - 2021 Average, from operational period, not whole dataset | Data not provided | Data not provided | 898 | 2020 - 2021 Average, from operational period, not whole dataset | Data not provided | Data not provided | Data not provided | Downgradient | 7.25 | 0.85 | mg/L | 6.29 | °C | Data not provided | N/A | Data not provided | N/A | -224.7 | mV | 2131.9 | µmhos/cm | None | N/A | data not provided | data not provided | data not provided | data not provided | data not provided | data not provided | N | Groundwater Comparison Value: U.S. EPA Secondary Drinking Water Standard 250 mg/L Assessment of treatment goals based on well-specific averages for 2020-2021 | None, other than noted elsewhere | An insufficient amount of time since completion of the Pilot Study to adequately evaluate lifespan of the treatment media. The change in alkalinity can be used as an indicator of change in the ability of the media to treat selenium. Alkalinity remained relatively similar after 2 years of operation indicating that after 2 years of operation the microbially-mediated chemical reduction of selenium remains similar to the study onset. | Design had insufficient capacity to contain the flux of snow melt in addition to seep water. Soils in the area of the PRB are tight. In the future, when in an layered alluvial system, incorporate a gravel "pressure relief/effluent storage" zone on the downgradient edge to allow for increased ability to receive effluent water and/or flow onto the land surface if capacity is reached. The hydrogeological study was performed during fall low flow conditions as were the excavation and installation of the PRB bench. Additional water zones may be present during different water levels, so future design data collection should include a hydrogeological investigation in the spring to better characterize flux and water bearing zones in the aquifer during high water conditions. The PRB increased Ar, Fe, Mn and Ur due to eroded overburden material in the lenses on the walls of the excavation and from the seep and sedimentation basin sediments transferred to the PRB. Oxidizing conditions favorable to mobilization of Ur exist when ORP is above -200 mV. Bicarbonate that is likely dominant in the near neutral pH conditions in the vicinity of the PRB can enhance Ur mobility. Redox cycling from fluctuating water table can cause Ur mobilization. Heterogeneity of groundwater inflow along the trench, contact with runoff of mine materials, and microbial activity all contribute to factors affecting degree of treatment within the PRB. The incorporation of the Pilot Study into a potential remedy for the Pedro Creek Sub-Basin, at its current scale and in absence of other actions, may require some modifications to facilitate handling of high spring inflows and additional treatment to address the transport of released uranium into the shallow groundwater and surface water. | Operation and maintenance cost, including remote monitoring (e.g., transducers, telemetry, and cameras) and performance monitoring (e.g., sampling, analysis, and reporting), ranges between $20,000 to $40,000 per month. The capital cost for the construction of the PRB and STC was approximately $1.2M including the media, trenching, infiltration gallery, cover, and stormwater controls, or roughly $180/cubic yard of reactive media (1,200 cubic yards for the PRB and 5,500 cubic yards for the STC). | System is seep treatment cell effluent to PRB. Treatment media: 50% granular support media, 12.5% chopped alfalfa hay, 37.5% woodchips/shavings. Average hydraulic conductivity of 8.8-116.2 ft/day in the media. Trench excavated to dry, silty-clay, weathered Dinwoody Formation material to prevent groundwater flow from bypassing under the PRB. Eroded overburden was encountered. Media placed to a depth of 2 ft bgs, covered by non-woven geotextile and 2 ft of Dinwoody Formation material. Infiltration gallery was constructed upgradient to the PRB, and overburden was encountered. Infiltration gallery was overexcavated and compacted Dinwoody Formation materials were used on the base and sidewalls to reduce water contact with the overburden. It was backfilled with coarse drain rock and covered with non-woven geotextile and Dinwoody Formation material. PRB is relatively easy to implement with readily available material and equipment but using the technology to treat seeps or shallow groundwater in close proximity to overburden disposal piles should be approached with caution. The presence of run-of-mine shales in and around excavations contributes to mobilization of unwanted constituents (e.g. arsenic, uranium) | The objectives for the Pilot Study are consistent with the preliminary Remedial Action Objectives (RAOs) for groundwater remedies at Conda. Based on observations from the 2019 and 2020 monitoring, modifications were made to the Pilot Study in fall of 2020. In coordination with the Agencies, it was decided that the modification will require further monitoring in 2021 to fully meet the Pilot Study objectives. 2018-2019 start up period had differing conditions from 2020-2021, and the conditions were not considered representative of long term trends, but reflect the capability of the media to rapidly reach redox and geochemical conditions that facilitate microbially mediated reduction. 2020-2021 are operational conditions. The treatment media contributes to total Ar, Fe and Mn concentrations above the MCLs and drinking water standards. Data indicate that the treatment media in the Seep Treatment Cell and PRB is capable of treating water entering the system with total Se concentrations as high as 6.87 mg/L as well as total Cd concentrations up to 0.00847 mg/L to levels below their respective MCLs. | None, other than those presented elsewhere | GW-61-MA to GM-60-MA is the upgradient to downgradient well pair in the northern flow path. Data collection for upgradient/downgradient wells is in some instances shifted by a day. Flow rate is the range of hydraulic conductivity along the preferential flow pathways.
Final Treatability Study Findings Report Field-Scale Permeable Reactive Barrier Pilot Study Conda/Woodall Mountain Mine | Conda/Woodall Mountain Mine | IDN001002862 | N/A | N/A | GM-61-MA | Former mining site | Permeable reactive barrier (PRB) with seep treatment cell pre-treatment | Passive | Permeable reactive barrier (PRB) | Pre-treatment | Overburden pile in the headwaters areas of Pedro Creek | Y | PRB with pre-treatment | Specific technologies not specified. PRB is chemical and microbially mediated processes that reduce selenate to selenite and then selenium. Treatment media includes a carbon source (i.e. woodchips), alfalfa hay, and inert sand. Seep treatment cell is pre-treatment cell with treatment media. | Access to the groundwater table is needed. Trench excavated through water-bearing zones of alluvial deposits and into underlying weathered bedrock. | Pilot | 2018-2021, modifications made in 2019 to address seepage | Alkalinity | Total as CaCO3 | mg/L | N | N/A | 376 | 647 | -72.0745 | [9 empty] | 357 | 2020 - 2021 Average, from operational period, not whole dataset | Data not provided | Data not provided | 691 | 2020 - 2021 Average, from operational period, not whole dataset | Data not provided | Data not provided | Data not provided | Upgradient | 6.9 | 0.38 | mg/L | 6.8 | °C | Data not provided | N/A | Data not provided | N/A | -28.3 | mV | 1503 | µmhos/cm | Turbidity = 9.88 | NTU | data not provided | data not provided | data not provided | data not provided | data not provided | data not provided | N/A | No groundwater comparison value | None, other than noted elsewhere | An insufficient amount of time since completion of the Pilot Study to adequately evaluate lifespan of the treatment media. The change in alkalinity can be used as an indicator of change in the ability of the media to treat selenium. Alkalinity remained relatively similar after 2 years of operation indicating that after 2 years of operation the microbially-mediated chemical reduction of selenium remains similar to the study onset. | Design had insufficient capacity to contain the flux of snow melt in addition to seep water. Soils in the area of the PRB are tight. In the future, when in an layered alluvial system, incorporate a gravel "pressure relief/effluent storage" zone on the downgradient edge to allow for increased ability to receive effluent water and/or flow onto the land surface if capacity is reached. The hydrogeological study was performed during fall low flow conditions as were the excavation and installation of the PRB bench. Additional water zones may be present during different water levels, so future design data collection should include a hydrogeological investigation in the spring to better characterize flux and water bearing zones in the aquifer during high water conditions. The PRB increased Ar, Fe, Mn and Ur due to eroded overburden material in the lenses on the walls of the excavation and from the seep and sedimentation basin sediments transferred to the PRB. Oxidizing conditions favorable to mobilization of Ur exist when ORP is above -200 mV. Bicarbonate that is likely dominant in the near neutral pH conditions in the vicinity of the PRB can enhance Ur mobility. Redox cycling from fluctuating water table can cause Ur mobilization. Heterogeneity of groundwater inflow along the trench, contact with runoff of mine materials, and microbial activity all contribute to factors affecting degree of treatment within the PRB. The incorporation of the Pilot Study into a potential remedy for the Pedro Creek Sub-Basin, at its current scale and in absence of other actions, may require some modifications to facilitate handling of high spring inflows and additional treatment to address the transport of released uranium into the shallow groundwater and surface water. | Operation and maintenance cost, including remote monitoring (e.g., transducers, telemetry, and cameras) and performance monitoring (e.g., sampling, analysis, and reporting), ranges between $20,000 to $40,000 per month. The capital cost for the construction of the PRB and STC was approximately $1.2M including the media, trenching, infiltration gallery, cover, and stormwater controls, or roughly $180/cubic yard of reactive media (1,200 cubic yards for the PRB and 5,500 cubic yards for the STC). | System is seep treatment cell effluent to PRB. Treatment media: 50% granular support media, 12.5% chopped alfalfa hay, 37.5% woodchips/shavings. Average hydraulic conductivity of 8.8-116.2 ft/day in the media. Trench excavated to dry, silty-clay, weathered Dinwoody Formation material to prevent groundwater flow from bypassing under the PRB. Eroded overburden was encountered. Media placed to a depth of 2 ft bgs, covered by non-woven geotextile and 2 ft of Dinwoody Formation material. Infiltration gallery was constructed upgradient to the PRB, and overburden was encountered. Infiltration gallery was overexcavated and compacted Dinwoody Formation materials were used on the base and sidewalls to reduce water contact with the overburden. It was backfilled with coarse drain rock and covered with non-woven geotextile and Dinwoody Formation material. PRB is relatively easy to implement with readily available material and equipment but using the technology to treat seeps or shallow groundwater in close proximity to overburden disposal piles should be approached with caution. The presence of run-of-mine shales in and around excavations contributes to mobilization of unwanted constituents (e.g. arsenic, uranium) | The objectives for the Pilot Study are consistent with the preliminary Remedial Action Objectives (RAOs) for groundwater remedies at Conda. Based on observations from the 2019 and 2020 monitoring, modifications were made to the Pilot Study in fall of 2020. In coordination with the Agencies, it was decided that the modification will require further monitoring in 2021 to fully meet the Pilot Study objectives. 2018-2019 start up period had differing conditions from 2020-2021, and the conditions were not considered representative of long term trends, but reflect the capability of the media to rapidly reach redox and geochemical conditions that facilitate microbially mediated reduction. 2020-2021 are operational conditions. The treatment media contributes to total Ar, Fe and Mn concentrations above the MCLs and drinking water standards. Data indicate that the treatment media in the Seep Treatment Cell and PRB is capable of treating water entering the system with total Se concentrations as high as 6.87 mg/L as well as total Cd concentrations up to 0.00847 mg/L to levels below their respective MCLs. | None, other than those presented elsewhere | GW-61-MA to GM-60-MA is the upgradient to downgradient well pair in the northern flow path. Data collection for upgradient/downgradient wells is in some instances shifted by a day. Flow rate is the range of hydraulic conductivity along the preferential flow pathways.
Final Treatability Study Findings Report Field-Scale Permeable Reactive Barrier Pilot Study Conda/Woodall Mountain Mine | Conda/Woodall Mountain Mine | IDN001002862 | N/A | N/A | GM-61-MA | Former mining site | Permeable reactive barrier (PRB) with seep treatment cell pre-treatment | Passive | Permeable reactive barrier (PRB) | Pre-treatment | Overburden pile in the headwaters areas of Pedro Creek | Y | PRB with pre-treatment | Specific technologies not specified. PRB is chemical and microbially mediated processes that reduce selenate to selenite and then selenium. Treatment media includes a carbon source (i.e. woodchips), alfalfa hay, and inert sand. Seep treatment cell is pre-treatment cell with treatment media. | Access to the groundwater table is needed. Trench excavated through water-bearing zones of alluvial deposits and into underlying weathered bedrock. | Pilot | 2018-2021, modifications made in 2019 to address seepage | Alkalinity | Total as CaCO3 | mg/L | N | N/A |  |  |  | ND | ND | Not Applicable | [6 empty] | 357 | 2020 - 2021 Average, from operational period, not whole dataset | Data not provided | Data not provided | 691 | 2020 - 2021 Average, from operational period, not whole dataset | Data not provided | Data not provided | Data not provided | Upgradient | 6.71 | 2.14 | mg/L | 8.5 | °C | Data not provided | N/A | Data not provided | N/A | 75.2 | mV | 1330 | µmhos/cm | None | N/A | data not provided | data not provided | data not provided | data not provided | data not provided | data not provided | N/A | No groundwater comparison value | None, other than noted elsewhere | An insufficient amount of time since completion of the Pilot Study to adequately evaluate lifespan of the treatment media. The change in alkalinity can be used as an indicator of change in the ability of the media to treat selenium. Alkalinity remained relatively similar after 2 years of operation indicating that after 2 years of operation the microbially-mediated chemical reduction of selenium remains similar to the study onset. | Design had insufficient capacity to contain the flux of snow melt in addition to seep water. Soils in the area of the PRB are tight. In the future, when in an layered alluvial system, incorporate a gravel "pressure relief/effluent storage" zone on the downgradient edge to allow for increased ability to receive effluent water and/or flow onto the land surface if capacity is reached. The hydrogeological study was performed during fall low flow conditions as were the excavation and installation of the PRB bench. Additional water zones may be present during different water levels, so future design data collection should include a hydrogeological investigation in the spring to better characterize flux and water bearing zones in the aquifer during high water conditions. The PRB increased Ar, Fe, Mn and Ur due to eroded overburden material in the lenses on the walls of the excavation and from the seep and sedimentation basin sediments transferred to the PRB. Oxidizing conditions favorable to mobilization of Ur exist when ORP is above -200 mV. Bicarbonate that is likely dominant in the near neutral pH conditions in the vicinity of the PRB can enhance Ur mobility. Redox cycling from fluctuating water table can cause Ur mobilization. Heterogeneity of groundwater inflow along the trench, contact with runoff of mine materials, and microbial activity all contribute to factors affecting degree of treatment within the PRB. The incorporation of the Pilot Study into a potential remedy for the Pedro Creek Sub-Basin, at its current scale and in absence of other actions, may require some modifications to facilitate handling of high spring inflows and additional treatment to address the transport of released uranium into the shallow groundwater and surface water. | Operation and maintenance cost, including remote monitoring (e.g., transducers, telemetry, and cameras) and performance monitoring (e.g., sampling, analysis, and reporting), ranges between $20,000 to $40,000 per month. The capital cost for the construction of the PRB and STC was approximately $1.2M including the media, trenching, infiltration gallery, cover, and stormwater controls, or roughly $180/cubic yard of reactive media (1,200 cubic yards for the PRB and 5,500 cubic yards for the STC). | System is seep treatment cell effluent to PRB. Treatment media: 50% granular support media, 12.5% chopped alfalfa hay, 37.5% woodchips/shavings. Average hydraulic conductivity of 8.8-116.2 ft/day in the media. Trench excavated to dry, silty-clay, weathered Dinwoody Formation material to prevent groundwater flow from bypassing under the PRB. Eroded overburden was encountered. Media placed to a depth of 2 ft bgs, covered by non-woven geotextile and 2 ft of Dinwoody Formation material. Infiltration gallery was constructed upgradient to the PRB, and overburden was encountered. Infiltration gallery was overexcavated and compacted Dinwoody Formation materials were used on the base and sidewalls to reduce water contact with the overburden. It was backfilled with coarse drain rock and covered with non-woven geotextile and Dinwoody Formation material. PRB is relatively easy to implement with readily available material and equipment but using the technology to treat seeps or shallow groundwater in close proximity to overburden disposal piles should be approached with caution. The presence of run-of-mine shales in and around excavations contributes to mobilization of unwanted constituents (e.g. arsenic, uranium) | The objectives for the Pilot Study are consistent with the preliminary Remedial Action Objectives (RAOs) for groundwater remedies at Conda. Based on observations from the 2019 and 2020 monitoring, modifications were made to the Pilot Study in fall of 2020. In coordination with the Agencies, it was decided that the modification will require further monitoring in 2021 to fully meet the Pilot Study objectives. 2018-2019 start up period had differing conditions from 2020-2021, and the conditions were not considered representative of long term trends, but reflect the capability of the media to rapidly reach redox and geochemical conditions that facilitate microbially mediated reduction. 2020-2021 are operational conditions. The treatment media contributes to total Ar, Fe and Mn concentrations above the MCLs and drinking water standards. Data indicate that the treatment media in the Seep Treatment Cell and PRB is capable of treating water entering the system with total Se concentrations as high as 6.87 mg/L as well as total Cd concentrations up to 0.00847 mg/L to levels below their respective MCLs. | None, other than those presented elsewhere | ND = non detect, ND value is 1 mg/L; GW-61-MA to GM-60-MA is the upgradient to downgradient well pair in the northern flow path. Data collection for upgradient/downgradient wells is in some instances shifted by a day. Flow rate is the range of hydraulic conductivity along the preferential flow pathways.
Final Treatability Study Findings Report Field-Scale Permeable Reactive Barrier Pilot Study Conda/Woodall Mountain Mine | Conda/Woodall Mountain Mine | IDN001002862 | N/A | N/A | GM-60-MA | Former mining site | Permeable reactive barrier (PRB) with seep treatment cell pre-treatment | Passive | Permeable reactive barrier (PRB) | Pre-treatment | Overburden pile in the headwaters areas of Pedro Creek | Y | PRB with pre-treatment | Specific technologies not specified. PRB is chemical and microbially mediated processes that reduce selenate to selenite and then selenium. Treatment media includes a carbon source (i.e. woodchips), alfalfa hay, and inert sand. Seep treatment cell is pre-treatment cell with treatment media. | Access to the groundwater table is needed. Trench excavated through water-bearing zones of alluvial deposits and into underlying weathered bedrock. | Pilot | 2018-2021, modifications made in 2019 to address seepage | Alkalinity | Total as CaCO3 | mg/L | N | N/A | [6 empty] | 2140 | 283 | -656.1837 |  |  |  | 357 | 2020 - 2021 Average, from operational period, not whole dataset | Data not provided | Data not provided | 691 | 2020 - 2021 Average, from operational period, not whole dataset | Data not provided | Data not provided | Data not provided | Downgradient | 7.25 | 0.85 | mg/L | 6.29 | °C | Data not provided | N/A | Data not provided | N/A | -224.7 | mV | 2131.9 | µmhos/cm | None | N/A | data not provided | data not provided | data not provided | data not provided | data not provided | data not provided | N/A | No groundwater comparison value | None, other than noted elsewhere | An insufficient amount of time since completion of the Pilot Study to adequately evaluate lifespan of the treatment media. The change in alkalinity can be used as an indicator of change in the ability of the media to treat selenium. Alkalinity remained relatively similar after 2 years of operation indicating that after 2 years of operation the microbially-mediated chemical reduction of selenium remains similar to the study onset. | Design had insufficient capacity to contain the flux of snow melt in addition to seep water. Soils in the area of the PRB are tight. In the future, when in an layered alluvial system, incorporate a gravel "pressure relief/effluent storage" zone on the downgradient edge to allow for increased ability to receive effluent water and/or flow onto the land surface if capacity is reached. The hydrogeological study was performed during fall low flow conditions as were the excavation and installation of the PRB bench. Additional water zones may be present during different water levels, so future design data collection should include a hydrogeological investigation in the spring to better characterize flux and water bearing zones in the aquifer during high water conditions. The PRB increased Ar, Fe, Mn and Ur due to eroded overburden material in the lenses on the walls of the excavation and from the seep and sedimentation basin sediments transferred to the PRB. Oxidizing conditions favorable to mobilization of Ur exist when ORP is above -200 mV. Bicarbonate that is likely dominant in the near neutral pH conditions in the vicinity of the PRB can enhance Ur mobility. Redox cycling from fluctuating water table can cause Ur mobilization. Heterogeneity of groundwater inflow along the trench, contact with runoff of mine materials, and microbial activity all contribute to factors affecting degree of treatment within the PRB. The incorporation of the Pilot Study into a potential remedy for the Pedro Creek Sub-Basin, at its current scale and in absence of other actions, may require some modifications to facilitate handling of high spring inflows and additional treatment to address the transport of released uranium into the shallow groundwater and surface water. | Operation and maintenance cost, including remote monitoring (e.g., transducers, telemetry, and cameras) and performance monitoring (e.g., sampling, analysis, and reporting), ranges between $20,000 to $40,000 per month. The capital cost for the construction of the PRB and STC was approximately $1.2M including the media, trenching, infiltration gallery, cover, and stormwater controls, or roughly $180/cubic yard of reactive media (1,200 cubic yards for the PRB and 5,500 cubic yards for the STC). | System is seep treatment cell effluent to PRB. Treatment media: 50% granular support media, 12.5% chopped alfalfa hay, 37.5% woodchips/shavings. Average hydraulic conductivity of 8.8-116.2 ft/day in the media. Trench excavated to dry, silty-clay, weathered Dinwoody Formation material to prevent groundwater flow from bypassing under the PRB. Eroded overburden was encountered. Media placed to a depth of 2 ft bgs, covered by non-woven geotextile and 2 ft of Dinwoody Formation material. Infiltration gallery was constructed upgradient to the PRB, and overburden was encountered. Infiltration gallery was overexcavated and compacted Dinwoody Formation materials were used on the base and sidewalls to reduce water contact with the overburden. It was backfilled with coarse drain rock and covered with non-woven geotextile and Dinwoody Formation material. PRB is relatively easy to implement with readily available material and equipment but using the technology to treat seeps or shallow groundwater in close proximity to overburden disposal piles should be approached with caution. The presence of run-of-mine shales in and around excavations contributes to mobilization of unwanted constituents (e.g. arsenic, uranium) | The objectives for the Pilot Study are consistent with the preliminary Remedial Action Objectives (RAOs) for groundwater remedies at Conda. Based on observations from the 2019 and 2020 monitoring, modifications were made to the Pilot Study in fall of 2020. In coordination with the Agencies, it was decided that the modification will require further monitoring in 2021 to fully meet the Pilot Study objectives. 2018-2019 start up period had differing conditions from 2020-2021, and the conditions were not considered representative of long term trends, but reflect the capability of the media to rapidly reach redox and geochemical conditions that facilitate microbially mediated reduction. 2020-2021 are operational conditions. The treatment media contributes to total Ar, Fe and Mn concentrations above the MCLs and drinking water standards. Data indicate that the treatment media in the Seep Treatment Cell and PRB is capable of treating water entering the system with total Se concentrations as high as 6.87 mg/L as well as total Cd concentrations up to 0.00847 mg/L to levels below their respective MCLs. | None, other than those presented elsewhere | GW-61-MA to GM-60-MA is the upgradient to downgradient well pair in the northern flow path. Data collection for upgradient/downgradient wells is in some instances shifted by a day. Flow rate is the range of hydraulic conductivity along the preferential flow pathways.
Final Treatability Study Findings Report Field-Scale Permeable Reactive Barrier Pilot Study Conda/Woodall Mountain Mine | Conda/Woodall Mountain Mine | IDN001002862 | N/A | N/A | GM-60-MA | Former mining site | Permeable reactive barrier (PRB) with seep treatment cell pre-treatment | Passive | Permeable reactive barrier (PRB) | Pre-treatment | Overburden pile in the headwaters areas of Pedro Creek | Y | PRB with pre-treatment | Specific technologies not specified. PRB is chemical and microbially mediated processes that reduce selenate to selenite and then selenium. Treatment media includes a carbon source (i.e. woodchips), alfalfa hay, and inert sand. Seep treatment cell is pre-treatment cell with treatment media. | Access to the groundwater table is needed. Trench excavated through water-bearing zones of alluvial deposits and into underlying weathered bedrock. | Pilot | 2018-2021, modifications made in 2019 to address seepage | Alkalinity | Total as CaCO3 | mg/L | N | N/A | [9 empty] | ND | ND | Not Applicable | 357 | 2020 - 2021 Average, from operational period, not whole dataset | Data not provided | Data not provided | 691 | 2020 - 2021 Average, from operational period, not whole dataset | Data not provided | Data not provided | Data not provided | Downgradient | 6.73 | 0.44 | mg/L | 8.4 | °C | Data not provided | N/A | Data not provided | N/A | -16.9 | mV | 2779 | µmhos/cm | Turbidity = 89 | NTU | data not provided | data not provided | data not provided | data not provided | data not provided | data not provided | N/A | No groundwater comparison value | None, other than noted elsewhere | An insufficient amount of time since completion of the Pilot Study to adequately evaluate lifespan of the treatment media. The change in alkalinity can be used as an indicator of change in the ability of the media to treat selenium. Alkalinity remained relatively similar after 2 years of operation indicating that after 2 years of operation the microbially-mediated chemical reduction of selenium remains similar to the study onset. | Design had insufficient capacity to contain the flux of snow melt in addition to seep water. Soils in the area of the PRB are tight. In the future, when in an layered alluvial system, incorporate a gravel "pressure relief/effluent storage" zone on the downgradient edge to allow for increased ability to receive effluent water and/or flow onto the land surface if capacity is reached. The hydrogeological study was performed during fall low flow conditions as were the excavation and installation of the PRB bench. Additional water zones may be present during different water levels, so future design data collection should include a hydrogeological investigation in the spring to better characterize flux and water bearing zones in the aquifer during high water conditions. The PRB increased Ar, Fe, Mn and Ur due to eroded overburden material in the lenses on the walls of the excavation and from the seep and sedimentation basin sediments transferred to the PRB. Oxidizing conditions favorable to mobilization of Ur exist when ORP is above -200 mV. Bicarbonate that is likely dominant in the near neutral pH conditions in the vicinity of the PRB can enhance Ur mobility. Redox cycling from fluctuating water table can cause Ur mobilization. Heterogeneity of groundwater inflow along the trench, contact with runoff of mine materials, and microbial activity all contribute to factors affecting degree of treatment within the PRB. The incorporation of the Pilot Study into a potential remedy for the Pedro Creek Sub-Basin, at its current scale and in absence of other actions, may require some modifications to facilitate handling of high spring inflows and additional treatment to address the transport of released uranium into the shallow groundwater and surface water. | Operation and maintenance cost, including remote monitoring (e.g., transducers, telemetry, and cameras) and performance monitoring (e.g., sampling, analysis, and reporting), ranges between $20,000 to $40,000 per month. The capital cost for the construction of the PRB and STC was approximately $1.2M including the media, trenching, infiltration gallery, cover, and stormwater controls, or roughly $180/cubic yard of reactive media (1,200 cubic yards for the PRB and 5,500 cubic yards for the STC). | System is seep treatment cell effluent to PRB. Treatment media: 50% granular support media, 12.5% chopped alfalfa hay, 37.5% woodchips/shavings. Average hydraulic conductivity of 8.8-116.2 ft/day in the media. Trench excavated to dry, silty-clay, weathered Dinwoody Formation material to prevent groundwater flow from bypassing under the PRB. Eroded overburden was encountered. Media placed to a depth of 2 ft bgs, covered by non-woven geotextile and 2 ft of Dinwoody Formation material. Infiltration gallery was constructed upgradient to the PRB, and overburden was encountered. Infiltration gallery was overexcavated and compacted Dinwoody Formation materials were used on the base and sidewalls to reduce water contact with the overburden. It was backfilled with coarse drain rock and covered with non-woven geotextile and Dinwoody Formation material. PRB is relatively easy to implement with readily available material and equipment but using the technology to treat seeps or shallow groundwater in close proximity to overburden disposal piles should be approached with caution. The presence of run-of-mine shales in and around excavations contributes to mobilization of unwanted constituents (e.g. arsenic, uranium) | The objectives for the Pilot Study are consistent with the preliminary Remedial Action Objectives (RAOs) for groundwater remedies at Conda. Based on observations from the 2019 and 2020 monitoring, modifications were made to the Pilot Study in fall of 2020. In coordination with the Agencies, it was decided that the modification will require further monitoring in 2021 to fully meet the Pilot Study objectives. 2018-2019 start up period had differing conditions from 2020-2021, and the conditions were not considered representative of long term trends, but reflect the capability of the media to rapidly reach redox and geochemical conditions that facilitate microbially mediated reduction. 2020-2021 are operational conditions. The treatment media contributes to total Ar, Fe and Mn concentrations above the MCLs and drinking water standards. Data indicate that the treatment media in the Seep Treatment Cell and PRB is capable of treating water entering the system with total Se concentrations as high as 6.87 mg/L as well as total Cd concentrations up to 0.00847 mg/L to levels below their respective MCLs. | None, other than those presented elsewhere | GW-61-MA to GM-60-MA is the upgradient to downgradient well pair in the northern flow path. Data collection for upgradient/downgradient wells is in some instances shifted by a day. Flow rate is the range of hydraulic conductivity along the preferential flow pathways.
Final Treatability Study Findings Report Field-Scale Permeable Reactive Barrier Pilot Study Conda/Woodall Mountain Mine | Conda/Woodall Mountain Mine | IDN001002862 | N/A | N/A | GM-41-MA | Former mining site | Permeable reactive barrier (PRB) with seep treatment cell pre-treatment | Passive | Permeable reactive barrier (PRB) | Pre-treatment | Overburden pile in the headwaters areas of Pedro Creek | Y | PRB with pre-treatment | Specific technologies not specified. PRB is chemical and microbially mediated processes that reduce selenate to selenite and then selenium. Treatment media includes a carbon source (i.e. woodchips), alfalfa hay, and inert sand. Seep treatment cell is pre-treatment cell with treatment media. | Access to the groundwater table is needed. Trench excavated through water-bearing zones of alluvial deposits and into underlying weathered bedrock. | Pilot | 2018-2021, modifications made in 2019 to address seepage | Selenium | Se, dissolved | mg/L | N | N/A | 4.01 | 0.0014 | 99.9651 | [9 empty] | 2.88 | 2020 - 2021 Average, from operational period, not whole dataset | Data not provided | Data not provided | 0.0713 | 2020 - 2021 Average, from operational period, not whole dataset | Data not provided | Data not provided | Data not provided | Upgradient | 6.86 | 0.17 | mg/L | 16.24 | °C | Data not provided | N/A | Data not provided | N/A | 204.1 | mV | Data not provided | N/A | Turbidity = 0.58 | NTU | data not provided | data not provided | data not provided | data not provided | data not provided | data not provided | N/A | No groundwater comparison value | None, other than noted elsewhere | An insufficient amount of time since completion of the Pilot Study to adequately evaluate lifespan of the treatment media. The change in alkalinity can be used as an indicator of change in the ability of the media to treat selenium. Alkalinity remained relatively similar after 2 years of operation indicating that after 2 years of operation the microbially-mediated chemical reduction of selenium remains similar to the study onset. | Design had insufficient capacity to contain the flux of snow melt in addition to seep water. Soils in the area of the PRB are tight. In the future, when in an layered alluvial system, incorporate a gravel "pressure relief/effluent storage" zone on the downgradient edge to allow for increased ability to receive effluent water and/or flow onto the land surface if capacity is reached. The hydrogeological study was performed during fall low flow conditions as were the excavation and installation of the PRB bench. Additional water zones may be present during different water levels, so future design data collection should include a hydrogeological investigation in the spring to better characterize flux and water bearing zones in the aquifer during high water conditions. The PRB increased Ar, Fe, Mn and Ur due to eroded overburden material in the lenses on the walls of the excavation and from the seep and sedimentation basin sediments transferred to the PRB. Oxidizing conditions favorable to mobilization of Ur exist when ORP is above -200 mV. Bicarbonate that is likely dominant in the near neutral pH conditions in the vicinity of the PRB can enhance Ur mobility. Redox cycling from fluctuating water table can cause Ur mobilization. Heterogeneity of groundwater inflow along the trench, contact with runoff of mine materials, and microbial activity all contribute to factors affecting degree of treatment within the PRB. The incorporation of the Pilot Study into a potential remedy for the Pedro Creek Sub-Basin, at its current scale and in absence of other actions, may require some modifications to facilitate handling of high spring inflows and additional treatment to address the transport of released uranium into the shallow groundwater and surface water. | Operation and maintenance cost, including remote monitoring (e.g., transducers, telemetry, and cameras) and performance monitoring (e.g., sampling, analysis, and reporting), ranges between $20,000 to $40,000 per month. The capital cost for the construction of the PRB and STC was approximately $1.2M including the media, trenching, infiltration gallery, cover, and stormwater controls, or roughly $180/cubic yard of reactive media (1,200 cubic yards for the PRB and 5,500 cubic yards for the STC). | System is seep treatment cell effluent to PRB. Treatment media: 50% granular support media, 12.5% chopped alfalfa hay, 37.5% woodchips/shavings. Average hydraulic conductivity of 8.8-116.2 ft/day in the media. Trench excavated to dry, silty-clay, weathered Dinwoody Formation material to prevent groundwater flow from bypassing under the PRB. Eroded overburden was encountered. Media placed to a depth of 2 ft bgs, covered by non-woven geotextile and 2 ft of Dinwoody Formation material. Infiltration gallery was constructed upgradient to the PRB, and overburden was encountered. Infiltration gallery was overexcavated and compacted Dinwoody Formation materials were used on the base and sidewalls to reduce water contact with the overburden. It was backfilled with coarse drain rock and covered with non-woven geotextile and Dinwoody Formation material. PRB is relatively easy to implement with readily available material and equipment but using the technology to treat seeps or shallow groundwater in close proximity to overburden disposal piles should be approached with caution. The presence of run-of-mine shales in and around excavations contributes to mobilization of unwanted constituents (e.g. arsenic, uranium) | The objectives for the Pilot Study are consistent with the preliminary Remedial Action Objectives (RAOs) for groundwater remedies at Conda. Based on observations from the 2019 and 2020 monitoring, modifications were made to the Pilot Study in fall of 2020. In coordination with the Agencies, it was decided that the modification will require further monitoring in 2021 to fully meet the Pilot Study objectives. 2018-2019 start up period had differing conditions from 2020-2021, and the conditions were not considered representative of long term trends, but reflect the capability of the media to rapidly reach redox and geochemical conditions that facilitate microbially mediated reduction. 2020-2021 are operational conditions. The treatment media contributes to total Ar, Fe and Mn concentrations above the MCLs and drinking water standards. Data indicate that the treatment media in the Seep Treatment Cell and PRB is capable of treating water entering the system with total Se concentrations as high as 6.87 mg/L as well as total Cd concentrations up to 0.00847 mg/L to levels below their respective MCLs. | None, other than those presented elsewhere | GW sampling location GW-41-MA was determined to be upgradient from GW-65-MA on south flow path from Figure 10-5 on page 217 Data collection for upgradient/downgradient wells is in some instances shifted by a day. Flow rate is the range of hydraulic conductivity along the preferential flow pathways.
Final Treatability Study Findings Report Field-Scale Permeable Reactive Barrier Pilot Study Conda/Woodall Mountain Mine | Conda/Woodall Mountain Mine | IDN001002862 | N/A | N/A | GM-41-MA | Former mining site | Permeable reactive barrier (PRB) with seep treatment cell pre-treatment | Passive | Permeable reactive barrier (PRB) | Pre-treatment | Overburden pile in the headwaters areas of Pedro Creek | Y | PRB with pre-treatment | Specific technologies not specified. PRB is chemical and microbially mediated processes that reduce selenate to selenite and then selenium. Treatment media includes a carbon source (i.e. woodchips), alfalfa hay, and inert sand. Seep treatment cell is pre-treatment cell with treatment media. | Access to the groundwater table is needed. Trench excavated through water-bearing zones of alluvial deposits and into underlying weathered bedrock. | Pilot | 2018-2021, modifications made in 2019 to address seepage | Selenium | Se, total | mg/L | N | N/A | 3.92 | 0.0052 | 99.8673 | [9 empty] | 2.86 | 2020 - 2021 Average, from operational period, not whole dataset | Data not provided | Data not provided | 0.0699 | 2020 - 2021 Average, from operational period, not whole dataset | Data not provided | Data not provided | Data not provided | Upgradient | 6.73 | 0.19 | mg/L | 12.4 | °C | Data not provided | N/A | Data not provided | N/A | -36.3 | mV | 3722.4 | µmhos/cm | None | N/A | data not provided | data not provided | data not provided | data not provided | data not provided | data not provided | N | Groundwater Comparison Value: U.S. EPA MCL 0.05 mg/L Assessment of treatment goals based on well-specific averages for 2020-2021 | None, other than noted elsewhere | An insufficient amount of time since completion of the Pilot Study to adequately evaluate lifespan of the treatment media. The change in alkalinity can be used as an indicator of change in the ability of the media to treat selenium. Alkalinity remained relatively similar after 2 years of operation indicating that after 2 years of operation the microbially-mediated chemical reduction of selenium remains similar to the study onset. | Design had insufficient capacity to contain the flux of snow melt in addition to seep water. Soils in the area of the PRB are tight. In the future, when in an layered alluvial system, incorporate a gravel "pressure relief/effluent storage" zone on the downgradient edge to allow for increased ability to receive effluent water and/or flow onto the land surface if capacity is reached. The hydrogeological study was performed during fall low flow conditions as were the excavation and installation of the PRB bench. Additional water zones may be present during different water levels, so future design data collection should include a hydrogeological investigation in the spring to better characterize flux and water bearing zones in the aquifer during high water conditions. The PRB increased Ar, Fe, Mn and Ur due to eroded overburden material in the lenses on the walls of the excavation and from the seep and sedimentation basin sediments transferred to the PRB. Oxidizing conditions favorable to mobilization of Ur exist when ORP is above -200 mV. Bicarbonate that is likely dominant in the near neutral pH conditions in the vicinity of the PRB can enhance Ur mobility. Redox cycling from fluctuating water table can cause Ur mobilization. Heterogeneity of groundwater inflow along the trench, contact with runoff of mine materials, and microbial activity all contribute to factors affecting degree of treatment within the PRB. The incorporation of the Pilot Study into a potential remedy for the Pedro Creek Sub-Basin, at its current scale and in absence of other actions, may require some modifications to facilitate handling of high spring inflows and additional treatment to address the transport of released uranium into the shallow groundwater and surface water. | Operation and maintenance cost, including remote monitoring (e.g., transducers, telemetry, and cameras) and performance monitoring (e.g., sampling, analysis, and reporting), ranges between $20,000 to $40,000 per month. The capital cost for the construction of the PRB and STC was approximately $1.2M including the media, trenching, infiltration gallery, cover, and stormwater controls, or roughly $180/cubic yard of reactive media (1,200 cubic yards for the PRB and 5,500 cubic yards for the STC). | System is seep treatment cell effluent to PRB. Treatment media: 50% granular support media, 12.5% chopped alfalfa hay, 37.5% woodchips/shavings. Average hydraulic conductivity of 8.8-116.2 ft/day in the media. Trench excavated to dry, silty-clay, weathered Dinwoody Formation material to prevent groundwater flow from bypassing under the PRB. Eroded overburden was encountered. Media placed to a depth of 2 ft bgs, covered by non-woven geotextile and 2 ft of Dinwoody Formation material. Infiltration gallery was constructed upgradient to the PRB, and overburden was encountered. Infiltration gallery was overexcavated and compacted Dinwoody Formation materials were used on the base and sidewalls to reduce water contact with the overburden. It was backfilled with coarse drain rock and covered with non-woven geotextile and Dinwoody Formation material. PRB is relatively easy to implement with readily available material and equipment but using the technology to treat seeps or shallow groundwater in close proximity to overburden disposal piles should be approached with caution. The presence of run-of-mine shales in and around excavations contributes to mobilization of unwanted constituents (e.g. arsenic, uranium) | The objectives for the Pilot Study are consistent with the preliminary Remedial Action Objectives (RAOs) for groundwater remedies at Conda. Based on observations from the 2019 and 2020 monitoring, modifications were made to the Pilot Study in fall of 2020. In coordination with the Agencies, it was decided that the modification will require further monitoring in 2021 to fully meet the Pilot Study objectives. 2018-2019 start up period had differing conditions from 2020-2021, and the conditions were not considered representative of long term trends, but reflect the capability of the media to rapidly reach redox and geochemical conditions that facilitate microbially mediated reduction. 2020-2021 are operational conditions. The treatment media contributes to total Ar, Fe and Mn concentrations above the MCLs and drinking water standards. Data indicate that the treatment media in the Seep Treatment Cell and PRB is capable of treating water entering the system with total Se concentrations as high as 6.87 mg/L as well as total Cd concentrations up to 0.00847 mg/L to levels below their respective MCLs. | None, other than those presented elsewhere | GW sampling location GW-41-MA was determined to be upgradient from GW-65-MA on south flow path from Figure 10-5 on page 217 Data collection for upgradient/downgradient wells is in some instances shifted by a day. Flow rate is the range of hydraulic conductivity along the preferential flow pathways.
Final Treatability Study Findings Report Field-Scale Permeable Reactive Barrier Pilot Study Conda/Woodall Mountain Mine | Conda/Woodall Mountain Mine | IDN001002862 | N/A | N/A | GM-41-MA | Former mining site | Permeable reactive barrier (PRB) with seep treatment cell pre-treatment | Passive | Permeable reactive barrier (PRB) | Pre-treatment | Overburden pile in the headwaters areas of Pedro Creek | Y | PRB with pre-treatment | Specific technologies not specified. PRB is chemical and microbially mediated processes that reduce selenate to selenite and then selenium. Treatment media includes a carbon source (i.e. woodchips), alfalfa hay, and inert sand. Seep treatment cell is pre-treatment cell with treatment media. | Access to the groundwater table is needed. Trench excavated through water-bearing zones of alluvial deposits and into underlying weathered bedrock. | Pilot | 2018-2021, modifications made in 2019 to address seepage | Selenium | Se, dissolved | mg/L | N | N/A |  |  |  | 0.006 | 0.0162 | -170 | [6 empty] | 2.88 | 2020 - 2021 Average, from operational period, not whole dataset | Data not provided | Data not provided | 0.0713 | 2020 - 2021 Average, from operational period, not whole dataset | Data not provided | Data not provided | Data not provided | Upgradient | 6.54 | 0.23 | mg/L | 11.1 | °C | Data not provided | N/A | Data not provided | N/A | -17.9 | mV | 3049 | µmhos/cm | Turbidity = 47 | NTU | data not provided | data not provided | data not provided | data not provided | data not provided | data not provided | N/A | No groundwater comparison value | None, other than noted elsewhere | An insufficient amount of time since completion of the Pilot Study to adequately evaluate lifespan of the treatment media. The change in alkalinity can be used as an indicator of change in the ability of the media to treat selenium. Alkalinity remained relatively similar after 2 years of operation indicating that after 2 years of operation the microbially-mediated chemical reduction of selenium remains similar to the study onset. | Design had insufficient capacity to contain the flux of snow melt in addition to seep water. Soils in the area of the PRB are tight. In the future, when in an layered alluvial system, incorporate a gravel "pressure relief/effluent storage" zone on the downgradient edge to allow for increased ability to receive effluent water and/or flow onto the land surface if capacity is reached. The hydrogeological study was performed during fall low flow conditions as were the excavation and installation of the PRB bench. Additional water zones may be present during different water levels, so future design data collection should include a hydrogeological investigation in the spring to better characterize flux and water bearing zones in the aquifer during high water conditions. The PRB increased Ar, Fe, Mn and Ur due to eroded overburden material in the lenses on the walls of the excavation and from the seep and sedimentation basin sediments transferred to the PRB. Oxidizing conditions favorable to mobilization of Ur exist when ORP is above -200 mV. Bicarbonate that is likely dominant in the near neutral pH conditions in the vicinity of the PRB can enhance Ur mobility. Redox cycling from fluctuating water table can cause Ur mobilization. Heterogeneity of groundwater inflow along the trench, contact with runoff of mine materials, and microbial activity all contribute to factors affecting degree of treatment within the PRB. The incorporation of the Pilot Study into a potential remedy for the Pedro Creek Sub-Basin, at its current scale and in absence of other actions, may require some modifications to facilitate handling of high spring inflows and additional treatment to address the transport of released uranium into the shallow groundwater and surface water. | Operation and maintenance cost, including remote monitoring (e.g., transducers, telemetry, and cameras) and performance monitoring (e.g., sampling, analysis, and reporting), ranges between $20,000 to $40,000 per month. The capital cost for the construction of the PRB and STC was approximately $1.2M including the media, trenching, infiltration gallery, cover, and stormwater controls, or roughly $180/cubic yard of reactive media (1,200 cubic yards for the PRB and 5,500 cubic yards for the STC). | System is seep treatment cell effluent to PRB. Treatment media: 50% granular support media, 12.5% chopped alfalfa hay, 37.5% woodchips/shavings. Average hydraulic conductivity of 8.8-116.2 ft/day in the media. Trench excavated to dry, silty-clay, weathered Dinwoody Formation material to prevent groundwater flow from bypassing under the PRB. Eroded overburden was encountered. Media placed to a depth of 2 ft bgs, covered by non-woven geotextile and 2 ft of Dinwoody Formation material. Infiltration gallery was constructed upgradient to the PRB, and overburden was encountered. Infiltration gallery was overexcavated and compacted Dinwoody Formation materials were used on the base and sidewalls to reduce water contact with the overburden. It was backfilled with coarse drain rock and covered with non-woven geotextile and Dinwoody Formation material. PRB is relatively easy to implement with readily available material and equipment but using the technology to treat seeps or shallow groundwater in close proximity to overburden disposal piles should be approached with caution. The presence of run-of-mine shales in and around excavations contributes to mobilization of unwanted constituents (e.g. arsenic, uranium) | The objectives for the Pilot Study are consistent with the preliminary Remedial Action Objectives (RAOs) for groundwater remedies at Conda. Based on observations from the 2019 and 2020 monitoring, modifications were made to the Pilot Study in fall of 2020. In coordination with the Agencies, it was decided that the modification will require further monitoring in 2021 to fully meet the Pilot Study objectives. 2018-2019 start up period had differing conditions from 2020-2021, and the conditions were not considered representative of long term trends, but reflect the capability of the media to rapidly reach redox and geochemical conditions that facilitate microbially mediated reduction. 2020-2021 are operational conditions. The treatment media contributes to total Ar, Fe and Mn concentrations above the MCLs and drinking water standards. Data indicate that the treatment media in the Seep Treatment Cell and PRB is capable of treating water entering the system with total Se concentrations as high as 6.87 mg/L as well as total Cd concentrations up to 0.00847 mg/L to levels below their respective MCLs. | None, other than those presented elsewhere | GW sampling location GW-41-MA was determined to be upgradient from GW-65-MA on south flow path from Figure 10-5 on page 217 Data collection for upgradient/downgradient wells is in some instances shifted by a day. Flow rate is the range of hydraulic conductivity along the preferential flow pathways.
Final Treatability Study Findings Report Field-Scale Permeable Reactive Barrier Pilot Study Conda/Woodall Mountain Mine | Conda/Woodall Mountain Mine | IDN001002862 | N/A | N/A | GM-41-MA | Former mining site | Permeable reactive barrier (PRB) with seep treatment cell pre-treatment | Passive | Permeable reactive barrier (PRB) | Pre-treatment | Overburden pile in the headwaters areas of Pedro Creek | Y | PRB with pre-treatment | Specific technologies not specified. PRB is chemical and microbially mediated processes that reduce selenate to selenite and then selenium. Treatment media includes a carbon source (i.e. woodchips), alfalfa hay, and inert sand. Seep treatment cell is pre-treatment cell with treatment media. | Access to the groundwater table is needed. Trench excavated through water-bearing zones of alluvial deposits and into underlying weathered bedrock. | Pilot | 2018-2021, modifications made in 2019 to address seepage | Selenium | Se, total | mg/L | N | N/A |  |  |  | 0.0115 | 0.269 | -2239.1304 | [6 empty] | 2.86 | 2020 - 2021 Average, from operational period, not whole dataset | Data not provided | Data not provided | 0.0699 | 2020 - 2021 Average, from operational period, not whole dataset | Data not provided | Data not provided | Data not provided | Upgradient | 6.54 | 0.23 | mg/L | 11.1 | °C | Data not provided | N/A | Data not provided | N/A | -17.9 | mV | 3049 | µmhos/cm | Turbidity = 47 | NTU | data not provided | data not provided | data not provided | data not provided | data not provided | data not provided | N | Groundwater Comparison Value: U.S. EPA MCL 0.05 mg/L Assessment of treatment goals based on well-specific averages for 2020-2021 | None, other than noted elsewhere | An insufficient amount of time since completion of the Pilot Study to adequately evaluate lifespan of the treatment media. The change in alkalinity can be used as an indicator of change in the ability of the media to treat selenium. Alkalinity remained relatively similar after 2 years of operation indicating that after 2 years of operation the microbially-mediated chemical reduction of selenium remains similar to the study onset. | Design had insufficient capacity to contain the flux of snow melt in addition to seep water. Soils in the area of the PRB are tight. In the future, when in an layered alluvial system, incorporate a gravel "pressure relief/effluent storage" zone on the downgradient edge to allow for increased ability to receive effluent water and/or flow onto the land surface if capacity is reached. The hydrogeological study was performed during fall low flow conditions as were the excavation and installation of the PRB bench. Additional water zones may be present during different water levels, so future design data collection should include a hydrogeological investigation in the spring to better characterize flux and water bearing zones in the aquifer during high water conditions. The PRB increased Ar, Fe, Mn and Ur due to eroded overburden material in the lenses on the walls of the excavation and from the seep and sedimentation basin sediments transferred to the PRB. Oxidizing conditions favorable to mobilization of Ur exist when ORP is above -200 mV. Bicarbonate that is likely dominant in the near neutral pH conditions in the vicinity of the PRB can enhance Ur mobility. Redox cycling from fluctuating water table can cause Ur mobilization. Heterogeneity of groundwater inflow along the trench, contact with runoff of mine materials, and microbial activity all contribute to factors affecting degree of treatment within the PRB. The incorporation of the Pilot Study into a potential remedy for the Pedro Creek Sub-Basin, at its current scale and in absence of other actions, may require some modifications to facilitate handling of high spring inflows and additional treatment to address the transport of released uranium into the shallow groundwater and surface water. | Operation and maintenance cost, including remote monitoring (e.g., transducers, telemetry, and cameras) and performance monitoring (e.g., sampling, analysis, and reporting), ranges between $20,000 to $40,000 per month. The capital cost for the construction of the PRB and STC was approximately $1.2M including the media, trenching, infiltration gallery, cover, and stormwater controls, or roughly $180/cubic yard of reactive media (1,200 cubic yards for the PRB and 5,500 cubic yards for the STC). | System is seep treatment cell effluent to PRB. Treatment media: 50% granular support media, 12.5% chopped alfalfa hay, 37.5% woodchips/shavings. Average hydraulic conductivity of 8.8-116.2 ft/day in the media. Trench excavated to dry, silty-clay, weathered Dinwoody Formation material to prevent groundwater flow from bypassing under the PRB. Eroded overburden was encountered. Media placed to a depth of 2 ft bgs, covered by non-woven geotextile and 2 ft of Dinwoody Formation material. Infiltration gallery was constructed upgradient to the PRB, and overburden was encountered. Infiltration gallery was overexcavated and compacted Dinwoody Formation materials were used on the base and sidewalls to reduce water contact with the overburden. It was backfilled with coarse drain rock and covered with non-woven geotextile and Dinwoody Formation material. PRB is relatively easy to implement with readily available material and equipment but using the technology to treat seeps or shallow groundwater in close proximity to overburden disposal piles should be approached with caution. The presence of run-of-mine shales in and around excavations contributes to mobilization of unwanted constituents (e.g. arsenic, uranium) | The objectives for the Pilot Study are consistent with the preliminary Remedial Action Objectives (RAOs) for groundwater remedies at Conda. Based on observations from the 2019 and 2020 monitoring, modifications were made to the Pilot Study in fall of 2020. In coordination with the Agencies, it was decided that the modification will require further monitoring in 2021 to fully meet the Pilot Study objectives. 2018-2019 start up period had differing conditions from 2020-2021, and the conditions were not considered representative of long term trends, but reflect the capability of the media to rapidly reach redox and geochemical conditions that facilitate microbially mediated reduction. 2020-2021 are operational conditions. The treatment media contributes to total Ar, Fe and Mn concentrations above the MCLs and drinking water standards. Data indicate that the treatment media in the Seep Treatment Cell and PRB is capable of treating water entering the system with total Se concentrations as high as 6.87 mg/L as well as total Cd concentrations up to 0.00847 mg/L to levels below their respective MCLs. | None, other than those presented elsewhere | GW sampling location GW-41-MA was determined to be upgradient from GW-65-MA on south flow path from Figure 10-5 on page 217 Data collection for upgradient/downgradient wells is in some instances shifted by a day. Flow rate is the range of hydraulic conductivity along the preferential flow pathways.
Final Treatability Study Findings Report Field-Scale Permeable Reactive Barrier Pilot Study Conda/Woodall Mountain Mine | Conda/Woodall Mountain Mine | IDN001002862 | N/A | N/A | GM-65-MA | Former mining site | Permeable reactive barrier (PRB) with seep treatment cell pre-treatment | Passive | Permeable reactive barrier (PRB) | Pre-treatment | Overburden pile in the headwaters areas of Pedro Creek | Y | PRB with pre-treatment | Specific technologies not specified. PRB is chemical and microbially mediated processes that reduce selenate to selenite and then selenium. Treatment media includes a carbon source (i.e. woodchips), alfalfa hay, and inert sand. Seep treatment cell is pre-treatment cell with treatment media. | Access to the groundwater table is needed. Trench excavated through water-bearing zones of alluvial deposits and into underlying weathered bedrock. | Pilot | 2018-2021, modifications made in 2019 to address seepage | Selenium | Se, dissolved | mg/L | N | N/A | [6 empty] | 0.224 | 3.15 | 92.8889 |  |  |  | 2.88 | 2020 - 2021 Average, from operational period, not whole dataset | Data not provided | Data not provided | 0.0713 | 2020 - 2021 Average, from operational period, not whole dataset | Data not provided | Data not provided | Data not provided | Downgradient | 6.61 | -0.1 | mg/L | 12.1 | °C | Data not provided | N/A | Data not provided | N/A | -168.7 | mV | 3160 | µmhos/cm | Turbidity = 9.09 | NTU | data not provided | data not provided | data not provided | data not provided | data not provided | data not provided | N/A | No groundwater comparison value | None, other than noted elsewhere | An insufficient amount of time since completion of the Pilot Study to adequately evaluate lifespan of the treatment media. The change in alkalinity can be used as an indicator of change in the ability of the media to treat selenium. Alkalinity remained relatively similar after 2 years of operation indicating that after 2 years of operation the microbially-mediated chemical reduction of selenium remains similar to the study onset. | Design had insufficient capacity to contain the flux of snow melt in addition to seep water. Soils in the area of the PRB are tight. In the future, when in an layered alluvial system, incorporate a gravel "pressure relief/effluent storage" zone on the downgradient edge to allow for increased ability to receive effluent water and/or flow onto the land surface if capacity is reached. The hydrogeological study was performed during fall low flow conditions as were the excavation and installation of the PRB bench. Additional water zones may be present during different water levels, so future design data collection should include a hydrogeological investigation in the spring to better characterize flux and water bearing zones in the aquifer during high water conditions. The PRB increased Ar, Fe, Mn and Ur due to eroded overburden material in the lenses on the walls of the excavation and from the seep and sedimentation basin sediments transferred to the PRB. Oxidizing conditions favorable to mobilization of Ur exist when ORP is above -200 mV. Bicarbonate that is likely dominant in the near neutral pH conditions in the vicinity of the PRB can enhance Ur mobility. Redox cycling from fluctuating water table can cause Ur mobilization. Heterogeneity of groundwater inflow along the trench, contact with runoff of mine materials, and microbial activity all contribute to factors affecting degree of treatment within the PRB. The incorporation of the Pilot Study into a potential remedy for the Pedro Creek Sub-Basin, at its current scale and in absence of other actions, may require some modifications to facilitate handling of high spring inflows and additional treatment to address the transport of released uranium into the shallow groundwater and surface water. | Operation and maintenance cost, including remote monitoring (e.g., transducers, telemetry, and cameras) and performance monitoring (e.g., sampling, analysis, and reporting), ranges between $20,000 to $40,000 per month. The capital cost for the construction of the PRB and STC was approximately $1.2M including the media, trenching, infiltration gallery, cover, and stormwater controls, or roughly $180/cubic yard of reactive media (1,200 cubic yards for the PRB and 5,500 cubic yards for the STC). | System is seep treatment cell effluent to PRB. Treatment media: 50% granular support media, 12.5% chopped alfalfa hay, 37.5% woodchips/shavings. Average hydraulic conductivity of 8.8-116.2 ft/day in the media. Trench excavated to dry, silty-clay, weathered Dinwoody Formation material to prevent groundwater flow from bypassing under the PRB. Eroded overburden was encountered. Media placed to a depth of 2 ft bgs, covered by non-woven geotextile and 2 ft of Dinwoody Formation material. Infiltration gallery was constructed upgradient to the PRB, and overburden was encountered. Infiltration gallery was overexcavated and compacted Dinwoody Formation materials were used on the base and sidewalls to reduce water contact with the overburden. It was backfilled with coarse drain rock and covered with non-woven geotextile and Dinwoody Formation material. PRB is relatively easy to implement with readily available material and equipment but using the technology to treat seeps or shallow groundwater in close proximity to overburden disposal piles should be approached with caution. The presence of run-of-mine shales in and around excavations contributes to mobilization of unwanted constituents (e.g. arsenic, uranium) | The objectives for the Pilot Study are consistent with the preliminary Remedial Action Objectives (RAOs) for groundwater remedies at Conda. Based on observations from the 2019 and 2020 monitoring, modifications were made to the Pilot Study in fall of 2020. In coordination with the Agencies, it was decided that the modification will require further monitoring in 2021 to fully meet the Pilot Study objectives. 2018-2019 start up period had differing conditions from 2020-2021, and the conditions were not considered representative of long term trends, but reflect the capability of the media to rapidly reach redox and geochemical conditions that facilitate microbially mediated reduction. 2020-2021 are operational conditions. The treatment media contributes to total Ar, Fe and Mn concentrations above the MCLs and drinking water standards. Data indicate that the treatment media in the Seep Treatment Cell and PRB is capable of treating water entering the system with total Se concentrations as high as 6.87 mg/L as well as total Cd concentrations up to 0.00847 mg/L to levels below their respective MCLs. | GW-65-MA is presented as a cross-gradient well but is also shown to be within the southern flow path that moves through the PRB. | GW sampling location GW-41-MA was determined to be upgradient from GW-65-MA on south flow path from Figure 10-5 on page 217 Data collection for upgradient/downgradient wells is in some instances shifted by a day. Flow rate is the range of hydraulic conductivity along the preferential flow pathways.
Final Treatability Study Findings Report Field-Scale Permeable Reactive Barrier Pilot Study Conda/Woodall Mountain Mine | Conda/Woodall Mountain Mine | IDN001002862 | N/A | N/A | GM-65-MA | Former mining site | Permeable reactive barrier (PRB) with seep treatment cell pre-treatment | Passive | Permeable reactive barrier (PRB) | Pre-treatment | Overburden pile in the headwaters areas of Pedro Creek | Y | PRB with pre-treatment | Specific technologies not specified. PRB is chemical and microbially mediated processes that reduce selenate to selenite and then selenium. Treatment media includes a carbon source (i.e. woodchips), alfalfa hay, and inert sand. Seep treatment cell is pre-treatment cell with treatment media. | Access to the groundwater table is needed. Trench excavated through water-bearing zones of alluvial deposits and into underlying weathered bedrock. | Pilot | 2018-2021, modifications made in 2019 to address seepage | Selenium | Se, total | mg/L | N | N/A | [6 empty] | 0.202 | 3.02 | 93.3113 |  |  |  | 2.86 | 2020 - 2021 Average, from operational period, not whole dataset | Data not provided | Data not provided | 0.0699 | 2020 - 2021 Average, from operational period, not whole dataset | Data not provided | Data not provided | Data not provided | Downgradient | 6.61 | -0.1 | mg/L | 12.1 | °C | Data not provided | N/A | Data not provided | N/A | -168.7 | mV | 3160 | µmhos/cm | Turbidity = 9.09 | NTU | data not provided | data not provided | data not provided | data not provided | data not provided | data not provided | N | Groundwater Comparison Value: U.S. EPA MCL 0.05 mg/L Assessment of treatment goals based on well-specific averages for 2020-2021 | None, other than noted elsewhere | An insufficient amount of time since completion of the Pilot Study to adequately evaluate lifespan of the treatment media. The change in alkalinity can be used as an indicator of change in the ability of the media to treat selenium. Alkalinity remained relatively similar after 2 years of operation indicating that after 2 years of operation the microbially-mediated chemical reduction of selenium remains similar to the study onset. | Design had insufficient capacity to contain the flux of snow melt in addition to seep water. Soils in the area of the PRB are tight. In the future, when in an layered alluvial system, incorporate a gravel "pressure relief/effluent storage" zone on the downgradient edge to allow for increased ability to receive effluent water and/or flow onto the land surface if capacity is reached. The hydrogeological study was performed during fall low flow conditions as were the excavation and installation of the PRB bench. Additional water zones may be present during different water levels, so future design data collection should include a hydrogeological investigation in the spring to better characterize flux and water bearing zones in the aquifer during high water conditions. The PRB increased Ar, Fe, Mn and Ur due to eroded overburden material in the lenses on the walls of the excavation and from the seep and sedimentation basin sediments transferred to the PRB. Oxidizing conditions favorable to mobilization of Ur exist when ORP is above -200 mV. Bicarbonate that is likely dominant in the near neutral pH conditions in the vicinity of the PRB can enhance Ur mobility. Redox cycling from fluctuating water table can cause Ur mobilization. Heterogeneity of groundwater inflow along the trench, contact with runoff of mine materials, and microbial activity all contribute to factors affecting degree of treatment within the PRB. The incorporation of the Pilot Study into a potential remedy for the Pedro Creek Sub-Basin, at its current scale and in absence of other actions, may require some modifications to facilitate handling of high spring inflows and additional treatment to address the transport of released uranium into the shallow groundwater and surface water. | Operation and maintenance cost, including remote monitoring (e.g., transducers, telemetry, and cameras) and performance monitoring (e.g., sampling, analysis, and reporting), ranges between $20,000 to $40,000 per month. The capital cost for the construction of the PRB and STC was approximately $1.2M including the media, trenching, infiltration gallery, cover, and stormwater controls, or roughly $180/cubic yard of reactive media (1,200 cubic yards for the PRB and 5,500 cubic yards for the STC). | System is seep treatment cell effluent to PRB. Treatment media: 50% granular support media, 12.5% chopped alfalfa hay, 37.5% woodchips/shavings. Average hydraulic conductivity of 8.8-116.2 ft/day in the media. Trench excavated to dry, silty-clay, weathered Dinwoody Formation material to prevent groundwater flow from bypassing under the PRB. Eroded overburden was encountered. Media placed to a depth of 2 ft bgs, covered by non-woven geotextile and 2 ft of Dinwoody Formation material. Infiltration gallery was constructed upgradient to the PRB, and overburden was encountered. Infiltration gallery was overexcavated and compacted Dinwoody Formation materials were used on the base and sidewalls to reduce water contact with the overburden. It was backfilled with coarse drain rock and covered with non-woven geotextile and Dinwoody Formation material. PRB is relatively easy to implement with readily available material and equipment but using the technology to treat seeps or shallow groundwater in close proximity to overburden disposal piles should be approached with caution. The presence of run-of-mine shales in and around excavations contributes to mobilization of unwanted constituents (e.g. arsenic, uranium) | The objectives for the Pilot Study are consistent with the preliminary Remedial Action Objectives (RAOs) for groundwater remedies at Conda. Based on observations from the 2019 and 2020 monitoring, modifications were made to the Pilot Study in fall of 2020. In coordination with the Agencies, it was decided that the modification will require further monitoring in 2021 to fully meet the Pilot Study objectives. 2018-2019 start up period had differing conditions from 2020-2021, and the conditions were not considered representative of long term trends, but reflect the capability of the media to rapidly reach redox and geochemical conditions that facilitate microbially mediated reduction. 2020-2021 are operational conditions. The treatment media contributes to total Ar, Fe and Mn concentrations above the MCLs and drinking water standards. Data indicate that the treatment media in the Seep Treatment Cell and PRB is capable of treating water entering the system with total Se concentrations as high as 6.87 mg/L as well as total Cd concentrations up to 0.00847 mg/L to levels below their respective MCLs. | GW-65-MA is presented as a cross-gradient well but is also shown to be within the southern flow path that moves through the PRB. | GW sampling location GW-41-MA was determined to be upgradient from GW-65-MA on south flow path from Figure 10-5 on page 217 Data collection for upgradient/downgradient wells is in some instances shifted by a day. Flow rate is the range of hydraulic conductivity along the preferential flow pathways.
Final Treatability Study Findings Report Field-Scale Permeable Reactive Barrier Pilot Study Conda/Woodall Mountain Mine | Conda/Woodall Mountain Mine | IDN001002862 | N/A | N/A | GM-65-MA | Former mining site | Permeable reactive barrier (PRB) with seep treatment cell pre-treatment | Passive | Permeable reactive barrier (PRB) | Pre-treatment | Overburden pile in the headwaters areas of Pedro Creek | Y | PRB with pre-treatment | Specific technologies not specified. PRB is chemical and microbially mediated processes that reduce selenate to selenite and then selenium. Treatment media includes a carbon source (i.e. woodchips), alfalfa hay, and inert sand. Seep treatment cell is pre-treatment cell with treatment media. | Access to the groundwater table is needed. Trench excavated through water-bearing zones of alluvial deposits and into underlying weathered bedrock. | Pilot | 2018-2021, modifications made in 2019 to address seepage | Selenium | Se, dissolved | mg/L | N | N/A | [9 empty] | 0.00121 | 2.4 | 99.9496 | 2.88 | 2020 - 2021 Average, from operational period, not whole dataset | Data not provided | Data not provided | 0.0713 | 2020 - 2021 Average, from operational period, not whole dataset | Data not provided | Data not provided | Data not provided | Downgradient | 6.61 | 0 | mg/L | 10.7 | °C | Data not provided | N/A | Data not provided | N/A | -209.1 | mV | 3249 | µmhos/cm | Turbidity = 4.35 | NTU | data not provided | data not provided | data not provided | data not provided | data not provided | data not provided | N/A | No groundwater comparison value | None, other than noted elsewhere | An insufficient amount of time since completion of the Pilot Study to adequately evaluate lifespan of the treatment media. The change in alkalinity can be used as an indicator of change in the ability of the media to treat selenium. Alkalinity remained relatively similar after 2 years of operation indicating that after 2 years of operation the microbially-mediated chemical reduction of selenium remains similar to the study onset. | Design had insufficient capacity to contain the flux of snow melt in addition to seep water. Soils in the area of the PRB are tight. In the future, when in an layered alluvial system, incorporate a gravel "pressure relief/effluent storage" zone on the downgradient edge to allow for increased ability to receive effluent water and/or flow onto the land surface if capacity is reached. The hydrogeological study was performed during fall low flow conditions as were the excavation and installation of the PRB bench. Additional water zones may be present during different water levels, so future design data collection should include a hydrogeological investigation in the spring to better characterize flux and water bearing zones in the aquifer during high water conditions. The PRB increased Ar, Fe, Mn and Ur due to eroded overburden material in the lenses on the walls of the excavation and from the seep and sedimentation basin sediments transferred to the PRB. Oxidizing conditions favorable to mobilization of Ur exist when ORP is above -200 mV. Bicarbonate that is likely dominant in the near neutral pH conditions in the vicinity of the PRB can enhance Ur mobility. Redox cycling from fluctuating water table can cause Ur mobilization. Heterogeneity of groundwater inflow along the trench, contact with runoff of mine materials, and microbial activity all contribute to factors affecting degree of treatment within the PRB. The incorporation of the Pilot Study into a potential remedy for the Pedro Creek Sub-Basin, at its current scale and in absence of other actions, may require some modifications to facilitate handling of high spring inflows and additional treatment to address the transport of released uranium into the shallow groundwater and surface water. | Operation and maintenance cost, including remote monitoring (e.g., transducers, telemetry, and cameras) and performance monitoring (e.g., sampling, analysis, and reporting), ranges between $20,000 to $40,000 per month. The capital cost for the construction of the PRB and STC was approximately $1.2M including the media, trenching, infiltration gallery, cover, and stormwater controls, or roughly $180/cubic yard of reactive media (1,200 cubic yards for the PRB and 5,500 cubic yards for the STC). | System is seep treatment cell effluent to PRB. Treatment media: 50% granular support media, 12.5% chopped alfalfa hay, 37.5% woodchips/shavings. Average hydraulic conductivity of 8.8-116.2 ft/day in the media. Trench excavated to dry, silty-clay, weathered Dinwoody Formation material to prevent groundwater flow from bypassing under the PRB. Eroded overburden was encountered. Media placed to a depth of 2 ft bgs, covered by non-woven geotextile and 2 ft of Dinwoody Formation material. Infiltration gallery was constructed upgradient to the PRB, and overburden was encountered. Infiltration gallery was overexcavated and compacted Dinwoody Formation materials were used on the base and sidewalls to reduce water contact with the overburden. It was backfilled with coarse drain rock and covered with non-woven geotextile and Dinwoody Formation material. PRB is relatively easy to implement with readily available material and equipment but using the technology to treat seeps or shallow groundwater in close proximity to overburden disposal piles should be approached with caution. The presence of run-of-mine shales in and around excavations contributes to mobilization of unwanted constituents (e.g. arsenic, uranium) | The objectives for the Pilot Study are consistent with the preliminary Remedial Action Objectives (RAOs) for groundwater remedies at Conda. Based on observations from the 2019 and 2020 monitoring, modifications were made to the Pilot Study in fall of 2020. In coordination with the Agencies, it was decided that the modification will require further monitoring in 2021 to fully meet the Pilot Study objectives. 2018-2019 start up period had differing conditions from 2020-2021, and the conditions were not considered representative of long term trends, but reflect the capability of the media to rapidly reach redox and geochemical conditions that facilitate microbially mediated reduction. 2020-2021 are operational conditions. The treatment media contributes to total Ar, Fe and Mn concentrations above the MCLs and drinking water standards. Data indicate that the treatment media in the Seep Treatment Cell and PRB is capable of treating water entering the system with total Se concentrations as high as 6.87 mg/L as well as total Cd concentrations up to 0.00847 mg/L to levels below their respective MCLs. | GW-65-MA is presented as a cross-gradient well but is also shown to be within the southern flow path that moves through the PRB. | GW sampling location GW-41-MA was determined to be upgradient from GW-65-MA on south flow path from Figure 10-5 on page 217 Data collection for upgradient/downgradient wells is in some instances shifted by a day. Flow rate is the range of hydraulic conductivity along the preferential flow pathways.
Final Treatability Study Findings Report Field-Scale Permeable Reactive Barrier Pilot Study Conda/Woodall Mountain Mine | Conda/Woodall Mountain Mine | IDN001002862 | N/A | N/A | GM-65-MA | Former mining site | Permeable reactive barrier (PRB) with seep treatment cell pre-treatment | Passive | Permeable reactive barrier (PRB) | Pre-treatment | Overburden pile in the headwaters areas of Pedro Creek | Y | PRB with pre-treatment | Specific technologies not specified. PRB is chemical and microbially mediated processes that reduce selenate to selenite and then selenium. Treatment media includes a carbon source (i.e. woodchips), alfalfa hay, and inert sand. Seep treatment cell is pre-treatment cell with treatment media. | Access to the groundwater table is needed. Trench excavated through water-bearing zones of alluvial deposits and into underlying weathered bedrock. | Pilot | 2018-2021, modifications made in 2019 to address seepage | Selenium | Se, total | mg/L | N | N/A | [9 empty] | 0.00428 | 2.67 | 99.8397 | 2.86 | 2020 - 2021 Average, from operational period, not whole dataset | Data not provided | Data not provided | 0.0699 | 2020 - 2021 Average, from operational period, not whole dataset | Data not provided | Data not provided | Data not provided | Downgradient | 6.69 | 0 | mg/L | 12.8 | °C | Data not provided | N/A | Data not provided | N/A | -233.8 | mV | 2831 | µmhos/cm | Turbidity = 3.46 | NTU | data not provided | data not provided | data not provided | data not provided | data not provided | data not provided | N | Groundwater Comparison Value: U.S. EPA MCL 0.05 mg/L Assessment of treatment goals based on well-specific averages for 2020-2021 | None, other than noted elsewhere | An insufficient amount of time since completion of the Pilot Study to adequately evaluate lifespan of the treatment media. The change in alkalinity can be used as an indicator of change in the ability of the media to treat selenium. Alkalinity remained relatively similar after 2 years of operation indicating that after 2 years of operation the microbially-mediated chemical reduction of selenium remains similar to the study onset. | Design had insufficient capacity to contain the flux of snow melt in addition to seep water. Soils in the area of the PRB are tight. In the future, when in an layered alluvial system, incorporate a gravel "pressure relief/effluent storage" zone on the downgradient edge to allow for increased ability to receive effluent water and/or flow onto the land surface if capacity is reached. The hydrogeological study was performed during fall low flow conditions as were the excavation and installation of the PRB bench. Additional water zones may be present during different water levels, so future design data collection should include a hydrogeological investigation in the spring to better characterize flux and water bearing zones in the aquifer during high water conditions. The PRB increased Ar, Fe, Mn and Ur due to eroded overburden material in the lenses on the walls of the excavation and from the seep and sedimentation basin sediments transferred to the PRB. Oxidizing conditions favorable to mobilization of Ur exist when ORP is above -200 mV. Bicarbonate that is likely dominant in the near neutral pH conditions in the vicinity of the PRB can enhance Ur mobility. Redox cycling from fluctuating water table can cause Ur mobilization. Heterogeneity of groundwater inflow along the trench, contact with runoff of mine materials, and microbial activity all contribute to factors affecting degree of treatment within the PRB. The incorporation of the Pilot Study into a potential remedy for the Pedro Creek Sub-Basin, at its current scale and in absence of other actions, may require some modifications to facilitate handling of high spring inflows and additional treatment to address the transport of released uranium into the shallow groundwater and surface water. | Operation and maintenance cost, including remote monitoring (e.g., transducers, telemetry, and cameras) and performance monitoring (e.g., sampling, analysis, and reporting), ranges between $20,000 to $40,000 per month. The capital cost for the construction of the PRB and STC was approximately $1.2M including the media, trenching, infiltration gallery, cover, and stormwater controls, or roughly $180/cubic yard of reactive media (1,200 cubic yards for the PRB and 5,500 cubic yards for the STC). | System is seep treatment cell effluent to PRB. Treatment media: 50% granular support media, 12.5% chopped alfalfa hay, 37.5% woodchips/shavings. Average hydraulic conductivity of 8.8-116.2 ft/day in the media. Trench excavated to dry, silty-clay, weathered Dinwoody Formation material to prevent groundwater flow from bypassing under the PRB. Eroded overburden was encountered. Media placed to a depth of 2 ft bgs, covered by non-woven geotextile and 2 ft of Dinwoody Formation material. Infiltration gallery was constructed upgradient to the PRB, and overburden was encountered. Infiltration gallery was overexcavated and compacted Dinwoody Formation materials were used on the base and sidewalls to reduce water contact with the overburden. It was backfilled with coarse drain rock and covered with non-woven geotextile and Dinwoody Formation material. PRB is relatively easy to implement with readily available material and equipment but using the technology to treat seeps or shallow groundwater in close proximity to overburden disposal piles should be approached with caution. The presence of run-of-mine shales in and around excavations contributes to mobilization of unwanted constituents (e.g. arsenic, uranium) | The objectives for the Pilot Study are consistent with the preliminary Remedial Action Objectives (RAOs) for groundwater remedies at Conda. Based on observations from the 2019 and 2020 monitoring, modifications were made to the Pilot Study in fall of 2020. In coordination with the Agencies, it was decided that the modification will require further monitoring in 2021 to fully meet the Pilot Study objectives. 2018-2019 start up period had differing conditions from 2020-2021, and the conditions were not considered representative of long term trends, but reflect the capability of the media to rapidly reach redox and geochemical conditions that facilitate microbially mediated reduction. 2020-2021 are operational conditions. The treatment media contributes to total Ar, Fe and Mn concentrations above the MCLs and drinking water standards. Data indicate that the treatment media in the Seep Treatment Cell and PRB is capable of treating water entering the system with total Se concentrations as high as 6.87 mg/L as well as total Cd concentrations up to 0.00847 mg/L to levels below their respective MCLs. | GW-65-MA is presented as a cross-gradient well but is also shown to be within the southern flow path that moves through the PRB. | GW sampling location GW-41-MA was determined to be upgradient from GW-65-MA on south flow path from Figure 10-5 on page 217 Data collection for upgradient/downgradient wells is in some instances shifted by a day. Flow rate is the range of hydraulic conductivity along the preferential flow pathways.
Final Treatability Study Findings Report Field-Scale Permeable Reactive Barrier Pilot Study Conda/Woodall Mountain Mine | Conda/Woodall Mountain Mine | IDN001002862 | N/A | N/A | GM-41-MA | Former mining site | Permeable reactive barrier (PRB) with seep treatment cell pre-treatment | Passive | Permeable reactive barrier (PRB) | Pre-treatment | Overburden pile in the headwaters areas of Pedro Creek | Y | PRB with pre-treatment | Specific technologies not specified. PRB is chemical and microbially mediated processes that reduce selenate to selenite and then selenium. Treatment media includes a carbon source (i.e. woodchips), alfalfa hay, and inert sand. Seep treatment cell is pre-treatment cell with treatment media. | Access to the groundwater table is needed. Trench excavated through water-bearing zones of alluvial deposits and into underlying weathered bedrock. | Pilot | 2018-2021, modifications made in 2019 to address seepage | Arsenic | As, dissolved | mg/L | N | N/A | 0.00336 | 0.00463 | -37.7976 | [9 empty] | 0 | 2020 - 2021 Average, from operational period, not whole dataset | Data not provided | Data not provided | 0.00189 | 2020 - 2021 Average, from operational period, not whole dataset | Data not provided | Data not provided | Data not provided | Upgradient | 6.54 | 0.23 | mg/L | 11.1 | °C | Data not provided | N/A | Data not provided | N/A | -17.9 | mV | 3049 | µmhos/cm | Turbidity = 47 | NTU | data not provided | data not provided | data not provided | data not provided | data not provided | data not provided | N/A | No groundwater comparison value | None, other than noted elsewhere | An insufficient amount of time since completion of the Pilot Study to adequately evaluate lifespan of the treatment media. The change in alkalinity can be used as an indicator of change in the ability of the media to treat selenium. Alkalinity remained relatively similar after 2 years of operation indicating that after 2 years of operation the microbially-mediated chemical reduction of selenium remains similar to the study onset. | Design had insufficient capacity to contain the flux of snow melt in addition to seep water. Soils in the area of the PRB are tight. In the future, when in an layered alluvial system, incorporate a gravel "pressure relief/effluent storage" zone on the downgradient edge to allow for increased ability to receive effluent water and/or flow onto the land surface if capacity is reached. The hydrogeological study was performed during fall low flow conditions as were the excavation and installation of the PRB bench. Additional water zones may be present during different water levels, so future design data collection should include a hydrogeological investigation in the spring to better characterize flux and water bearing zones in the aquifer during high water conditions. The PRB increased Ar, Fe, Mn and Ur due to eroded overburden material in the lenses on the walls of the excavation and from the seep and sedimentation basin sediments transferred to the PRB. Oxidizing conditions favorable to mobilization of Ur exist when ORP is above -200 mV. Bicarbonate that is likely dominant in the near neutral pH conditions in the vicinity of the PRB can enhance Ur mobility. Redox cycling from fluctuating water table can cause Ur mobilization. Heterogeneity of groundwater inflow along the trench, contact with runoff of mine materials, and microbial activity all contribute to factors affecting degree of treatment within the PRB. The incorporation of the Pilot Study into a potential remedy for the Pedro Creek Sub-Basin, at its current scale and in absence of other actions, may require some modifications to facilitate handling of high spring inflows and additional treatment to address the transport of released uranium into the shallow groundwater and surface water. | Operation and maintenance cost, including remote monitoring (e.g., transducers, telemetry, and cameras) and performance monitoring (e.g., sampling, analysis, and reporting), ranges between $20,000 to $40,000 per month. The capital cost for the construction of the PRB and STC was approximately $1.2M including the media, trenching, infiltration gallery, cover, and stormwater controls, or roughly $180/cubic yard of reactive media (1,200 cubic yards for the PRB and 5,500 cubic yards for the STC). | System is seep treatment cell effluent to PRB. Treatment media: 50% granular support media, 12.5% chopped alfalfa hay, 37.5% woodchips/shavings. Average hydraulic conductivity of 8.8-116.2 ft/day in the media. Trench excavated to dry, silty-clay, weathered Dinwoody Formation material to prevent groundwater flow from bypassing under the PRB. Eroded overburden was encountered. Media placed to a depth of 2 ft bgs, covered by non-woven geotextile and 2 ft of Dinwoody Formation material. Infiltration gallery was constructed upgradient to the PRB, and overburden was encountered. Infiltration gallery was overexcavated and compacted Dinwoody Formation materials were used on the base and sidewalls to reduce water contact with the overburden. It was backfilled with coarse drain rock and covered with non-woven geotextile and Dinwoody Formation material. PRB is relatively easy to implement with readily available material and equipment but using the technology to treat seeps or shallow groundwater in close proximity to overburden disposal piles should be approached with caution. The presence of run-of-mine shales in and around excavations contributes to mobilization of unwanted constituents (e.g. arsenic, uranium) | The objectives for the Pilot Study are consistent with the preliminary Remedial Action Objectives (RAOs) for groundwater remedies at Conda. Based on observations from the 2019 and 2020 monitoring, modifications were made to the Pilot Study in fall of 2020. In coordination with the Agencies, it was decided that the modification will require further monitoring in 2021 to fully meet the Pilot Study objectives. 2018-2019 start up period had differing conditions from 2020-2021, and the conditions were not considered representative of long term trends, but reflect the capability of the media to rapidly reach redox and geochemical conditions that facilitate microbially mediated reduction. 2020-2021 are operational conditions. The treatment media contributes to total Ar, Fe and Mn concentrations above the MCLs and drinking water standards. Data indicate that the treatment media in the Seep Treatment Cell and PRB is capable of treating water entering the system with total Se concentrations as high as 6.87 mg/L as well as total Cd concentrations up to 0.00847 mg/L to levels below their respective MCLs. | None, other than those presented elsewhere | GW sampling location GW-41-MA was determined to be upgradient from GW-65-MA on south flow path from Figure 10-5 on page 217 Data collection for upgradient/downgradient wells is in some instances shifted by a day. Flow rate is the range of hydraulic conductivity along the preferential flow pathways.
Final Treatability Study Findings Report Field-Scale Permeable Reactive Barrier Pilot Study Conda/Woodall Mountain Mine | Conda/Woodall Mountain Mine | IDN001002862 | N/A | N/A | GM-41-MA | Former mining site | Permeable reactive barrier (PRB) with seep treatment cell pre-treatment | Passive | Permeable reactive barrier (PRB) | Pre-treatment | Overburden pile in the headwaters areas of Pedro Creek | Y | PRB with pre-treatment | Specific technologies not specified. PRB is chemical and microbially mediated processes that reduce selenate to selenite and then selenium. Treatment media includes a carbon source (i.e. woodchips), alfalfa hay, and inert sand. Seep treatment cell is pre-treatment cell with treatment media. | Access to the groundwater table is needed. Trench excavated through water-bearing zones of alluvial deposits and into underlying weathered bedrock. | Pilot | 2018-2021, modifications made in 2019 to address seepage | Arsenic | As, total | mg/L | N | N/A | 0.00317 | 0.0054 | -70.347 | [9 empty] | 0 | 2020 - 2021 Average, from operational period, not whole dataset | Data not provided | Data not provided | 0.00198 | 2020 - 2021 Average, from operational period, not whole dataset | Data not provided | Data not provided | Data not provided | Upgradient | 6.54 | 0.23 | mg/L | 11.1 | °C | Data not provided | N/A | Data not provided | N/A | -17.9 | mV | 3049 | µmhos/cm | Turbidity = 47 | NTU | data not provided | data not provided | data not provided | data not provided | data not provided | data not provided | Y | Groundwater Comparison Value: U.S. EPA MCL 0.01 mg/L Assessment of treatment goals based on well-specific averages for 2020-2021 | None, other than noted elsewhere | An insufficient amount of time since completion of the Pilot Study to adequately evaluate lifespan of the treatment media. The change in alkalinity can be used as an indicator of change in the ability of the media to treat selenium. Alkalinity remained relatively similar after 2 years of operation indicating that after 2 years of operation the microbially-mediated chemical reduction of selenium remains similar to the study onset. | Design had insufficient capacity to contain the flux of snow melt in addition to seep water. Soils in the area of the PRB are tight. In the future, when in an layered alluvial system, incorporate a gravel "pressure relief/effluent storage" zone on the downgradient edge to allow for increased ability to receive effluent water and/or flow onto the land surface if capacity is reached. The hydrogeological study was performed during fall low flow conditions as were the excavation and installation of the PRB bench. Additional water zones may be present during different water levels, so future design data collection should include a hydrogeological investigation in the spring to better characterize flux and water bearing zones in the aquifer during high water conditions. The PRB increased Ar, Fe, Mn and Ur due to eroded overburden material in the lenses on the walls of the excavation and from the seep and sedimentation basin sediments transferred to the PRB. Oxidizing conditions favorable to mobilization of Ur exist when ORP is above -200 mV. Bicarbonate that is likely dominant in the near neutral pH conditions in the vicinity of the PRB can enhance Ur mobility. Redox cycling from fluctuating water table can cause Ur mobilization. Heterogeneity of groundwater inflow along the trench, contact with runoff of mine materials, and microbial activity all contribute to factors affecting degree of treatment within the PRB. The incorporation of the Pilot Study into a potential remedy for the Pedro Creek Sub-Basin, at its current scale and in absence of other actions, may require some modifications to facilitate handling of high spring inflows and additional treatment to address the transport of released uranium into the shallow groundwater and surface water. | Operation and maintenance cost, including remote monitoring (e.g., transducers, telemetry, and cameras) and performance monitoring (e.g., sampling, analysis, and reporting), ranges between $20,000 to $40,000 per month. The capital cost for the construction of the PRB and STC was approximately $1.2M including the media, trenching, infiltration gallery, cover, and stormwater controls, or roughly $180/cubic yard of reactive media (1,200 cubic yards for the PRB and 5,500 cubic yards for the STC). | System is seep treatment cell effluent to PRB. Treatment media: 50% granular support media, 12.5% chopped alfalfa hay, 37.5% woodchips/shavings. Average hydraulic conductivity of 8.8-116.2 ft/day in the media. Trench excavated to dry, silty-clay, weathered Dinwoody Formation material to prevent groundwater flow from bypassing under the PRB. Eroded overburden was encountered. Media placed to a depth of 2 ft bgs, covered by non-woven geotextile and 2 ft of Dinwoody Formation material. Infiltration gallery was constructed upgradient to the PRB, and overburden was encountered. Infiltration gallery was overexcavated and compacted Dinwoody Formation materials were used on the base and sidewalls to reduce water contact with the overburden. It was backfilled with coarse drain rock and covered with non-woven geotextile and Dinwoody Formation material. PRB is relatively easy to implement with readily available material and equipment but using the technology to treat seeps or shallow groundwater in close proximity to overburden disposal piles should be approached with caution. The presence of run-of-mine shales in and around excavations contributes to mobilization of unwanted constituents (e.g. arsenic, uranium) | The objectives for the Pilot Study are consistent with the preliminary Remedial Action Objectives (RAOs) for groundwater remedies at Conda. Based on observations from the 2019 and 2020 monitoring, modifications were made to the Pilot Study in fall of 2020. In coordination with the Agencies, it was decided that the modification will require further monitoring in 2021 to fully meet the Pilot Study objectives. 2018-2019 start up period had differing conditions from 2020-2021, and the conditions were not considered representative of long term trends, but reflect the capability of the media to rapidly reach redox and geochemical conditions that facilitate microbially mediated reduction. 2020-2021 are operational conditions. The treatment media contributes to total Ar, Fe and Mn concentrations above the MCLs and drinking water standards. Data indicate that the treatment media in the Seep Treatment Cell and PRB is capable of treating water entering the system with total Se concentrations as high as 6.87 mg/L as well as total Cd concentrations up to 0.00847 mg/L to levels below their respective MCLs. | None, other than those presented elsewhere | GW sampling location GW-41-MA was determined to be upgradient from GW-65-MA on south flow path from Figure 10-5 on page 217 Data collection for upgradient/downgradient wells is in some instances shifted by a day. Flow rate is the range of hydraulic conductivity along the preferential flow pathways.
Final Treatability Study Findings Report Field-Scale Permeable Reactive Barrier Pilot Study Conda/Woodall Mountain Mine | Conda/Woodall Mountain Mine | IDN001002862 | N/A | N/A | GM-41-MA | Former mining site | Permeable reactive barrier (PRB) with seep treatment cell pre-treatment | Passive | Permeable reactive barrier (PRB) | Pre-treatment | Overburden pile in the headwaters areas of Pedro Creek | Y | PRB with pre-treatment | Specific technologies not specified. PRB is chemical and microbially mediated processes that reduce selenate to selenite and then selenium. Treatment media includes a carbon source (i.e. woodchips), alfalfa hay, and inert sand. Seep treatment cell is pre-treatment cell with treatment media. | Access to the groundwater table is needed. Trench excavated through water-bearing zones of alluvial deposits and into underlying weathered bedrock. | Pilot | 2018-2021, modifications made in 2019 to address seepage | Arsenic | As, dissolved | mg/L | N | N/A |  |  |  | 0.00059 | 0.00277 | -369.4915 | [6 empty] | 0 | 2020 - 2021 Average, from operational period, not whole dataset | Data not provided | Data not provided | 0.00189 | 2020 - 2021 Average, from operational period, not whole dataset | Data not provided | Data not provided | Data not provided | Upgradient | 6.65 | 0 | mg/L | 11.5 | °C | Data not provided | N/A | Data not provided | N/A | -154.1 | mV | 3023 | µmhos/cm | Turbidity = 234.2 | NTU | data not provided | data not provided | data not provided | data not provided | data not provided | data not provided | N/A | No groundwater comparison value | None, other than noted elsewhere | An insufficient amount of time since completion of the Pilot Study to adequately evaluate lifespan of the treatment media. The change in alkalinity can be used as an indicator of change in the ability of the media to treat selenium. Alkalinity remained relatively similar after 2 years of operation indicating that after 2 years of operation the microbially-mediated chemical reduction of selenium remains similar to the study onset. | Design had insufficient capacity to contain the flux of snow melt in addition to seep water. Soils in the area of the PRB are tight. In the future, when in an layered alluvial system, incorporate a gravel "pressure relief/effluent storage" zone on the downgradient edge to allow for increased ability to receive effluent water and/or flow onto the land surface if capacity is reached. The hydrogeological study was performed during fall low flow conditions as were the excavation and installation of the PRB bench. Additional water zones may be present during different water levels, so future design data collection should include a hydrogeological investigation in the spring to better characterize flux and water bearing zones in the aquifer during high water conditions. The PRB increased Ar, Fe, Mn and Ur due to eroded overburden material in the lenses on the walls of the excavation and from the seep and sedimentation basin sediments transferred to the PRB. Oxidizing conditions favorable to mobilization of Ur exist when ORP is above -200 mV. Bicarbonate that is likely dominant in the near neutral pH conditions in the vicinity of the PRB can enhance Ur mobility. Redox cycling from fluctuating water table can cause Ur mobilization. Heterogeneity of groundwater inflow along the trench, contact with runoff of mine materials, and microbial activity all contribute to factors affecting degree of treatment within the PRB. The incorporation of the Pilot Study into a potential remedy for the Pedro Creek Sub-Basin, at its current scale and in absence of other actions, may require some modifications to facilitate handling of high spring inflows and additional treatment to address the transport of released uranium into the shallow groundwater and surface water. | Operation and maintenance cost, including remote monitoring (e.g., transducers, telemetry, and cameras) and performance monitoring (e.g., sampling, analysis, and reporting), ranges between $20,000 to $40,000 per month. The capital cost for the construction of the PRB and STC was approximately $1.2M including the media, trenching, infiltration gallery, cover, and stormwater controls, or roughly $180/cubic yard of reactive media (1,200 cubic yards for the PRB and 5,500 cubic yards for the STC). | System is seep treatment cell effluent to PRB. Treatment media: 50% granular support media, 12.5% chopped alfalfa hay, 37.5% woodchips/shavings. Average hydraulic conductivity of 8.8-116.2 ft/day in the media. Trench excavated to dry, silty-clay, weathered Dinwoody Formation material to prevent groundwater flow from bypassing under the PRB. Eroded overburden was encountered. Media placed to a depth of 2 ft bgs, covered by non-woven geotextile and 2 ft of Dinwoody Formation material. Infiltration gallery was constructed upgradient to the PRB, and overburden was encountered. Infiltration gallery was overexcavated and compacted Dinwoody Formation materials were used on the base and sidewalls to reduce water contact with the overburden. It was backfilled with coarse drain rock and covered with non-woven geotextile and Dinwoody Formation material. PRB is relatively easy to implement with readily available material and equipment but using the technology to treat seeps or shallow groundwater in close proximity to overburden disposal piles should be approached with caution. The presence of run-of-mine shales in and around excavations contributes to mobilization of unwanted constituents (e.g. arsenic, uranium) | The objectives for the Pilot Study are consistent with the preliminary Remedial Action Objectives (RAOs) for groundwater remedies at Conda. Based on observations from the 2019 and 2020 monitoring, modifications were made to the Pilot Study in fall of 2020. In coordination with the Agencies, it was decided that the modification will require further monitoring in 2021 to fully meet the Pilot Study objectives. 2018-2019 start up period had differing conditions from 2020-2021, and the conditions were not considered representative of long term trends, but reflect the capability of the media to rapidly reach redox and geochemical conditions that facilitate microbially mediated reduction. 2020-2021 are operational conditions. The treatment media contributes to total Ar, Fe and Mn concentrations above the MCLs and drinking water standards. Data indicate that the treatment media in the Seep Treatment Cell and PRB is capable of treating water entering the system with total Se concentrations as high as 6.87 mg/L as well as total Cd concentrations up to 0.00847 mg/L to levels below their respective MCLs. | None, other than those presented elsewhere | GW sampling location GW-41-MA was determined to be upgradient from GW-65-MA on south flow path from Figure 10-5 on page 217 Data collection for upgradient/downgradient wells is in some instances shifted by a day. Flow rate is the range of hydraulic conductivity along the preferential flow pathways.
Final Treatability Study Findings Report Field-Scale Permeable Reactive Barrier Pilot Study Conda/Woodall Mountain Mine | Conda/Woodall Mountain Mine | IDN001002862 | N/A | N/A | GM-41-MA | Former mining site | Permeable reactive barrier (PRB) with seep treatment cell pre-treatment | Passive | Permeable reactive barrier (PRB) | Pre-treatment | Overburden pile in the headwaters areas of Pedro Creek | Y | PRB with pre-treatment | Specific technologies not specified. PRB is chemical and microbially mediated processes that reduce selenate to selenite and then selenium. Treatment media includes a carbon source (i.e. woodchips), alfalfa hay, and inert sand. Seep treatment cell is pre-treatment cell with treatment media. | Access to the groundwater table is needed. Trench excavated through water-bearing zones of alluvial deposits and into underlying weathered bedrock. | Pilot | 2018-2021, modifications made in 2019 to address seepage | Arsenic | As, total | mg/L | N | N/A |  |  |  | 0.00063 | 0.00182–0.00718 | (-)1039.7 - (-)188.9 | [6 empty] | 0 | 2020 - 2021 Average, from operational period, not whole dataset | Data not provided | Data not provided | 0.00198 | 2020 - 2021 Average, from operational period, not whole dataset | Data not provided | Data not provided | Data not provided | Upgradient | 6.72–6.84 | (-)0.06–0.3 | mg/L | 9.7–10.84 | °C | Data not provided | N/A | Data not provided | N/A | 61.2–173.6 | mV | 3014.1–3295 | µmhos/cm | Turbidity = 5.81–13.37 | NTU | data not provided | data not provided | data not provided | data not provided | data not provided | data not provided | Y | Groundwater Comparison Value: U.S. EPA MCL 0.01 mg/L Assessment of treatment goals based on well-specific averages for 2020-2021 | None, other than noted elsewhere | An insufficient amount of time since completion of the Pilot Study to adequately evaluate lifespan of the treatment media. The change in alkalinity can be used as an indicator of change in the ability of the media to treat selenium. Alkalinity remained relatively similar after 2 years of operation indicating that after 2 years of operation the microbially-mediated chemical reduction of selenium remains similar to the study onset. | Design had insufficient capacity to contain the flux of snow melt in addition to seep water. Soils in the area of the PRB are tight. In the future, when in an layered alluvial system, incorporate a gravel "pressure relief/effluent storage" zone on the downgradient edge to allow for increased ability to receive effluent water and/or flow onto the land surface if capacity is reached. The hydrogeological study was performed during fall low flow conditions as were the excavation and installation of the PRB bench. Additional water zones may be present during different water levels, so future design data collection should include a hydrogeological investigation in the spring to better characterize flux and water bearing zones in the aquifer during high water conditions. The PRB increased Ar, Fe, Mn and Ur due to eroded overburden material in the lenses on the walls of the excavation and from the seep and sedimentation basin sediments transferred to the PRB. Oxidizing conditions favorable to mobilization of Ur exist when ORP is above -200 mV. Bicarbonate that is likely dominant in the near neutral pH conditions in the vicinity of the PRB can enhance Ur mobility. Redox cycling from fluctuating water table can cause Ur mobilization. Heterogeneity of groundwater inflow along the trench, contact with runoff of mine materials, and microbial activity all contribute to factors affecting degree of treatment within the PRB. The incorporation of the Pilot Study into a potential remedy for the Pedro Creek Sub-Basin, at its current scale and in absence of other actions, may require some modifications to facilitate handling of high spring inflows and additional treatment to address the transport of released uranium into the shallow groundwater and surface water. | Operation and maintenance cost, including remote monitoring (e.g., transducers, telemetry, and cameras) and performance monitoring (e.g., sampling, analysis, and reporting), ranges between $20,000 to $40,000 per month. The capital cost for the construction of the PRB and STC was approximately $1.2M including the media, trenching, infiltration gallery, cover, and stormwater controls, or roughly $180/cubic yard of reactive media (1,200 cubic yards for the PRB and 5,500 cubic yards for the STC). | System is seep treatment cell effluent to PRB. Treatment media: 50% granular support media, 12.5% chopped alfalfa hay, 37.5% woodchips/shavings. Average hydraulic conductivity of 8.8-116.2 ft/day in the media. Trench excavated to dry, silty-clay, weathered Dinwoody Formation material to prevent groundwater flow from bypassing under the PRB. Eroded overburden was encountered. Media placed to a depth of 2 ft bgs, covered by non-woven geotextile and 2 ft of Dinwoody Formation material. Infiltration gallery was constructed upgradient to the PRB, and overburden was encountered. Infiltration gallery was overexcavated and compacted Dinwoody Formation materials were used on the base and sidewalls to reduce water contact with the overburden. It was backfilled with coarse drain rock and covered with non-woven geotextile and Dinwoody Formation material. PRB is relatively easy to implement with readily available material and equipment but using the technology to treat seeps or shallow groundwater in close proximity to overburden disposal piles should be approached with caution. The presence of run-of-mine shales in and around excavations contributes to mobilization of unwanted constituents (e.g. arsenic, uranium) | The objectives for the Pilot Study are consistent with the preliminary Remedial Action Objectives (RAOs) for groundwater remedies at Conda. Based on observations from the 2019 and 2020 monitoring, modifications were made to the Pilot Study in fall of 2020. In coordination with the Agencies, it was decided that the modification will require further monitoring in 2021 to fully meet the Pilot Study objectives. 2018-2019 start up period had differing conditions from 2020-2021, and the conditions were not considered representative of long term trends, but reflect the capability of the media to rapidly reach redox and geochemical conditions that facilitate microbially mediated reduction. 2020-2021 are operational conditions. The treatment media contributes to total Ar, Fe and Mn concentrations above the MCLs and drinking water standards. Data indicate that the treatment media in the Seep Treatment Cell and PRB is capable of treating water entering the system with total Se concentrations as high as 6.87 mg/L as well as total Cd concentrations up to 0.00847 mg/L to levels below their respective MCLs. | None, other than those presented elsewhere | GW sampling location GW-41-MA was determined to be upgradient from GW-65-MA on south flow path from Figure 10-5 on page 217 Data collection for upgradient/downgradient wells is in some instances shifted by a day. Flow rate is the range of hydraulic conductivity along the preferential flow pathways.
Final Treatability Study Findings Report Field-Scale Permeable Reactive Barrier Pilot Study Conda/Woodall Mountain Mine | Conda/Woodall Mountain Mine | IDN001002862 | N/A | N/A | GM-65-MA | Former mining site | Permeable reactive barrier (PRB) with seep treatment cell pre-treatment | Passive | Permeable reactive barrier (PRB) | Pre-treatment | Overburden pile in the headwaters areas of Pedro Creek | Y | PRB with pre-treatment | Specific technologies not specified. PRB is chemical and microbially mediated processes that reduce selenate to selenite and then selenium. Treatment media includes a carbon source (i.e. woodchips), alfalfa hay, and inert sand. Seep treatment cell is pre-treatment cell with treatment media. | Access to the groundwater table is needed. Trench excavated through water-bearing zones of alluvial deposits and into underlying weathered bedrock. | Pilot | 2018-2021, modifications made in 2019 to address seepage | Arsenic | As, dissolved | mg/L | N | N/A | [6 empty] | 0.0133 | 0.00073 | -1721.9178 |  |  |  | 0 | 2020 - 2021 Average, from operational period, not whole dataset | Data not provided | Data not provided | 0.00189 | 2020 - 2021 Average, from operational period, not whole dataset | Data not provided | Data not provided | Data not provided | Downgradient | 6.89 | 0.17 | mg/L | 5.52 | °C | Data not provided | N/A | Data not provided | N/A | -179.7 | mV | 3264 | µmhos/cm | Turbidity = 42.3 | NTU | data not provided | data not provided | data not provided | data not provided | data not provided | data not provided | N/A | No groundwater comparison value | None, other than noted elsewhere | An insufficient amount of time since completion of the Pilot Study to adequately evaluate lifespan of the treatment media. The change in alkalinity can be used as an indicator of change in the ability of the media to treat selenium. Alkalinity remained relatively similar after 2 years of operation indicating that after 2 years of operation the microbially-mediated chemical reduction of selenium remains similar to the study onset. | Design had insufficient capacity to contain the flux of snow melt in addition to seep water. Soils in the area of the PRB are tight. In the future, when in an layered alluvial system, incorporate a gravel "pressure relief/effluent storage" zone on the downgradient edge to allow for increased ability to receive effluent water and/or flow onto the land surface if capacity is reached. The hydrogeological study was performed during fall low flow conditions as were the excavation and installation of the PRB bench. Additional water zones may be present during different water levels, so future design data collection should include a hydrogeological investigation in the spring to better characterize flux and water bearing zones in the aquifer during high water conditions. The PRB increased Ar, Fe, Mn and Ur due to eroded overburden material in the lenses on the walls of the excavation and from the seep and sedimentation basin sediments transferred to the PRB. Oxidizing conditions favorable to mobilization of Ur exist when ORP is above -200 mV. Bicarbonate that is likely dominant in the near neutral pH conditions in the vicinity of the PRB can enhance Ur mobility. Redox cycling from fluctuating water table can cause Ur mobilization. Heterogeneity of groundwater inflow along the trench, contact with runoff of mine materials, and microbial activity all contribute to factors affecting degree of treatment within the PRB. The incorporation of the Pilot Study into a potential remedy for the Pedro Creek Sub-Basin, at its current scale and in absence of other actions, may require some modifications to facilitate handling of high spring inflows and additional treatment to address the transport of released uranium into the shallow groundwater and surface water. | Operation and maintenance cost, including remote monitoring (e.g., transducers, telemetry, and cameras) and performance monitoring (e.g., sampling, analysis, and reporting), ranges between $20,000 to $40,000 per month. The capital cost for the construction of the PRB and STC was approximately $1.2M including the media, trenching, infiltration gallery, cover, and stormwater controls, or roughly $180/cubic yard of reactive media (1,200 cubic yards for the PRB and 5,500 cubic yards for the STC). | System is seep treatment cell effluent to PRB. Treatment media: 50% granular support media, 12.5% chopped alfalfa hay, 37.5% woodchips/shavings. Average hydraulic conductivity of 8.8-116.2 ft/day in the media. Trench excavated to dry, silty-clay, weathered Dinwoody Formation material to prevent groundwater flow from bypassing under the PRB. Eroded overburden was encountered. Media placed to a depth of 2 ft bgs, covered by non-woven geotextile and 2 ft of Dinwoody Formation material. Infiltration gallery was constructed upgradient to the PRB, and overburden was encountered. Infiltration gallery was overexcavated and compacted Dinwoody Formation materials were used on the base and sidewalls to reduce water contact with the overburden. It was backfilled with coarse drain rock and covered with non-woven geotextile and Dinwoody Formation material. PRB is relatively easy to implement with readily available material and equipment but using the technology to treat seeps or shallow groundwater in close proximity to overburden disposal piles should be approached with caution. The presence of run-of-mine shales in and around excavations contributes to mobilization of unwanted constituents (e.g. arsenic, uranium) | The objectives for the Pilot Study are consistent with the preliminary Remedial Action Objectives (RAOs) for groundwater remedies at Conda. Based on observations from the 2019 and 2020 monitoring, modifications were made to the Pilot Study in fall of 2020. In coordination with the Agencies, it was decided that the modification will require further monitoring in 2021 to fully meet the Pilot Study objectives. 2018-2019 start up period had differing conditions from 2020-2021, and the conditions were not considered representative of long term trends, but reflect the capability of the media to rapidly reach redox and geochemical conditions that facilitate microbially mediated reduction. 2020-2021 are operational conditions. The treatment media contributes to total Ar, Fe and Mn concentrations above the MCLs and drinking water standards. Data indicate that the treatment media in the Seep Treatment Cell and PRB is capable of treating water entering the system with total Se concentrations as high as 6.87 mg/L as well as total Cd concentrations up to 0.00847 mg/L to levels below their respective MCLs. | GW-65-MA is presented as a cross-gradient well but is also shown to be within the southern flow path that moves through the PRB. | GW sampling location GW-41-MA was determined to be upgradient from GW-65-MA on south flow path from Figure 10-5 on page 217 Data collection for upgradient/downgradient wells is in some instances shifted by a day. Flow rate is the range of hydraulic conductivity along the preferential flow pathways.
Final Treatability Study Findings Report Field-Scale Permeable Reactive Barrier Pilot Study Conda/Woodall Mountain Mine | Conda/Woodall Mountain Mine | IDN001002862 | N/A | N/A | GM-65-MA | Former mining site | Permeable reactive barrier (PRB) with seep treatment cell pre-treatment | Passive | Permeable reactive barrier (PRB) | Pre-treatment | Overburden pile in the headwaters areas of Pedro Creek | Y | PRB with pre-treatment | Specific technologies not specified. PRB is chemical and microbially mediated processes that reduce selenate to selenite and then selenium. Treatment media includes a carbon source (i.e. woodchips), alfalfa hay, and inert sand. Seep treatment cell is pre-treatment cell with treatment media. | Access to the groundwater table is needed. Trench excavated through water-bearing zones of alluvial deposits and into underlying weathered bedrock. | Pilot | 2018-2021, modifications made in 2019 to address seepage | Arsenic | As, total | mg/L | N | N/A | [6 empty] | 0.0156 | 0.0013 | -1100 |  |  |  | 0 | 2020 - 2021 Average, from operational period, not whole dataset | Data not provided | Data not provided | 0.00198 | 2020 - 2021 Average, from operational period, not whole dataset | Data not provided | Data not provided | Data not provided | Downgradient | 6.89 | 0.17 | mg/L | 5.52 | °C | Data not provided | N/A | Data not provided | N/A | -179.7 | mV | 3264 | µmhos/cm | Turbidity = 42.3 | NTU | data not provided | data not provided | data not provided | data not provided | data not provided | data not provided | Y | Groundwater Comparison Value: U.S. EPA MCL 0.01 mg/L Assessment of treatment goals based on well-specific averages for 2020-2021 | None, other than noted elsewhere | An insufficient amount of time since completion of the Pilot Study to adequately evaluate lifespan of the treatment media. The change in alkalinity can be used as an indicator of change in the ability of the media to treat selenium. Alkalinity remained relatively similar after 2 years of operation indicating that after 2 years of operation the microbially-mediated chemical reduction of selenium remains similar to the study onset. | Design had insufficient capacity to contain the flux of snow melt in addition to seep water. Soils in the area of the PRB are tight. In the future, when in an layered alluvial system, incorporate a gravel "pressure relief/effluent storage" zone on the downgradient edge to allow for increased ability to receive effluent water and/or flow onto the land surface if capacity is reached. The hydrogeological study was performed during fall low flow conditions as were the excavation and installation of the PRB bench. Additional water zones may be present during different water levels, so future design data collection should include a hydrogeological investigation in the spring to better characterize flux and water bearing zones in the aquifer during high water conditions. The PRB increased Ar, Fe, Mn and Ur due to eroded overburden material in the lenses on the walls of the excavation and from the seep and sedimentation basin sediments transferred to the PRB. Oxidizing conditions favorable to mobilization of Ur exist when ORP is above -200 mV. Bicarbonate that is likely dominant in the near neutral pH conditions in the vicinity of the PRB can enhance Ur mobility. Redox cycling from fluctuating water table can cause Ur mobilization. Heterogeneity of groundwater inflow along the trench, contact with runoff of mine materials, and microbial activity all contribute to factors affecting degree of treatment within the PRB. The incorporation of the Pilot Study into a potential remedy for the Pedro Creek Sub-Basin, at its current scale and in absence of other actions, may require some modifications to facilitate handling of high spring inflows and additional treatment to address the transport of released uranium into the shallow groundwater and surface water. | Operation and maintenance cost, including remote monitoring (e.g., transducers, telemetry, and cameras) and performance monitoring (e.g., sampling, analysis, and reporting), ranges between $20,000 to $40,000 per month. The capital cost for the construction of the PRB and STC was approximately $1.2M including the media, trenching, infiltration gallery, cover, and stormwater controls, or roughly $180/cubic yard of reactive media (1,200 cubic yards for the PRB and 5,500 cubic yards for the STC). | System is seep treatment cell effluent to PRB. Treatment media: 50% granular support media, 12.5% chopped alfalfa hay, 37.5% woodchips/shavings. Average hydraulic conductivity of 8.8-116.2 ft/day in the media. Trench excavated to dry, silty-clay, weathered Dinwoody Formation material to prevent groundwater flow from bypassing under the PRB. Eroded overburden was encountered. Media placed to a depth of 2 ft bgs, covered by non-woven geotextile and 2 ft of Dinwoody Formation material. Infiltration gallery was constructed upgradient to the PRB, and overburden was encountered. Infiltration gallery was overexcavated and compacted Dinwoody Formation materials were used on the base and sidewalls to reduce water contact with the overburden. It was backfilled with coarse drain rock and covered with non-woven geotextile and Dinwoody Formation material. PRB is relatively easy to implement with readily available material and equipment but using the technology to treat seeps or shallow groundwater in close proximity to overburden disposal piles should be approached with caution. The presence of run-of-mine shales in and around excavations contributes to mobilization of unwanted constituents (e.g. arsenic, uranium) | The objectives for the Pilot Study are consistent with the preliminary Remedial Action Objectives (RAOs) for groundwater remedies at Conda. Based on observations from the 2019 and 2020 monitoring, modifications were made to the Pilot Study in fall of 2020. In coordination with the Agencies, it was decided that the modification will require further monitoring in 2021 to fully meet the Pilot Study objectives. 2018-2019 start up period had differing conditions from 2020-2021, and the conditions were not considered representative of long term trends, but reflect the capability of the media to rapidly reach redox and geochemical conditions that facilitate microbially mediated reduction. 2020-2021 are operational conditions. The treatment media contributes to total Ar, Fe and Mn concentrations above the MCLs and drinking water standards. Data indicate that the treatment media in the Seep Treatment Cell and PRB is capable of treating water entering the system with total Se concentrations as high as 6.87 mg/L as well as total Cd concentrations up to 0.00847 mg/L to levels below their respective MCLs. | GW-65-MA is presented as a cross-gradient well but is also shown to be within the southern flow path that moves through the PRB. | GW sampling location GW-41-MA was determined to be upgradient from GW-65-MA on south flow path from Figure 10-5 on page 217 Data collection for upgradient/downgradient wells is in some instances shifted by a day. Flow rate is the range of hydraulic conductivity along the preferential flow pathways.
Final Treatability Study Findings Report Field-Scale Permeable Reactive Barrier Pilot Study Conda/Woodall Mountain Mine | Conda/Woodall Mountain Mine | IDN001002862 | N/A | N/A | GM-65-MA | Former mining site | Permeable reactive barrier (PRB) with seep treatment cell pre-treatment | Passive | Permeable reactive barrier (PRB) | Pre-treatment | Overburden pile in the headwaters areas of Pedro Creek | Y | PRB with pre-treatment | Specific technologies not specified. PRB is chemical and microbially mediated processes that reduce selenate to selenite and then selenium. Treatment media includes a carbon source (i.e. woodchips), alfalfa hay, and inert sand. Seep treatment cell is pre-treatment cell with treatment media. | Access to the groundwater table is needed. Trench excavated through water-bearing zones of alluvial deposits and into underlying weathered bedrock. | Pilot | 2018-2021, modifications made in 2019 to address seepage | Arsenic | As, dissolved | mg/L | N | N/A | [9 empty] | 0.00132 | 0.00077 | -71.4286 | 0 | 2020 - 2021 Average, from operational period, not whole dataset | Data not provided | Data not provided | 0.00189 | 2020 - 2021 Average, from operational period, not whole dataset | Data not provided | Data not provided | Data not provided | Downgradient | 6.61 | 0 | mg/L | 10.7 | °C | Data not provided | N/A | Data not provided | N/A | -209.1 | mV | 3249 | µmhos/cm | Turbidity = 4.35 | NTU | data not provided | data not provided | data not provided | data not provided | data not provided | data not provided | N/A | No groundwater comparison value | None, other than noted elsewhere | An insufficient amount of time since completion of the Pilot Study to adequately evaluate lifespan of the treatment media. The change in alkalinity can be used as an indicator of change in the ability of the media to treat selenium. Alkalinity remained relatively similar after 2 years of operation indicating that after 2 years of operation the microbially-mediated chemical reduction of selenium remains similar to the study onset. | Design had insufficient capacity to contain the flux of snow melt in addition to seep water. Soils in the area of the PRB are tight. In the future, when in an layered alluvial system, incorporate a gravel "pressure relief/effluent storage" zone on the downgradient edge to allow for increased ability to receive effluent water and/or flow onto the land surface if capacity is reached. The hydrogeological study was performed during fall low flow conditions as were the excavation and installation of the PRB bench. Additional water zones may be present during different water levels, so future design data collection should include a hydrogeological investigation in the spring to better characterize flux and water bearing zones in the aquifer during high water conditions. The PRB increased Ar, Fe, Mn and Ur due to eroded overburden material in the lenses on the walls of the excavation and from the seep and sedimentation basin sediments transferred to the PRB. Oxidizing conditions favorable to mobilization of Ur exist when ORP is above -200 mV. Bicarbonate that is likely dominant in the near neutral pH conditions in the vicinity of the PRB can enhance Ur mobility. Redox cycling from fluctuating water table can cause Ur mobilization. Heterogeneity of groundwater inflow along the trench, contact with runoff of mine materials, and microbial activity all contribute to factors affecting degree of treatment within the PRB. The incorporation of the Pilot Study into a potential remedy for the Pedro Creek Sub-Basin, at its current scale and in absence of other actions, may require some modifications to facilitate handling of high spring inflows and additional treatment to address the transport of released uranium into the shallow groundwater and surface water. | Operation and maintenance cost, including remote monitoring (e.g., transducers, telemetry, and cameras) and performance monitoring (e.g., sampling, analysis, and reporting), ranges between $20,000 to $40,000 per month. The capital cost for the construction of the PRB and STC was approximately $1.2M including the media, trenching, infiltration gallery, cover, and stormwater controls, or roughly $180/cubic yard of reactive media (1,200 cubic yards for the PRB and 5,500 cubic yards for the STC). | System is seep treatment cell effluent to PRB. Treatment media: 50% granular support media, 12.5% chopped alfalfa hay, 37.5% woodchips/shavings. Average hydraulic conductivity of 8.8-116.2 ft/day in the media. Trench excavated to dry, silty-clay, weathered Dinwoody Formation material to prevent groundwater flow from bypassing under the PRB. Eroded overburden was encountered. Media placed to a depth of 2 ft bgs, covered by non-woven geotextile and 2 ft of Dinwoody Formation material. Infiltration gallery was constructed upgradient to the PRB, and overburden was encountered. Infiltration gallery was overexcavated and compacted Dinwoody Formation materials were used on the base and sidewalls to reduce water contact with the overburden. It was backfilled with coarse drain rock and covered with non-woven geotextile and Dinwoody Formation material. PRB is relatively easy to implement with readily available material and equipment but using the technology to treat seeps or shallow groundwater in close proximity to overburden disposal piles should be approached with caution. The presence of run-of-mine shales in and around excavations contributes to mobilization of unwanted constituents (e.g. arsenic, uranium) | The objectives for the Pilot Study are consistent with the preliminary Remedial Action Objectives (RAOs) for groundwater remedies at Conda. Based on observations from the 2019 and 2020 monitoring, modifications were made to the Pilot Study in fall of 2020. In coordination with the Agencies, it was decided that the modification will require further monitoring in 2021 to fully meet the Pilot Study objectives. 2018-2019 start up period had differing conditions from 2020-2021, and the conditions were not considered representative of long term trends, but reflect the capability of the media to rapidly reach redox and geochemical conditions that facilitate microbially mediated reduction. 2020-2021 are operational conditions. The treatment media contributes to total Ar, Fe and Mn concentrations above the MCLs and drinking water standards. Data indicate that the treatment media in the Seep Treatment Cell and PRB is capable of treating water entering the system with total Se concentrations as high as 6.87 mg/L as well as total Cd concentrations up to 0.00847 mg/L to levels below their respective MCLs. | GW-65-MA is presented as a cross-gradient well but is also shown to be within the southern flow path that moves through the PRB. | GW sampling location GW-41-MA was determined to be upgradient from GW-65-MA on south flow path from Figure 10-5 on page 217 Data collection for upgradient/downgradient wells is in some instances shifted by a day. Flow rate is the range of hydraulic conductivity along the preferential flow pathways.
Final Treatability Study Findings Report Field-Scale Permeable Reactive Barrier Pilot Study Conda/Woodall Mountain Mine | Conda/Woodall Mountain Mine | IDN001002862 | N/A | N/A | GM-65-MA | Former mining site | Permeable reactive barrier (PRB) with seep treatment cell pre-treatment | Passive | Permeable reactive barrier (PRB) | Pre-treatment | Overburden pile in the headwaters areas of Pedro Creek | Y | PRB with pre-treatment | Specific technologies not specified. PRB is chemical and microbially mediated processes that reduce selenate to selenite and then selenium. Treatment media includes a carbon source (i.e. woodchips), alfalfa hay, and inert sand. Seep treatment cell is pre-treatment cell with treatment media. | Access to the groundwater table is needed. Trench excavated through water-bearing zones of alluvial deposits and into underlying weathered bedrock. | Pilot | 2018-2021, modifications made in 2019 to address seepage | Arsenic | As, total | mg/L | N | N/A | [9 empty] | 0.00164 | 0.00076 | -115.7895 | 0 | 2020 - 2021 Average, from operational period, not whole dataset | Data not provided | Data not provided | 0.00198 | 2020 - 2021 Average, from operational period, not whole dataset | Data not provided | Data not provided | Data not provided | Downgradient | 6.61 | 0 | mg/L | 10.7 | °C | Data not provided | N/A | Data not provided | N/A | -209.1 | mV | 3249 | µmhos/cm | Turbidity = 4.35 | NTU | data not provided | data not provided | data not provided | data not provided | data not provided | data not provided | Y | Groundwater Comparison Value: U.S. EPA MCL 0.01 mg/L Assessment of treatment goals based on well-specific averages for 2020-2021 | None, other than noted elsewhere | An insufficient amount of time since completion of the Pilot Study to adequately evaluate lifespan of the treatment media. The change in alkalinity can be used as an indicator of change in the ability of the media to treat selenium. Alkalinity remained relatively similar after 2 years of operation indicating that after 2 years of operation the microbially-mediated chemical reduction of selenium remains similar to the study onset. | Design had insufficient capacity to contain the flux of snow melt in addition to seep water. Soils in the area of the PRB are tight. In the future, when in an layered alluvial system, incorporate a gravel "pressure relief/effluent storage" zone on the downgradient edge to allow for increased ability to receive effluent water and/or flow onto the land surface if capacity is reached. The hydrogeological study was performed during fall low flow conditions as were the excavation and installation of the PRB bench. Additional water zones may be present during different water levels, so future design data collection should include a hydrogeological investigation in the spring to better characterize flux and water bearing zones in the aquifer during high water conditions. The PRB increased Ar, Fe, Mn and Ur due to eroded overburden material in the lenses on the walls of the excavation and from the seep and sedimentation basin sediments transferred to the PRB. Oxidizing conditions favorable to mobilization of Ur exist when ORP is above -200 mV. Bicarbonate that is likely dominant in the near neutral pH conditions in the vicinity of the PRB can enhance Ur mobility. Redox cycling from fluctuating water table can cause Ur mobilization. Heterogeneity of groundwater inflow along the trench, contact with runoff of mine materials, and microbial activity all contribute to factors affecting degree of treatment within the PRB. The incorporation of the Pilot Study into a potential remedy for the Pedro Creek Sub-Basin, at its current scale and in absence of other actions, may require some modifications to facilitate handling of high spring inflows and additional treatment to address the transport of released uranium into the shallow groundwater and surface water. | Operation and maintenance cost, including remote monitoring (e.g., transducers, telemetry, and cameras) and performance monitoring (e.g., sampling, analysis, and reporting), ranges between $20,000 to $40,000 per month. The capital cost for the construction of the PRB and STC was approximately $1.2M including the media, trenching, infiltration gallery, cover, and stormwater controls, or roughly $180/cubic yard of reactive media (1,200 cubic yards for the PRB and 5,500 cubic yards for the STC). | System is seep treatment cell effluent to PRB. Treatment media: 50% granular support media, 12.5% chopped alfalfa hay, 37.5% woodchips/shavings. Average hydraulic conductivity of 8.8-116.2 ft/day in the media. Trench excavated to dry, silty-clay, weathered Dinwoody Formation material to prevent groundwater flow from bypassing under the PRB. Eroded overburden was encountered. Media placed to a depth of 2 ft bgs, covered by non-woven geotextile and 2 ft of Dinwoody Formation material. Infiltration gallery was constructed upgradient to the PRB, and overburden was encountered. Infiltration gallery was overexcavated and compacted Dinwoody Formation materials were used on the base and sidewalls to reduce water contact with the overburden. It was backfilled with coarse drain rock and covered with non-woven geotextile and Dinwoody Formation material. PRB is relatively easy to implement with readily available material and equipment but using the technology to treat seeps or shallow groundwater in close proximity to overburden disposal piles should be approached with caution. The presence of run-of-mine shales in and around excavations contributes to mobilization of unwanted constituents (e.g. arsenic, uranium) | The objectives for the Pilot Study are consistent with the preliminary Remedial Action Objectives (RAOs) for groundwater remedies at Conda. Based on observations from the 2019 and 2020 monitoring, modifications were made to the Pilot Study in fall of 2020. In coordination with the Agencies, it was decided that the modification will require further monitoring in 2021 to fully meet the Pilot Study objectives. 2018-2019 start up period had differing conditions from 2020-2021, and the conditions were not considered representative of long term trends, but reflect the capability of the media to rapidly reach redox and geochemical conditions that facilitate microbially mediated reduction. 2020-2021 are operational conditions. The treatment media contributes to total Ar, Fe and Mn concentrations above the MCLs and drinking water standards. Data indicate that the treatment media in the Seep Treatment Cell and PRB is capable of treating water entering the system with total Se concentrations as high as 6.87 mg/L as well as total Cd concentrations up to 0.00847 mg/L to levels below their respective MCLs. | GW-65-MA is presented as a cross-gradient well but is also shown to be within the southern flow path that moves through the PRB. | GW sampling location GW-41-MA was determined to be upgradient from GW-65-MA on south flow path from Figure 10-5 on page 217 Data collection for upgradient/downgradient wells is in some instances shifted by a day. Flow rate is the range of hydraulic conductivity along the preferential flow pathways.
Final Treatability Study Findings Report Field-Scale Permeable Reactive Barrier Pilot Study Conda/Woodall Mountain Mine | Conda/Woodall Mountain Mine | IDN001002862 | N/A | N/A | GM-41-MA | Former mining site | Permeable reactive barrier (PRB) with seep treatment cell pre-treatment | Passive | Permeable reactive barrier (PRB) | Pre-treatment | Overburden pile in the headwaters areas of Pedro Creek | Y | PRB with pre-treatment | Specific technologies not specified. PRB is chemical and microbially mediated processes that reduce selenate to selenite and then selenium. Treatment media includes a carbon source (i.e. woodchips), alfalfa hay, and inert sand. Seep treatment cell is pre-treatment cell with treatment media. | Access to the groundwater table is needed. Trench excavated through water-bearing zones of alluvial deposits and into underlying weathered bedrock. | Pilot | 2018-2021, modifications made in 2019 to address seepage | Cadmium | Cd, dissolved | mg/L | N | N/A | 0.00832 | 7e-05 | 99.1587 | [9 empty] | 0.01 | 2020 - 2021 Average, from operational period, not whole dataset | Data not provided | Data not provided | 8.3e-05 | 2020 - 2021 Average, from operational period, not whole dataset | Data not provided | Data not provided | Data not provided | Upgradient | 6.84 | 0.3 | mg/L | 10.84 | °C | Data not provided | N/A | Data not provided | N/A | 61.2 | mV | 3014.1 | µmhos/cm | Turbidity = 5.81 | NTU | data not provided | data not provided | data not provided | data not provided | data not provided | data not provided | N/A | No groundwater comparison value | None, other than noted elsewhere | An insufficient amount of time since completion of the Pilot Study to adequately evaluate lifespan of the treatment media. The change in alkalinity can be used as an indicator of change in the ability of the media to treat selenium. Alkalinity remained relatively similar after 2 years of operation indicating that after 2 years of operation the microbially-mediated chemical reduction of selenium remains similar to the study onset. | Design had insufficient capacity to contain the flux of snow melt in addition to seep water. Soils in the area of the PRB are tight. In the future, when in an layered alluvial system, incorporate a gravel "pressure relief/effluent storage" zone on the downgradient edge to allow for increased ability to receive effluent water and/or flow onto the land surface if capacity is reached. The hydrogeological study was performed during fall low flow conditions as were the excavation and installation of the PRB bench. Additional water zones may be present during different water levels, so future design data collection should include a hydrogeological investigation in the spring to better characterize flux and water bearing zones in the aquifer during high water conditions. The PRB increased Ar, Fe, Mn and Ur due to eroded overburden material in the lenses on the walls of the excavation and from the seep and sedimentation basin sediments transferred to the PRB. Oxidizing conditions favorable to mobilization of Ur exist when ORP is above -200 mV. Bicarbonate that is likely dominant in the near neutral pH conditions in the vicinity of the PRB can enhance Ur mobility. Redox cycling from fluctuating water table can cause Ur mobilization. Heterogeneity of groundwater inflow along the trench, contact with runoff of mine materials, and microbial activity all contribute to factors affecting degree of treatment within the PRB. The incorporation of the Pilot Study into a potential remedy for the Pedro Creek Sub-Basin, at its current scale and in absence of other actions, may require some modifications to facilitate handling of high spring inflows and additional treatment to address the transport of released uranium into the shallow groundwater and surface water. | Operation and maintenance cost, including remote monitoring (e.g., transducers, telemetry, and cameras) and performance monitoring (e.g., sampling, analysis, and reporting), ranges between $20,000 to $40,000 per month. The capital cost for the construction of the PRB and STC was approximately $1.2M including the media, trenching, infiltration gallery, cover, and stormwater controls, or roughly $180/cubic yard of reactive media (1,200 cubic yards for the PRB and 5,500 cubic yards for the STC). | System is seep treatment cell effluent to PRB. Treatment media: 50% granular support media, 12.5% chopped alfalfa hay, 37.5% woodchips/shavings. Average hydraulic conductivity of 8.8-116.2 ft/day in the media. Trench excavated to dry, silty-clay, weathered Dinwoody Formation material to prevent groundwater flow from bypassing under the PRB. Eroded overburden was encountered. Media placed to a depth of 2 ft bgs, covered by non-woven geotextile and 2 ft of Dinwoody Formation material. Infiltration gallery was constructed upgradient to the PRB, and overburden was encountered. Infiltration gallery was overexcavated and compacted Dinwoody Formation materials were used on the base and sidewalls to reduce water contact with the overburden. It was backfilled with coarse drain rock and covered with non-woven geotextile and Dinwoody Formation material. PRB is relatively easy to implement with readily available material and equipment but using the technology to treat seeps or shallow groundwater in close proximity to overburden disposal piles should be approached with caution. The presence of run-of-mine shales in and around excavations contributes to mobilization of unwanted constituents (e.g. arsenic, uranium) | The objectives for the Pilot Study are consistent with the preliminary Remedial Action Objectives (RAOs) for groundwater remedies at Conda. Based on observations from the 2019 and 2020 monitoring, modifications were made to the Pilot Study in fall of 2020. In coordination with the Agencies, it was decided that the modification will require further monitoring in 2021 to fully meet the Pilot Study objectives. 2018-2019 start up period had differing conditions from 2020-2021, and the conditions were not considered representative of long term trends, but reflect the capability of the media to rapidly reach redox and geochemical conditions that facilitate microbially mediated reduction. 2020-2021 are operational conditions. The treatment media contributes to total Ar, Fe and Mn concentrations above the MCLs and drinking water standards. Data indicate that the treatment media in the Seep Treatment Cell and PRB is capable of treating water entering the system with total Se concentrations as high as 6.87 mg/L as well as total Cd concentrations up to 0.00847 mg/L to levels below their respective MCLs. | None, other than those presented elsewhere | GW sampling location GW-41-MA was determined to be upgradient from GW-65-MA on south flow path from Figure 10-5 on page 217 Data collection for upgradient/downgradient wells is in some instances shifted by a day. Flow rate is the range of hydraulic conductivity along the preferential flow pathways.
Final Treatability Study Findings Report Field-Scale Permeable Reactive Barrier Pilot Study Conda/Woodall Mountain Mine | Conda/Woodall Mountain Mine | IDN001002862 | N/A | N/A | GM-41-MA | Former mining site | Permeable reactive barrier (PRB) with seep treatment cell pre-treatment | Passive | Permeable reactive barrier (PRB) | Pre-treatment | Overburden pile in the headwaters areas of Pedro Creek | Y | PRB with pre-treatment | Specific technologies not specified. PRB is chemical and microbially mediated processes that reduce selenate to selenite and then selenium. Treatment media includes a carbon source (i.e. woodchips), alfalfa hay, and inert sand. Seep treatment cell is pre-treatment cell with treatment media. | Access to the groundwater table is needed. Trench excavated through water-bearing zones of alluvial deposits and into underlying weathered bedrock. | Pilot | 2018-2021, modifications made in 2019 to address seepage | Cadmium | Cd, total | mg/L | N | N/A | 0.00847 | 0.0002 | 97.6387 | [9 empty] | 0.01 | 2020 - 2021 Average, from operational period, not whole dataset | Data not provided | Data not provided | 0.00025 | 2020 - 2021 Average, from operational period, not whole dataset | Data not provided | Data not provided | Data not provided | Upgradient | 6.63 | 0.3 | mg/L | 8.1 | °C | Data not provided | N/A | Data not provided | N/A | 158.4 | mV | 3170 | µmhos/cm | Turbidity = 7.24 | NTU | data not provided | data not provided | data not provided | data not provided | data not provided | data not provided | Y | Groundwater Comparison value: EPA MCL 0.005 mg/L Assessment of treatment goals based on well-specific averages for 2020-2021 | None, other than noted elsewhere | An insufficient amount of time since completion of the Pilot Study to adequately evaluate lifespan of the treatment media. The change in alkalinity can be used as an indicator of change in the ability of the media to treat selenium. Alkalinity remained relatively similar after 2 years of operation indicating that after 2 years of operation the microbially-mediated chemical reduction of selenium remains similar to the study onset. | Design had insufficient capacity to contain the flux of snow melt in addition to seep water. Soils in the area of the PRB are tight. In the future, when in an layered alluvial system, incorporate a gravel "pressure relief/effluent storage" zone on the downgradient edge to allow for increased ability to receive effluent water and/or flow onto the land surface if capacity is reached. The hydrogeological study was performed during fall low flow conditions as were the excavation and installation of the PRB bench. Additional water zones may be present during different water levels, so future design data collection should include a hydrogeological investigation in the spring to better characterize flux and water bearing zones in the aquifer during high water conditions. The PRB increased Ar, Fe, Mn and Ur due to eroded overburden material in the lenses on the walls of the excavation and from the seep and sedimentation basin sediments transferred to the PRB. Oxidizing conditions favorable to mobilization of Ur exist when ORP is above -200 mV. Bicarbonate that is likely dominant in the near neutral pH conditions in the vicinity of the PRB can enhance Ur mobility. Redox cycling from fluctuating water table can cause Ur mobilization. Heterogeneity of groundwater inflow along the trench, contact with runoff of mine materials, and microbial activity all contribute to factors affecting degree of treatment within the PRB. The incorporation of the Pilot Study into a potential remedy for the Pedro Creek Sub-Basin, at its current scale and in absence of other actions, may require some modifications to facilitate handling of high spring inflows and additional treatment to address the transport of released uranium into the shallow groundwater and surface water. | Operation and maintenance cost, including remote monitoring (e.g., transducers, telemetry, and cameras) and performance monitoring (e.g., sampling, analysis, and reporting), ranges between $20,000 to $40,000 per month. The capital cost for the construction of the PRB and STC was approximately $1.2M including the media, trenching, infiltration gallery, cover, and stormwater controls, or roughly $180/cubic yard of reactive media (1,200 cubic yards for the PRB and 5,500 cubic yards for the STC). | System is seep treatment cell effluent to PRB. Treatment media: 50% granular support media, 12.5% chopped alfalfa hay, 37.5% woodchips/shavings. Average hydraulic conductivity of 8.8-116.2 ft/day in the media. Trench excavated to dry, silty-clay, weathered Dinwoody Formation material to prevent groundwater flow from bypassing under the PRB. Eroded overburden was encountered. Media placed to a depth of 2 ft bgs, covered by non-woven geotextile and 2 ft of Dinwoody Formation material. Infiltration gallery was constructed upgradient to the PRB, and overburden was encountered. Infiltration gallery was overexcavated and compacted Dinwoody Formation materials were used on the base and sidewalls to reduce water contact with the overburden. It was backfilled with coarse drain rock and covered with non-woven geotextile and Dinwoody Formation material. PRB is relatively easy to implement with readily available material and equipment but using the technology to treat seeps or shallow groundwater in close proximity to overburden disposal piles should be approached with caution. The presence of run-of-mine shales in and around excavations contributes to mobilization of unwanted constituents (e.g. arsenic, uranium) | The objectives for the Pilot Study are consistent with the preliminary Remedial Action Objectives (RAOs) for groundwater remedies at Conda. Based on observations from the 2019 and 2020 monitoring, modifications were made to the Pilot Study in fall of 2020. In coordination with the Agencies, it was decided that the modification will require further monitoring in 2021 to fully meet the Pilot Study objectives. 2018-2019 start up period had differing conditions from 2020-2021, and the conditions were not considered representative of long term trends, but reflect the capability of the media to rapidly reach redox and geochemical conditions that facilitate microbially mediated reduction. 2020-2021 are operational conditions. The treatment media contributes to total Ar, Fe and Mn concentrations above the MCLs and drinking water standards. Data indicate that the treatment media in the Seep Treatment Cell and PRB is capable of treating water entering the system with total Se concentrations as high as 6.87 mg/L as well as total Cd concentrations up to 0.00847 mg/L to levels below their respective MCLs. | None, other than those presented elsewhere | GW sampling location GW-41-MA was determined to be upgradient from GW-65-MA on south flow path from Figure 10-5 on page 217 Data collection for upgradient/downgradient wells is in some instances shifted by a day. Flow rate is the range of hydraulic conductivity along the preferential flow pathways.
Final Treatability Study Findings Report Field-Scale Permeable Reactive Barrier Pilot Study Conda/Woodall Mountain Mine | Conda/Woodall Mountain Mine | IDN001002862 | N/A | N/A | GM-41-MA | Former mining site | Permeable reactive barrier (PRB) with seep treatment cell pre-treatment | Passive | Permeable reactive barrier (PRB) | Pre-treatment | Overburden pile in the headwaters areas of Pedro Creek | Y | PRB with pre-treatment | Specific technologies not specified. PRB is chemical and microbially mediated processes that reduce selenate to selenite and then selenium. Treatment media includes a carbon source (i.e. woodchips), alfalfa hay, and inert sand. Seep treatment cell is pre-treatment cell with treatment media. | Access to the groundwater table is needed. Trench excavated through water-bearing zones of alluvial deposits and into underlying weathered bedrock. | Pilot | 2018-2021, modifications made in 2019 to address seepage | Cadmium | Cd, dissolved | mg/L | N | N/A |  |  |  | 0.00062 | 0.00033 | 46.7742 | [6 empty] | 0.01 | 2020 - 2021 Average, from operational period, not whole dataset | Data not provided | Data not provided | 8.3e-05 | 2020 - 2021 Average, from operational period, not whole dataset | Data not provided | Data not provided | Data not provided | Upgradient | 6.54 | 0.23 | mg/L | 11.1 | °C | Data not provided | N/A | Data not provided | N/A | -17.9 | mV | 3049 | µmhos/cm | Turbidity = 47 | NTU | data not provided | data not provided | data not provided | data not provided | data not provided | data not provided | N/A | No groundwater comparison value | None, other than noted elsewhere | An insufficient amount of time since completion of the Pilot Study to adequately evaluate lifespan of the treatment media. The change in alkalinity can be used as an indicator of change in the ability of the media to treat selenium. Alkalinity remained relatively similar after 2 years of operation indicating that after 2 years of operation the microbially-mediated chemical reduction of selenium remains similar to the study onset. | Design had insufficient capacity to contain the flux of snow melt in addition to seep water. Soils in the area of the PRB are tight. In the future, when in an layered alluvial system, incorporate a gravel "pressure relief/effluent storage" zone on the downgradient edge to allow for increased ability to receive effluent water and/or flow onto the land surface if capacity is reached. The hydrogeological study was performed during fall low flow conditions as were the excavation and installation of the PRB bench. Additional water zones may be present during different water levels, so future design data collection should include a hydrogeological investigation in the spring to better characterize flux and water bearing zones in the aquifer during high water conditions. The PRB increased Ar, Fe, Mn and Ur due to eroded overburden material in the lenses on the walls of the excavation and from the seep and sedimentation basin sediments transferred to the PRB. Oxidizing conditions favorable to mobilization of Ur exist when ORP is above -200 mV. Bicarbonate that is likely dominant in the near neutral pH conditions in the vicinity of the PRB can enhance Ur mobility. Redox cycling from fluctuating water table can cause Ur mobilization. Heterogeneity of groundwater inflow along the trench, contact with runoff of mine materials, and microbial activity all contribute to factors affecting degree of treatment within the PRB. The incorporation of the Pilot Study into a potential remedy for the Pedro Creek Sub-Basin, at its current scale and in absence of other actions, may require some modifications to facilitate handling of high spring inflows and additional treatment to address the transport of released uranium into the shallow groundwater and surface water. | Operation and maintenance cost, including remote monitoring (e.g., transducers, telemetry, and cameras) and performance monitoring (e.g., sampling, analysis, and reporting), ranges between $20,000 to $40,000 per month. The capital cost for the construction of the PRB and STC was approximately $1.2M including the media, trenching, infiltration gallery, cover, and stormwater controls, or roughly $180/cubic yard of reactive media (1,200 cubic yards for the PRB and 5,500 cubic yards for the STC). | System is seep treatment cell effluent to PRB. Treatment media: 50% granular support media, 12.5% chopped alfalfa hay, 37.5% woodchips/shavings. Average hydraulic conductivity of 8.8-116.2 ft/day in the media. Trench excavated to dry, silty-clay, weathered Dinwoody Formation material to prevent groundwater flow from bypassing under the PRB. Eroded overburden was encountered. Media placed to a depth of 2 ft bgs, covered by non-woven geotextile and 2 ft of Dinwoody Formation material. Infiltration gallery was constructed upgradient to the PRB, and overburden was encountered. Infiltration gallery was overexcavated and compacted Dinwoody Formation materials were used on the base and sidewalls to reduce water contact with the overburden. It was backfilled with coarse drain rock and covered with non-woven geotextile and Dinwoody Formation material. PRB is relatively easy to implement with readily available material and equipment but using the technology to treat seeps or shallow groundwater in close proximity to overburden disposal piles should be approached with caution. The presence of run-of-mine shales in and around excavations contributes to mobilization of unwanted constituents (e.g. arsenic, uranium) | The objectives for the Pilot Study are consistent with the preliminary Remedial Action Objectives (RAOs) for groundwater remedies at Conda. Based on observations from the 2019 and 2020 monitoring, modifications were made to the Pilot Study in fall of 2020. In coordination with the Agencies, it was decided that the modification will require further monitoring in 2021 to fully meet the Pilot Study objectives. 2018-2019 start up period had differing conditions from 2020-2021, and the conditions were not considered representative of long term trends, but reflect the capability of the media to rapidly reach redox and geochemical conditions that facilitate microbially mediated reduction. 2020-2021 are operational conditions. The treatment media contributes to total Ar, Fe and Mn concentrations above the MCLs and drinking water standards. Data indicate that the treatment media in the Seep Treatment Cell and PRB is capable of treating water entering the system with total Se concentrations as high as 6.87 mg/L as well as total Cd concentrations up to 0.00847 mg/L to levels below their respective MCLs. | None, other than those presented elsewhere | GW sampling location GW-41-MA was determined to be upgradient from GW-65-MA on south flow path from Figure 10-5 on page 217 Data collection for upgradient/downgradient wells is in some instances shifted by a day. Flow rate is the range of hydraulic conductivity along the preferential flow pathways.
Final Treatability Study Findings Report Field-Scale Permeable Reactive Barrier Pilot Study Conda/Woodall Mountain Mine | Conda/Woodall Mountain Mine | IDN001002862 | N/A | N/A | GM-41-MA | Former mining site | Permeable reactive barrier (PRB) with seep treatment cell pre-treatment | Passive | Permeable reactive barrier (PRB) | Pre-treatment | Overburden pile in the headwaters areas of Pedro Creek | Y | PRB with pre-treatment | Specific technologies not specified. PRB is chemical and microbially mediated processes that reduce selenate to selenite and then selenium. Treatment media includes a carbon source (i.e. woodchips), alfalfa hay, and inert sand. Seep treatment cell is pre-treatment cell with treatment media. | Access to the groundwater table is needed. Trench excavated through water-bearing zones of alluvial deposits and into underlying weathered bedrock. | Pilot | 2018-2021, modifications made in 2019 to address seepage | Cadmium | Cd, total | mg/L | N | N/A |  |  |  | 0.00137 | 0.00079 | 42.3358 | [6 empty] | 0.01 | 2020 - 2021 Average, from operational period, not whole dataset | Data not provided | Data not provided | 0.00025 | 2020 - 2021 Average, from operational period, not whole dataset | Data not provided | Data not provided | Data not provided | Upgradient | 6.95 | 0.2 | mg/L | 8.88 | °C | Data not provided | N/A | Data not provided | N/A | -3.3 | mV | 3645.5 | µmhos/cm | Turbidity = 1.57 | NTU | data not provided | data not provided | data not provided | data not provided | data not provided | data not provided | Y | Groundwater Comparison value: EPA MCL 0.005 mg/L Assessment of treatment goals based on well-specific averages for 2020-2021 | None, other than noted elsewhere | An insufficient amount of time since completion of the Pilot Study to adequately evaluate lifespan of the treatment media. The change in alkalinity can be used as an indicator of change in the ability of the media to treat selenium. Alkalinity remained relatively similar after 2 years of operation indicating that after 2 years of operation the microbially-mediated chemical reduction of selenium remains similar to the study onset. | Design had insufficient capacity to contain the flux of snow melt in addition to seep water. Soils in the area of the PRB are tight. In the future, when in an layered alluvial system, incorporate a gravel "pressure relief/effluent storage" zone on the downgradient edge to allow for increased ability to receive effluent water and/or flow onto the land surface if capacity is reached. The hydrogeological study was performed during fall low flow conditions as were the excavation and installation of the PRB bench. Additional water zones may be present during different water levels, so future design data collection should include a hydrogeological investigation in the spring to better characterize flux and water bearing zones in the aquifer during high water conditions. The PRB increased Ar, Fe, Mn and Ur due to eroded overburden material in the lenses on the walls of the excavation and from the seep and sedimentation basin sediments transferred to the PRB. Oxidizing conditions favorable to mobilization of Ur exist when ORP is above -200 mV. Bicarbonate that is likely dominant in the near neutral pH conditions in the vicinity of the PRB can enhance Ur mobility. Redox cycling from fluctuating water table can cause Ur mobilization. Heterogeneity of groundwater inflow along the trench, contact with runoff of mine materials, and microbial activity all contribute to factors affecting degree of treatment within the PRB. The incorporation of the Pilot Study into a potential remedy for the Pedro Creek Sub-Basin, at its current scale and in absence of other actions, may require some modifications to facilitate handling of high spring inflows and additional treatment to address the transport of released uranium into the shallow groundwater and surface water. | Operation and maintenance cost, including remote monitoring (e.g., transducers, telemetry, and cameras) and performance monitoring (e.g., sampling, analysis, and reporting), ranges between $20,000 to $40,000 per month. The capital cost for the construction of the PRB and STC was approximately $1.2M including the media, trenching, infiltration gallery, cover, and stormwater controls, or roughly $180/cubic yard of reactive media (1,200 cubic yards for the PRB and 5,500 cubic yards for the STC). | System is seep treatment cell effluent to PRB. Treatment media: 50% granular support media, 12.5% chopped alfalfa hay, 37.5% woodchips/shavings. Average hydraulic conductivity of 8.8-116.2 ft/day in the media. Trench excavated to dry, silty-clay, weathered Dinwoody Formation material to prevent groundwater flow from bypassing under the PRB. Eroded overburden was encountered. Media placed to a depth of 2 ft bgs, covered by non-woven geotextile and 2 ft of Dinwoody Formation material. Infiltration gallery was constructed upgradient to the PRB, and overburden was encountered. Infiltration gallery was overexcavated and compacted Dinwoody Formation materials were used on the base and sidewalls to reduce water contact with the overburden. It was backfilled with coarse drain rock and covered with non-woven geotextile and Dinwoody Formation material. PRB is relatively easy to implement with readily available material and equipment but using the technology to treat seeps or shallow groundwater in close proximity to overburden disposal piles should be approached with caution. The presence of run-of-mine shales in and around excavations contributes to mobilization of unwanted constituents (e.g. arsenic, uranium) | The objectives for the Pilot Study are consistent with the preliminary Remedial Action Objectives (RAOs) for groundwater remedies at Conda. Based on observations from the 2019 and 2020 monitoring, modifications were made to the Pilot Study in fall of 2020. In coordination with the Agencies, it was decided that the modification will require further monitoring in 2021 to fully meet the Pilot Study objectives. 2018-2019 start up period had differing conditions from 2020-2021, and the conditions were not considered representative of long term trends, but reflect the capability of the media to rapidly reach redox and geochemical conditions that facilitate microbially mediated reduction. 2020-2021 are operational conditions. The treatment media contributes to total Ar, Fe and Mn concentrations above the MCLs and drinking water standards. Data indicate that the treatment media in the Seep Treatment Cell and PRB is capable of treating water entering the system with total Se concentrations as high as 6.87 mg/L as well as total Cd concentrations up to 0.00847 mg/L to levels below their respective MCLs. | None, other than those presented elsewhere | GW sampling location GW-41-MA was determined to be upgradient from GW-65-MA on south flow path from Figure 10-5 on page 217 Data collection for upgradient/downgradient wells is in some instances shifted by a day. Flow rate is the range of hydraulic conductivity along the preferential flow pathways.
Final Treatability Study Findings Report Field-Scale Permeable Reactive Barrier Pilot Study Conda/Woodall Mountain Mine | Conda/Woodall Mountain Mine | IDN001002862 | N/A | N/A | GM-65-MA | Former mining site | Permeable reactive barrier (PRB) with seep treatment cell pre-treatment | Passive | Permeable reactive barrier (PRB) | Pre-treatment | Overburden pile in the headwaters areas of Pedro Creek | Y | PRB with pre-treatment | Specific technologies not specified. PRB is chemical and microbially mediated processes that reduce selenate to selenite and then selenium. Treatment media includes a carbon source (i.e. woodchips), alfalfa hay, and inert sand. Seep treatment cell is pre-treatment cell with treatment media. | Access to the groundwater table is needed. Trench excavated through water-bearing zones of alluvial deposits and into underlying weathered bedrock. | Pilot | 2018-2021, modifications made in 2019 to address seepage | Cadmium | Cd, dissolved | mg/L | N | N/A | [6 empty] | 0.00033 | 0.00062 | 46.7742 |  |  |  | 0.01 | 2020 - 2021 Average, from operational period, not whole dataset | Data not provided | Data not provided | 8.3e-05 | 2020 - 2021 Average, from operational period, not whole dataset | Data not provided | Data not provided | Data not provided | Downgradient | 6.53 | 0.41 | mg/L | 7.3 | °C | Data not provided | N/A | Data not provided | N/A | 15.2 | mV | 3395 | µmhos/cm | Turbidity = 49 | NTU | data not provided | data not provided | data not provided | data not provided | data not provided | data not provided | N/A | No groundwater comparison value | None, other than noted elsewhere | An insufficient amount of time since completion of the Pilot Study to adequately evaluate lifespan of the treatment media. The change in alkalinity can be used as an indicator of change in the ability of the media to treat selenium. Alkalinity remained relatively similar after 2 years of operation indicating that after 2 years of operation the microbially-mediated chemical reduction of selenium remains similar to the study onset. | Design had insufficient capacity to contain the flux of snow melt in addition to seep water. Soils in the area of the PRB are tight. In the future, when in an layered alluvial system, incorporate a gravel "pressure relief/effluent storage" zone on the downgradient edge to allow for increased ability to receive effluent water and/or flow onto the land surface if capacity is reached. The hydrogeological study was performed during fall low flow conditions as were the excavation and installation of the PRB bench. Additional water zones may be present during different water levels, so future design data collection should include a hydrogeological investigation in the spring to better characterize flux and water bearing zones in the aquifer during high water conditions. The PRB increased Ar, Fe, Mn and Ur due to eroded overburden material in the lenses on the walls of the excavation and from the seep and sedimentation basin sediments transferred to the PRB. Oxidizing conditions favorable to mobilization of Ur exist when ORP is above -200 mV. Bicarbonate that is likely dominant in the near neutral pH conditions in the vicinity of the PRB can enhance Ur mobility. Redox cycling from fluctuating water table can cause Ur mobilization. Heterogeneity of groundwater inflow along the trench, contact with runoff of mine materials, and microbial activity all contribute to factors affecting degree of treatment within the PRB. The incorporation of the Pilot Study into a potential remedy for the Pedro Creek Sub-Basin, at its current scale and in absence of other actions, may require some modifications to facilitate handling of high spring inflows and additional treatment to address the transport of released uranium into the shallow groundwater and surface water. | Operation and maintenance cost, including remote monitoring (e.g., transducers, telemetry, and cameras) and performance monitoring (e.g., sampling, analysis, and reporting), ranges between $20,000 to $40,000 per month. The capital cost for the construction of the PRB and STC was approximately $1.2M including the media, trenching, infiltration gallery, cover, and stormwater controls, or roughly $180/cubic yard of reactive media (1,200 cubic yards for the PRB and 5,500 cubic yards for the STC). | System is seep treatment cell effluent to PRB. Treatment media: 50% granular support media, 12.5% chopped alfalfa hay, 37.5% woodchips/shavings. Average hydraulic conductivity of 8.8-116.2 ft/day in the media. Trench excavated to dry, silty-clay, weathered Dinwoody Formation material to prevent groundwater flow from bypassing under the PRB. Eroded overburden was encountered. Media placed to a depth of 2 ft bgs, covered by non-woven geotextile and 2 ft of Dinwoody Formation material. Infiltration gallery was constructed upgradient to the PRB, and overburden was encountered. Infiltration gallery was overexcavated and compacted Dinwoody Formation materials were used on the base and sidewalls to reduce water contact with the overburden. It was backfilled with coarse drain rock and covered with non-woven geotextile and Dinwoody Formation material. PRB is relatively easy to implement with readily available material and equipment but using the technology to treat seeps or shallow groundwater in close proximity to overburden disposal piles should be approached with caution. The presence of run-of-mine shales in and around excavations contributes to mobilization of unwanted constituents (e.g. arsenic, uranium) | The objectives for the Pilot Study are consistent with the preliminary Remedial Action Objectives (RAOs) for groundwater remedies at Conda. Based on observations from the 2019 and 2020 monitoring, modifications were made to the Pilot Study in fall of 2020. In coordination with the Agencies, it was decided that the modification will require further monitoring in 2021 to fully meet the Pilot Study objectives. 2018-2019 start up period had differing conditions from 2020-2021, and the conditions were not considered representative of long term trends, but reflect the capability of the media to rapidly reach redox and geochemical conditions that facilitate microbially mediated reduction. 2020-2021 are operational conditions. The treatment media contributes to total Ar, Fe and Mn concentrations above the MCLs and drinking water standards. Data indicate that the treatment media in the Seep Treatment Cell and PRB is capable of treating water entering the system with total Se concentrations as high as 6.87 mg/L as well as total Cd concentrations up to 0.00847 mg/L to levels below their respective MCLs. | GW-65-MA is presented as a cross-gradient well but is also shown to be within the southern flow path that moves through the PRB. | GW sampling location GW-41-MA was determined to be upgradient from GW-65-MA on south flow path from Figure 10-5 on page 217 Data collection for upgradient/downgradient wells is in some instances shifted by a day. Flow rate is the range of hydraulic conductivity along the preferential flow pathways.
Final Treatability Study Findings Report Field-Scale Permeable Reactive Barrier Pilot Study Conda/Woodall Mountain Mine | Conda/Woodall Mountain Mine | IDN001002862 | N/A | N/A | GM-65-MA | Former mining site | Permeable reactive barrier (PRB) with seep treatment cell pre-treatment | Passive | Permeable reactive barrier (PRB) | Pre-treatment | Overburden pile in the headwaters areas of Pedro Creek | Y | PRB with pre-treatment | Specific technologies not specified. PRB is chemical and microbially mediated processes that reduce selenate to selenite and then selenium. Treatment media includes a carbon source (i.e. woodchips), alfalfa hay, and inert sand. Seep treatment cell is pre-treatment cell with treatment media. | Access to the groundwater table is needed. Trench excavated through water-bearing zones of alluvial deposits and into underlying weathered bedrock. | Pilot | 2018-2021, modifications made in 2019 to address seepage | Cadmium | Cd, total | mg/L | N | N/A | [6 empty] | 0.00148 | 0.00242 | 38.843 |  |  |  | 0.01 | 2020 - 2021 Average, from operational period, not whole dataset | Data not provided | Data not provided | 0.00025 | 2020 - 2021 Average, from operational period, not whole dataset | Data not provided | Data not provided | Data not provided | Downgradient | 6.53 | 0.41 | mg/L | 7.3 | °C | Data not provided | N/A | Data not provided | N/A | 15.2 | mV | 3395 | µmhos/cm | Turbidity = 49 | NTU | data not provided | data not provided | data not provided | data not provided | data not provided | data not provided | Y | Groundwater Comparison value: EPA MCL 0.005 mg/L Assessment of treatment goals based on well-specific averages for 2020-2021 | None, other than noted elsewhere | An insufficient amount of time since completion of the Pilot Study to adequately evaluate lifespan of the treatment media. The change in alkalinity can be used as an indicator of change in the ability of the media to treat selenium. Alkalinity remained relatively similar after 2 years of operation indicating that after 2 years of operation the microbially-mediated chemical reduction of selenium remains similar to the study onset. | Design had insufficient capacity to contain the flux of snow melt in addition to seep water. Soils in the area of the PRB are tight. In the future, when in an layered alluvial system, incorporate a gravel "pressure relief/effluent storage" zone on the downgradient edge to allow for increased ability to receive effluent water and/or flow onto the land surface if capacity is reached. The hydrogeological study was performed during fall low flow conditions as were the excavation and installation of the PRB bench. Additional water zones may be present during different water levels, so future design data collection should include a hydrogeological investigation in the spring to better characterize flux and water bearing zones in the aquifer during high water conditions. The PRB increased Ar, Fe, Mn and Ur due to eroded overburden material in the lenses on the walls of the excavation and from the seep and sedimentation basin sediments transferred to the PRB. Oxidizing conditions favorable to mobilization of Ur exist when ORP is above -200 mV. Bicarbonate that is likely dominant in the near neutral pH conditions in the vicinity of the PRB can enhance Ur mobility. Redox cycling from fluctuating water table can cause Ur mobilization. Heterogeneity of groundwater inflow along the trench, contact with runoff of mine materials, and microbial activity all contribute to factors affecting degree of treatment within the PRB. The incorporation of the Pilot Study into a potential remedy for the Pedro Creek Sub-Basin, at its current scale and in absence of other actions, may require some modifications to facilitate handling of high spring inflows and additional treatment to address the transport of released uranium into the shallow groundwater and surface water. | Operation and maintenance cost, including remote monitoring (e.g., transducers, telemetry, and cameras) and performance monitoring (e.g., sampling, analysis, and reporting), ranges between $20,000 to $40,000 per month. The capital cost for the construction of the PRB and STC was approximately $1.2M including the media, trenching, infiltration gallery, cover, and stormwater controls, or roughly $180/cubic yard of reactive media (1,200 cubic yards for the PRB and 5,500 cubic yards for the STC). | System is seep treatment cell effluent to PRB. Treatment media: 50% granular support media, 12.5% chopped alfalfa hay, 37.5% woodchips/shavings. Average hydraulic conductivity of 8.8-116.2 ft/day in the media. Trench excavated to dry, silty-clay, weathered Dinwoody Formation material to prevent groundwater flow from bypassing under the PRB. Eroded overburden was encountered. Media placed to a depth of 2 ft bgs, covered by non-woven geotextile and 2 ft of Dinwoody Formation material. Infiltration gallery was constructed upgradient to the PRB, and overburden was encountered. Infiltration gallery was overexcavated and compacted Dinwoody Formation materials were used on the base and sidewalls to reduce water contact with the overburden. It was backfilled with coarse drain rock and covered with non-woven geotextile and Dinwoody Formation material. PRB is relatively easy to implement with readily available material and equipment but using the technology to treat seeps or shallow groundwater in close proximity to overburden disposal piles should be approached with caution. The presence of run-of-mine shales in and around excavations contributes to mobilization of unwanted constituents (e.g. arsenic, uranium) | The objectives for the Pilot Study are consistent with the preliminary Remedial Action Objectives (RAOs) for groundwater remedies at Conda. Based on observations from the 2019 and 2020 monitoring, modifications were made to the Pilot Study in fall of 2020. In coordination with the Agencies, it was decided that the modification will require further monitoring in 2021 to fully meet the Pilot Study objectives. 2018-2019 start up period had differing conditions from 2020-2021, and the conditions were not considered representative of long term trends, but reflect the capability of the media to rapidly reach redox and geochemical conditions that facilitate microbially mediated reduction. 2020-2021 are operational conditions. The treatment media contributes to total Ar, Fe and Mn concentrations above the MCLs and drinking water standards. Data indicate that the treatment media in the Seep Treatment Cell and PRB is capable of treating water entering the system with total Se concentrations as high as 6.87 mg/L as well as total Cd concentrations up to 0.00847 mg/L to levels below their respective MCLs. | GW-65-MA is presented as a cross-gradient well but is also shown to be within the southern flow path that moves through the PRB. | GW sampling location GW-41-MA was determined to be upgradient from GW-65-MA on south flow path from Figure 10-5 on page 217 Data collection for upgradient/downgradient wells is in some instances shifted by a day. Flow rate is the range of hydraulic conductivity along the preferential flow pathways.
Final Treatability Study Findings Report Field-Scale Permeable Reactive Barrier Pilot Study Conda/Woodall Mountain Mine | Conda/Woodall Mountain Mine | IDN001002862 | N/A | N/A | GM-65-MA | Former mining site | Permeable reactive barrier (PRB) with seep treatment cell pre-treatment | Passive | Permeable reactive barrier (PRB) | Pre-treatment | Overburden pile in the headwaters areas of Pedro Creek | Y | PRB with pre-treatment | Specific technologies not specified. PRB is chemical and microbially mediated processes that reduce selenate to selenite and then selenium. Treatment media includes a carbon source (i.e. woodchips), alfalfa hay, and inert sand. Seep treatment cell is pre-treatment cell with treatment media. | Access to the groundwater table is needed. Trench excavated through water-bearing zones of alluvial deposits and into underlying weathered bedrock. | Pilot | 2018-2021, modifications made in 2019 to address seepage | Cadmium | Cd, dissolved | mg/L | N | N/A | [9 empty] | ND | 0.00652–0.00829 | 99.5 - 99.6 | 0.01 | 2020 - 2021 Average, from operational period, not whole dataset | Data not provided | Data not provided | 8.3e-05 | 2020 - 2021 Average, from operational period, not whole dataset | Data not provided | Data not provided | Data not provided | Downgradient | 6.5–7.03 | (-)0.01–0.24 | mg/L | 5.52–12.45 | °C | Data not provided | N/A | Data not provided | N/A | (-)276.2–(-)79.8 | mV | 1,797.7–3,264 | µmhos/cm | Turbidity = 1.54–42.3 | NTU | data not provided | data not provided | data not provided | data not provided | data not provided | data not provided | N/A | No groundwater comparison value | None, other than noted elsewhere | An insufficient amount of time since completion of the Pilot Study to adequately evaluate lifespan of the treatment media. The change in alkalinity can be used as an indicator of change in the ability of the media to treat selenium. Alkalinity remained relatively similar after 2 years of operation indicating that after 2 years of operation the microbially-mediated chemical reduction of selenium remains similar to the study onset. | Design had insufficient capacity to contain the flux of snow melt in addition to seep water. Soils in the area of the PRB are tight. In the future, when in an layered alluvial system, incorporate a gravel "pressure relief/effluent storage" zone on the downgradient edge to allow for increased ability to receive effluent water and/or flow onto the land surface if capacity is reached. The hydrogeological study was performed during fall low flow conditions as were the excavation and installation of the PRB bench. Additional water zones may be present during different water levels, so future design data collection should include a hydrogeological investigation in the spring to better characterize flux and water bearing zones in the aquifer during high water conditions. The PRB increased Ar, Fe, Mn and Ur due to eroded overburden material in the lenses on the walls of the excavation and from the seep and sedimentation basin sediments transferred to the PRB. Oxidizing conditions favorable to mobilization of Ur exist when ORP is above -200 mV. Bicarbonate that is likely dominant in the near neutral pH conditions in the vicinity of the PRB can enhance Ur mobility. Redox cycling from fluctuating water table can cause Ur mobilization. Heterogeneity of groundwater inflow along the trench, contact with runoff of mine materials, and microbial activity all contribute to factors affecting degree of treatment within the PRB. The incorporation of the Pilot Study into a potential remedy for the Pedro Creek Sub-Basin, at its current scale and in absence of other actions, may require some modifications to facilitate handling of high spring inflows and additional treatment to address the transport of released uranium into the shallow groundwater and surface water. | Operation and maintenance cost, including remote monitoring (e.g., transducers, telemetry, and cameras) and performance monitoring (e.g., sampling, analysis, and reporting), ranges between $20,000 to $40,000 per month. The capital cost for the construction of the PRB and STC was approximately $1.2M including the media, trenching, infiltration gallery, cover, and stormwater controls, or roughly $180/cubic yard of reactive media (1,200 cubic yards for the PRB and 5,500 cubic yards for the STC). | System is seep treatment cell effluent to PRB. Treatment media: 50% granular support media, 12.5% chopped alfalfa hay, 37.5% woodchips/shavings. Average hydraulic conductivity of 8.8-116.2 ft/day in the media. Trench excavated to dry, silty-clay, weathered Dinwoody Formation material to prevent groundwater flow from bypassing under the PRB. Eroded overburden was encountered. Media placed to a depth of 2 ft bgs, covered by non-woven geotextile and 2 ft of Dinwoody Formation material. Infiltration gallery was constructed upgradient to the PRB, and overburden was encountered. Infiltration gallery was overexcavated and compacted Dinwoody Formation materials were used on the base and sidewalls to reduce water contact with the overburden. It was backfilled with coarse drain rock and covered with non-woven geotextile and Dinwoody Formation material. PRB is relatively easy to implement with readily available material and equipment but using the technology to treat seeps or shallow groundwater in close proximity to overburden disposal piles should be approached with caution. The presence of run-of-mine shales in and around excavations contributes to mobilization of unwanted constituents (e.g. arsenic, uranium) | The objectives for the Pilot Study are consistent with the preliminary Remedial Action Objectives (RAOs) for groundwater remedies at Conda. Based on observations from the 2019 and 2020 monitoring, modifications were made to the Pilot Study in fall of 2020. In coordination with the Agencies, it was decided that the modification will require further monitoring in 2021 to fully meet the Pilot Study objectives. 2018-2019 start up period had differing conditions from 2020-2021, and the conditions were not considered representative of long term trends, but reflect the capability of the media to rapidly reach redox and geochemical conditions that facilitate microbially mediated reduction. 2020-2021 are operational conditions. The treatment media contributes to total Ar, Fe and Mn concentrations above the MCLs and drinking water standards. Data indicate that the treatment media in the Seep Treatment Cell and PRB is capable of treating water entering the system with total Se concentrations as high as 6.87 mg/L as well as total Cd concentrations up to 0.00847 mg/L to levels below their respective MCLs. | GW-65-MA is presented as a cross-gradient well but is also shown to be within the southern flow path that moves through the PRB. | ND = Non detect, ND value is 0.00006 mg/L. GW sampling location GW-41-MA was determined to be upgradient from GW-65-MA on south flow path from Figure 10-5 on page 217. Data collection for upgradient/downgradient wells is in some instances shifted by a day. Flow rate is the range of hydraulic conductivity along the preferential flow pathways.
Final Treatability Study Findings Report Field-Scale Permeable Reactive Barrier Pilot Study Conda/Woodall Mountain Mine | Conda/Woodall Mountain Mine | IDN001002862 | N/A | N/A | GM-65-MA | Former mining site | Permeable reactive barrier (PRB) with seep treatment cell pre-treatment | Passive | Permeable reactive barrier (PRB) | Pre-treatment | Overburden pile in the headwaters areas of Pedro Creek | Y | PRB with pre-treatment | Specific technologies not specified. PRB is chemical and microbially mediated processes that reduce selenate to selenite and then selenium. Treatment media includes a carbon source (i.e. woodchips), alfalfa hay, and inert sand. Seep treatment cell is pre-treatment cell with treatment media. | Access to the groundwater table is needed. Trench excavated through water-bearing zones of alluvial deposits and into underlying weathered bedrock. | Pilot | 2018-2021, modifications made in 2019 to address seepage | Cadmium | Cd, total | mg/L | N | N/A | [9 empty] | ND | 0.00699–0.008 | 99.5 - 99.6 | 0.01 | 2020 - 2021 Average, from operational period, not whole dataset | Data not provided | Data not provided | 0.00025 | 2020 - 2021 Average, from operational period, not whole dataset | Data not provided | Data not provided | Data not provided | Downgradient | 6.55–6.93 | (-)0.1–0.19 | mg/L | 8.6–12.8 | °C | Data not provided | N/A | Data not provided | N/A | (-)233.8–(-)84.7 | mV | 2831–3162.9 | µmhos/cm | Turbidity = 3.46–9.09 | NTU | data not provided | data not provided | data not provided | data not provided | data not provided | data not provided | Y | Groundwater Comparison value: EPA MCL 0.005 mg/L Assessment of treatment goals based on well-specific averages for 2020-2021 | None, other than noted elsewhere | An insufficient amount of time since completion of the Pilot Study to adequately evaluate lifespan of the treatment media. The change in alkalinity can be used as an indicator of change in the ability of the media to treat selenium. Alkalinity remained relatively similar after 2 years of operation indicating that after 2 years of operation the microbially-mediated chemical reduction of selenium remains similar to the study onset. | Design had insufficient capacity to contain the flux of snow melt in addition to seep water. Soils in the area of the PRB are tight. In the future, when in an layered alluvial system, incorporate a gravel "pressure relief/effluent storage" zone on the downgradient edge to allow for increased ability to receive effluent water and/or flow onto the land surface if capacity is reached. The hydrogeological study was performed during fall low flow conditions as were the excavation and installation of the PRB bench. Additional water zones may be present during different water levels, so future design data collection should include a hydrogeological investigation in the spring to better characterize flux and water bearing zones in the aquifer during high water conditions. The PRB increased Ar, Fe, Mn and Ur due to eroded overburden material in the lenses on the walls of the excavation and from the seep and sedimentation basin sediments transferred to the PRB. Oxidizing conditions favorable to mobilization of Ur exist when ORP is above -200 mV. Bicarbonate that is likely dominant in the near neutral pH conditions in the vicinity of the PRB can enhance Ur mobility. Redox cycling from fluctuating water table can cause Ur mobilization. Heterogeneity of groundwater inflow along the trench, contact with runoff of mine materials, and microbial activity all contribute to factors affecting degree of treatment within the PRB. The incorporation of the Pilot Study into a potential remedy for the Pedro Creek Sub-Basin, at its current scale and in absence of other actions, may require some modifications to facilitate handling of high spring inflows and additional treatment to address the transport of released uranium into the shallow groundwater and surface water. | Operation and maintenance cost, including remote monitoring (e.g., transducers, telemetry, and cameras) and performance monitoring (e.g., sampling, analysis, and reporting), ranges between $20,000 to $40,000 per month. The capital cost for the construction of the PRB and STC was approximately $1.2M including the media, trenching, infiltration gallery, cover, and stormwater controls, or roughly $180/cubic yard of reactive media (1,200 cubic yards for the PRB and 5,500 cubic yards for the STC). | System is seep treatment cell effluent to PRB. Treatment media: 50% granular support media, 12.5% chopped alfalfa hay, 37.5% woodchips/shavings. Average hydraulic conductivity of 8.8-116.2 ft/day in the media. Trench excavated to dry, silty-clay, weathered Dinwoody Formation material to prevent groundwater flow from bypassing under the PRB. Eroded overburden was encountered. Media placed to a depth of 2 ft bgs, covered by non-woven geotextile and 2 ft of Dinwoody Formation material. Infiltration gallery was constructed upgradient to the PRB, and overburden was encountered. Infiltration gallery was overexcavated and compacted Dinwoody Formation materials were used on the base and sidewalls to reduce water contact with the overburden. It was backfilled with coarse drain rock and covered with non-woven geotextile and Dinwoody Formation material. PRB is relatively easy to implement with readily available material and equipment but using the technology to treat seeps or shallow groundwater in close proximity to overburden disposal piles should be approached with caution. The presence of run-of-mine shales in and around excavations contributes to mobilization of unwanted constituents (e.g. arsenic, uranium) | The objectives for the Pilot Study are consistent with the preliminary Remedial Action Objectives (RAOs) for groundwater remedies at Conda. Based on observations from the 2019 and 2020 monitoring, modifications were made to the Pilot Study in fall of 2020. In coordination with the Agencies, it was decided that the modification will require further monitoring in 2021 to fully meet the Pilot Study objectives. 2018-2019 start up period had differing conditions from 2020-2021, and the conditions were not considered representative of long term trends, but reflect the capability of the media to rapidly reach redox and geochemical conditions that facilitate microbially mediated reduction. 2020-2021 are operational conditions. The treatment media contributes to total Ar, Fe and Mn concentrations above the MCLs and drinking water standards. Data indicate that the treatment media in the Seep Treatment Cell and PRB is capable of treating water entering the system with total Se concentrations as high as 6.87 mg/L as well as total Cd concentrations up to 0.00847 mg/L to levels below their respective MCLs. | GW-65-MA is presented as a cross-gradient well but is also shown to be within the southern flow path that moves through the PRB. | ND = Non detect, ND value is 0.00006 mg/L. GW sampling location GW-41-MA was determined to be upgradient from GW-65-MA on south flow path from Figure 10-5 on page 217. Data collection for upgradient/downgradient wells is in some instances shifted by a day. Flow rate is the range of hydraulic conductivity along the preferential flow pathways.
Final Treatability Study Findings Report Field-Scale Permeable Reactive Barrier Pilot Study Conda/Woodall Mountain Mine | Conda/Woodall Mountain Mine | IDN001002862 | N/A | N/A | GM-41-MA | Former mining site | Permeable reactive barrier (PRB) with seep treatment cell pre-treatment | Passive | Permeable reactive barrier (PRB) | Pre-treatment | Overburden pile in the headwaters areas of Pedro Creek | Y | PRB with pre-treatment | Specific technologies not specified. PRB is chemical and microbially mediated processes that reduce selenate to selenite and then selenium. Treatment media includes a carbon source (i.e. woodchips), alfalfa hay, and inert sand. Seep treatment cell is pre-treatment cell with treatment media. | Access to the groundwater table is needed. Trench excavated through water-bearing zones of alluvial deposits and into underlying weathered bedrock. | Pilot | 2018-2021, modifications made in 2019 to address seepage | Chromium | Cr, dissolved | mg/L | N | N/A | ND | ND | Not Applicable | [9 empty] | 0 | 2020 - 2021 Average, from operational period, not whole dataset | Data not provided | Data not provided | 0.002 | 2020 - 2021 Average, from operational period, not whole dataset | Data not provided | Data not provided | Data not provided | Upgradient | 6.54–7.22 | (-)0.06–0.8 | mg/L | 7.03–16.24 | °C | Data not provided | N/A | Data not provided | N/A | (-)154.1–204.1 | mV | 1,901.4–3,722.4 | µmhos/cm | Turbidity = 0–234.2 | NTU | data not provided | data not provided | data not provided | data not provided | data not provided | data not provided | N/A | No groundwater comparison value | None, other than noted elsewhere | An insufficient amount of time since completion of the Pilot Study to adequately evaluate lifespan of the treatment media. The change in alkalinity can be used as an indicator of change in the ability of the media to treat selenium. Alkalinity remained relatively similar after 2 years of operation indicating that after 2 years of operation the microbially-mediated chemical reduction of selenium remains similar to the study onset. | Design had insufficient capacity to contain the flux of snow melt in addition to seep water. Soils in the area of the PRB are tight. In the future, when in an layered alluvial system, incorporate a gravel "pressure relief/effluent storage" zone on the downgradient edge to allow for increased ability to receive effluent water and/or flow onto the land surface if capacity is reached. The hydrogeological study was performed during fall low flow conditions as were the excavation and installation of the PRB bench. Additional water zones may be present during different water levels, so future design data collection should include a hydrogeological investigation in the spring to better characterize flux and water bearing zones in the aquifer during high water conditions. The PRB increased Ar, Fe, Mn and Ur due to eroded overburden material in the lenses on the walls of the excavation and from the seep and sedimentation basin sediments transferred to the PRB. Oxidizing conditions favorable to mobilization of Ur exist when ORP is above -200 mV. Bicarbonate that is likely dominant in the near neutral pH conditions in the vicinity of the PRB can enhance Ur mobility. Redox cycling from fluctuating water table can cause Ur mobilization. Heterogeneity of groundwater inflow along the trench, contact with runoff of mine materials, and microbial activity all contribute to factors affecting degree of treatment within the PRB. The incorporation of the Pilot Study into a potential remedy for the Pedro Creek Sub-Basin, at its current scale and in absence of other actions, may require some modifications to facilitate handling of high spring inflows and additional treatment to address the transport of released uranium into the shallow groundwater and surface water. | Operation and maintenance cost, including remote monitoring (e.g., transducers, telemetry, and cameras) and performance monitoring (e.g., sampling, analysis, and reporting), ranges between $20,000 to $40,000 per month. The capital cost for the construction of the PRB and STC was approximately $1.2M including the media, trenching, infiltration gallery, cover, and stormwater controls, or roughly $180/cubic yard of reactive media (1,200 cubic yards for the PRB and 5,500 cubic yards for the STC). | System is seep treatment cell effluent to PRB. Treatment media: 50% granular support media, 12.5% chopped alfalfa hay, 37.5% woodchips/shavings. Average hydraulic conductivity of 8.8-116.2 ft/day in the media. Trench excavated to dry, silty-clay, weathered Dinwoody Formation material to prevent groundwater flow from bypassing under the PRB. Eroded overburden was encountered. Media placed to a depth of 2 ft bgs, covered by non-woven geotextile and 2 ft of Dinwoody Formation material. Infiltration gallery was constructed upgradient to the PRB, and overburden was encountered. Infiltration gallery was overexcavated and compacted Dinwoody Formation materials were used on the base and sidewalls to reduce water contact with the overburden. It was backfilled with coarse drain rock and covered with non-woven geotextile and Dinwoody Formation material. PRB is relatively easy to implement with readily available material and equipment but using the technology to treat seeps or shallow groundwater in close proximity to overburden disposal piles should be approached with caution. The presence of run-of-mine shales in and around excavations contributes to mobilization of unwanted constituents (e.g. arsenic, uranium) | The objectives for the Pilot Study are consistent with the preliminary Remedial Action Objectives (RAOs) for groundwater remedies at Conda. Based on observations from the 2019 and 2020 monitoring, modifications were made to the Pilot Study in fall of 2020. In coordination with the Agencies, it was decided that the modification will require further monitoring in 2021 to fully meet the Pilot Study objectives. 2018-2019 start up period had differing conditions from 2020-2021, and the conditions were not considered representative of long term trends, but reflect the capability of the media to rapidly reach redox and geochemical conditions that facilitate microbially mediated reduction. 2020-2021 are operational conditions. The treatment media contributes to total Ar, Fe and Mn concentrations above the MCLs and drinking water standards. Data indicate that the treatment media in the Seep Treatment Cell and PRB is capable of treating water entering the system with total Se concentrations as high as 6.87 mg/L as well as total Cd concentrations up to 0.00847 mg/L to levels below their respective MCLs. | None, other than those presented elsewhere | ND= non detect, Non detect value is 0.002 mg/L. GW sampling location GW-41-MA was determined to be upgradient from GW-65-MA on south flow path from Figure 10-5 on page 217. Data collection for upgradient/downgradient wells is in some instances shifted by a day. Flow rate is the range of hydraulic conductivity along the preferential flow pathways.
Final Treatability Study Findings Report Field-Scale Permeable Reactive Barrier Pilot Study Conda/Woodall Mountain Mine | Conda/Woodall Mountain Mine | IDN001002862 | N/A | N/A | GM-41-MA | Former mining site | Permeable reactive barrier (PRB) with seep treatment cell pre-treatment | Passive | Permeable reactive barrier (PRB) | Pre-treatment | Overburden pile in the headwaters areas of Pedro Creek | Y | PRB with pre-treatment | Specific technologies not specified. PRB is chemical and microbially mediated processes that reduce selenate to selenite and then selenium. Treatment media includes a carbon source (i.e. woodchips), alfalfa hay, and inert sand. Seep treatment cell is pre-treatment cell with treatment media. | Access to the groundwater table is needed. Trench excavated through water-bearing zones of alluvial deposits and into underlying weathered bedrock. | Pilot | 2018-2021, modifications made in 2019 to address seepage | Chromium | Cr, total | mg/L | N | N/A | ND | ND–0.0211 | Not Applicable | [9 empty] | 0 | 2020 - 2021 Average, from operational period, not whole dataset | Data not provided | Data not provided | 0.002 | 2020 - 2021 Average, from operational period, not whole dataset | Data not provided | Data not provided | Data not provided | Upgradient | 6.54–7.22 | (-)0.06–0.8 | mg/L | 7.03–16.24 | °C | Data not provided | N/A | Data not provided | N/A | (-)154.1–204.1 | mV | 1,901.4–3,722.4 | µmhos/cm | Turbidity = 0–234.2 | NTU | data not provided | data not provided | data not provided | data not provided | data not provided | data not provided | Y | Groundwater Comparison value: U.S. EPA MCL 0.1 mg/L Assessment of treatment goals based on well-specific averages for 2020-2021 | None, other than noted elsewhere | An insufficient amount of time since completion of the Pilot Study to adequately evaluate lifespan of the treatment media. The change in alkalinity can be used as an indicator of change in the ability of the media to treat selenium. Alkalinity remained relatively similar after 2 years of operation indicating that after 2 years of operation the microbially-mediated chemical reduction of selenium remains similar to the study onset. | Design had insufficient capacity to contain the flux of snow melt in addition to seep water. Soils in the area of the PRB are tight. In the future, when in an layered alluvial system, incorporate a gravel "pressure relief/effluent storage" zone on the downgradient edge to allow for increased ability to receive effluent water and/or flow onto the land surface if capacity is reached. The hydrogeological study was performed during fall low flow conditions as were the excavation and installation of the PRB bench. Additional water zones may be present during different water levels, so future design data collection should include a hydrogeological investigation in the spring to better characterize flux and water bearing zones in the aquifer during high water conditions. The PRB increased Ar, Fe, Mn and Ur due to eroded overburden material in the lenses on the walls of the excavation and from the seep and sedimentation basin sediments transferred to the PRB. Oxidizing conditions favorable to mobilization of Ur exist when ORP is above -200 mV. Bicarbonate that is likely dominant in the near neutral pH conditions in the vicinity of the PRB can enhance Ur mobility. Redox cycling from fluctuating water table can cause Ur mobilization. Heterogeneity of groundwater inflow along the trench, contact with runoff of mine materials, and microbial activity all contribute to factors affecting degree of treatment within the PRB. The incorporation of the Pilot Study into a potential remedy for the Pedro Creek Sub-Basin, at its current scale and in absence of other actions, may require some modifications to facilitate handling of high spring inflows and additional treatment to address the transport of released uranium into the shallow groundwater and surface water. | Operation and maintenance cost, including remote monitoring (e.g., transducers, telemetry, and cameras) and performance monitoring (e.g., sampling, analysis, and reporting), ranges between $20,000 to $40,000 per month. The capital cost for the construction of the PRB and STC was approximately $1.2M including the media, trenching, infiltration gallery, cover, and stormwater controls, or roughly $180/cubic yard of reactive media (1,200 cubic yards for the PRB and 5,500 cubic yards for the STC). | System is seep treatment cell effluent to PRB. Treatment media: 50% granular support media, 12.5% chopped alfalfa hay, 37.5% woodchips/shavings. Average hydraulic conductivity of 8.8-116.2 ft/day in the media. Trench excavated to dry, silty-clay, weathered Dinwoody Formation material to prevent groundwater flow from bypassing under the PRB. Eroded overburden was encountered. Media placed to a depth of 2 ft bgs, covered by non-woven geotextile and 2 ft of Dinwoody Formation material. Infiltration gallery was constructed upgradient to the PRB, and overburden was encountered. Infiltration gallery was overexcavated and compacted Dinwoody Formation materials were used on the base and sidewalls to reduce water contact with the overburden. It was backfilled with coarse drain rock and covered with non-woven geotextile and Dinwoody Formation material. PRB is relatively easy to implement with readily available material and equipment but using the technology to treat seeps or shallow groundwater in close proximity to overburden disposal piles should be approached with caution. The presence of run-of-mine shales in and around excavations contributes to mobilization of unwanted constituents (e.g. arsenic, uranium) | The objectives for the Pilot Study are consistent with the preliminary Remedial Action Objectives (RAOs) for groundwater remedies at Conda. Based on observations from the 2019 and 2020 monitoring, modifications were made to the Pilot Study in fall of 2020. In coordination with the Agencies, it was decided that the modification will require further monitoring in 2021 to fully meet the Pilot Study objectives. 2018-2019 start up period had differing conditions from 2020-2021, and the conditions were not considered representative of long term trends, but reflect the capability of the media to rapidly reach redox and geochemical conditions that facilitate microbially mediated reduction. 2020-2021 are operational conditions. The treatment media contributes to total Ar, Fe and Mn concentrations above the MCLs and drinking water standards. Data indicate that the treatment media in the Seep Treatment Cell and PRB is capable of treating water entering the system with total Se concentrations as high as 6.87 mg/L as well as total Cd concentrations up to 0.00847 mg/L to levels below their respective MCLs. | None, other than those presented elsewhere | ND= non detect, Non detect value is 0.002 mg/L. GW sampling location GW-41-MA was determined to be upgradient from GW-65-MA on south flow path from Figure 10-5 on page 217. Data collection for upgradient/downgradient wells is in some instances shifted by a day. Flow rate is the range of hydraulic conductivity along the preferential flow pathways.
Final Treatability Study Findings Report Field-Scale Permeable Reactive Barrier Pilot Study Conda/Woodall Mountain Mine | Conda/Woodall Mountain Mine | IDN001002862 | N/A | N/A | GM-41-MA | Former mining site | Permeable reactive barrier (PRB) with seep treatment cell pre-treatment | Passive | Permeable reactive barrier (PRB) | Pre-treatment | Overburden pile in the headwaters areas of Pedro Creek | Y | PRB with pre-treatment | Specific technologies not specified. PRB is chemical and microbially mediated processes that reduce selenate to selenite and then selenium. Treatment media includes a carbon source (i.e. woodchips), alfalfa hay, and inert sand. Seep treatment cell is pre-treatment cell with treatment media. | Access to the groundwater table is needed. Trench excavated through water-bearing zones of alluvial deposits and into underlying weathered bedrock. | Pilot | 2018-2021, modifications made in 2019 to address seepage | Chromium | Cr, dissolved | mg/L | N | N/A |  |  |  | ND | ND | Not Applicable | [6 empty] | 0 | 2020 - 2021 Average, from operational period, not whole dataset | Data not provided | Data not provided | 0.002 | 2020 - 2021 Average, from operational period, not whole dataset | Data not provided | Data not provided | Data not provided | Upgradient | 6.54–7.22 | (-)0.06–0.8 | mg/L | 7.03–16.24 | °C | Data not provided | N/A | Data not provided | N/A | (-)154.1–204.1 | mV | 1,901.4–3,722.4 | µmhos/cm | Turbidity = 0–234.2 | NTU | data not provided | data not provided | data not provided | data not provided | data not provided | data not provided | N/A | No groundwater comparison value | None, other than noted elsewhere | An insufficient amount of time since completion of the Pilot Study to adequately evaluate lifespan of the treatment media. The change in alkalinity can be used as an indicator of change in the ability of the media to treat selenium. Alkalinity remained relatively similar after 2 years of operation indicating that after 2 years of operation the microbially-mediated chemical reduction of selenium remains similar to the study onset. | Design had insufficient capacity to contain the flux of snow melt in addition to seep water. Soils in the area of the PRB are tight. In the future, when in an layered alluvial system, incorporate a gravel "pressure relief/effluent storage" zone on the downgradient edge to allow for increased ability to receive effluent water and/or flow onto the land surface if capacity is reached. The hydrogeological study was performed during fall low flow conditions as were the excavation and installation of the PRB bench. Additional water zones may be present during different water levels, so future design data collection should include a hydrogeological investigation in the spring to better characterize flux and water bearing zones in the aquifer during high water conditions. The PRB increased Ar, Fe, Mn and Ur due to eroded overburden material in the lenses on the walls of the excavation and from the seep and sedimentation basin sediments transferred to the PRB. Oxidizing conditions favorable to mobilization of Ur exist when ORP is above -200 mV. Bicarbonate that is likely dominant in the near neutral pH conditions in the vicinity of the PRB can enhance Ur mobility. Redox cycling from fluctuating water table can cause Ur mobilization. Heterogeneity of groundwater inflow along the trench, contact with runoff of mine materials, and microbial activity all contribute to factors affecting degree of treatment within the PRB. The incorporation of the Pilot Study into a potential remedy for the Pedro Creek Sub-Basin, at its current scale and in absence of other actions, may require some modifications to facilitate handling of high spring inflows and additional treatment to address the transport of released uranium into the shallow groundwater and surface water. | Operation and maintenance cost, including remote monitoring (e.g., transducers, telemetry, and cameras) and performance monitoring (e.g., sampling, analysis, and reporting), ranges between $20,000 to $40,000 per month. The capital cost for the construction of the PRB and STC was approximately $1.2M including the media, trenching, infiltration gallery, cover, and stormwater controls, or roughly $180/cubic yard of reactive media (1,200 cubic yards for the PRB and 5,500 cubic yards for the STC). | System is seep treatment cell effluent to PRB. Treatment media: 50% granular support media, 12.5% chopped alfalfa hay, 37.5% woodchips/shavings. Average hydraulic conductivity of 8.8-116.2 ft/day in the media. Trench excavated to dry, silty-clay, weathered Dinwoody Formation material to prevent groundwater flow from bypassing under the PRB. Eroded overburden was encountered. Media placed to a depth of 2 ft bgs, covered by non-woven geotextile and 2 ft of Dinwoody Formation material. Infiltration gallery was constructed upgradient to the PRB, and overburden was encountered. Infiltration gallery was overexcavated and compacted Dinwoody Formation materials were used on the base and sidewalls to reduce water contact with the overburden. It was backfilled with coarse drain rock and covered with non-woven geotextile and Dinwoody Formation material. PRB is relatively easy to implement with readily available material and equipment but using the technology to treat seeps or shallow groundwater in close proximity to overburden disposal piles should be approached with caution. The presence of run-of-mine shales in and around excavations contributes to mobilization of unwanted constituents (e.g. arsenic, uranium) | The objectives for the Pilot Study are consistent with the preliminary Remedial Action Objectives (RAOs) for groundwater remedies at Conda. Based on observations from the 2019 and 2020 monitoring, modifications were made to the Pilot Study in fall of 2020. In coordination with the Agencies, it was decided that the modification will require further monitoring in 2021 to fully meet the Pilot Study objectives. 2018-2019 start up period had differing conditions from 2020-2021, and the conditions were not considered representative of long term trends, but reflect the capability of the media to rapidly reach redox and geochemical conditions that facilitate microbially mediated reduction. 2020-2021 are operational conditions. The treatment media contributes to total Ar, Fe and Mn concentrations above the MCLs and drinking water standards. Data indicate that the treatment media in the Seep Treatment Cell and PRB is capable of treating water entering the system with total Se concentrations as high as 6.87 mg/L as well as total Cd concentrations up to 0.00847 mg/L to levels below their respective MCLs. | None, other than those presented elsewhere | ND = non detect. ND value is 0.002 mg/L. GW sampling location GW-41-MA was determined to be upgradient from GW-65-MA on south flow path from Figure 10-5 on page 217. Data collection for upgradient/downgradient wells is in some instances shifted by a day. Flow rate is the range of hydraulic conductivity along the preferential flow pathways.
Final Treatability Study Findings Report Field-Scale Permeable Reactive Barrier Pilot Study Conda/Woodall Mountain Mine | Conda/Woodall Mountain Mine | IDN001002862 | N/A | N/A | GM-41-MA | Former mining site | Permeable reactive barrier (PRB) with seep treatment cell pre-treatment | Passive | Permeable reactive barrier (PRB) | Pre-treatment | Overburden pile in the headwaters areas of Pedro Creek | Y | PRB with pre-treatment | Specific technologies not specified. PRB is chemical and microbially mediated processes that reduce selenate to selenite and then selenium. Treatment media includes a carbon source (i.e. woodchips), alfalfa hay, and inert sand. Seep treatment cell is pre-treatment cell with treatment media. | Access to the groundwater table is needed. Trench excavated through water-bearing zones of alluvial deposits and into underlying weathered bedrock. | Pilot | 2018-2021, modifications made in 2019 to address seepage | Chromium | Cr, total | mg/L | N | N/A |  |  |  | ND | ND–0.0211 | Not Applicable | [6 empty] | 0 | 2020 - 2021 Average, from operational period, not whole dataset | Data not provided | Data not provided | 0.002 | 2020 - 2021 Average, from operational period, not whole dataset | Data not provided | Data not provided | Data not provided | Upgradient | 6.54–7.22 | (-)0.06–0.8 | mg/L | 7.03–16.24 | °C | Data not provided | N/A | Data not provided | N/A | (-)154.1–204.1 | mV | 1,901.4–3,722.4 | µmhos/cm | Turbidity = 0–234.2 | NTU | data not provided | data not provided | data not provided | data not provided | data not provided | data not provided | Y | Groundwater Comparison value: U.S. EPA MCL 0.1 mg/L Assessment of treatment goals based on well-specific averages for 2020-2021 | None, other than noted elsewhere | An insufficient amount of time since completion of the Pilot Study to adequately evaluate lifespan of the treatment media. The change in alkalinity can be used as an indicator of change in the ability of the media to treat selenium. Alkalinity remained relatively similar after 2 years of operation indicating that after 2 years of operation the microbially-mediated chemical reduction of selenium remains similar to the study onset. | Design had insufficient capacity to contain the flux of snow melt in addition to seep water. Soils in the area of the PRB are tight. In the future, when in an layered alluvial system, incorporate a gravel "pressure relief/effluent storage" zone on the downgradient edge to allow for increased ability to receive effluent water and/or flow onto the land surface if capacity is reached. The hydrogeological study was performed during fall low flow conditions as were the excavation and installation of the PRB bench. Additional water zones may be present during different water levels, so future design data collection should include a hydrogeological investigation in the spring to better characterize flux and water bearing zones in the aquifer during high water conditions. The PRB increased Ar, Fe, Mn and Ur due to eroded overburden material in the lenses on the walls of the excavation and from the seep and sedimentation basin sediments transferred to the PRB. Oxidizing conditions favorable to mobilization of Ur exist when ORP is above -200 mV. Bicarbonate that is likely dominant in the near neutral pH conditions in the vicinity of the PRB can enhance Ur mobility. Redox cycling from fluctuating water table can cause Ur mobilization. Heterogeneity of groundwater inflow along the trench, contact with runoff of mine materials, and microbial activity all contribute to factors affecting degree of treatment within the PRB. The incorporation of the Pilot Study into a potential remedy for the Pedro Creek Sub-Basin, at its current scale and in absence of other actions, may require some modifications to facilitate handling of high spring inflows and additional treatment to address the transport of released uranium into the shallow groundwater and surface water. | Operation and maintenance cost, including remote monitoring (e.g., transducers, telemetry, and cameras) and performance monitoring (e.g., sampling, analysis, and reporting), ranges between $20,000 to $40,000 per month. The capital cost for the construction of the PRB and STC was approximately $1.2M including the media, trenching, infiltration gallery, cover, and stormwater controls, or roughly $180/cubic yard of reactive media (1,200 cubic yards for the PRB and 5,500 cubic yards for the STC). | System is seep treatment cell effluent to PRB. Treatment media: 50% granular support media, 12.5% chopped alfalfa hay, 37.5% woodchips/shavings. Average hydraulic conductivity of 8.8-116.2 ft/day in the media. Trench excavated to dry, silty-clay, weathered Dinwoody Formation material to prevent groundwater flow from bypassing under the PRB. Eroded overburden was encountered. Media placed to a depth of 2 ft bgs, covered by non-woven geotextile and 2 ft of Dinwoody Formation material. Infiltration gallery was constructed upgradient to the PRB, and overburden was encountered. Infiltration gallery was overexcavated and compacted Dinwoody Formation materials were used on the base and sidewalls to reduce water contact with the overburden. It was backfilled with coarse drain rock and covered with non-woven geotextile and Dinwoody Formation material. PRB is relatively easy to implement with readily available material and equipment but using the technology to treat seeps or shallow groundwater in close proximity to overburden disposal piles should be approached with caution. The presence of run-of-mine shales in and around excavations contributes to mobilization of unwanted constituents (e.g. arsenic, uranium) | The objectives for the Pilot Study are consistent with the preliminary Remedial Action Objectives (RAOs) for groundwater remedies at Conda. Based on observations from the 2019 and 2020 monitoring, modifications were made to the Pilot Study in fall of 2020. In coordination with the Agencies, it was decided that the modification will require further monitoring in 2021 to fully meet the Pilot Study objectives. 2018-2019 start up period had differing conditions from 2020-2021, and the conditions were not considered representative of long term trends, but reflect the capability of the media to rapidly reach redox and geochemical conditions that facilitate microbially mediated reduction. 2020-2021 are operational conditions. The treatment media contributes to total Ar, Fe and Mn concentrations above the MCLs and drinking water standards. Data indicate that the treatment media in the Seep Treatment Cell and PRB is capable of treating water entering the system with total Se concentrations as high as 6.87 mg/L as well as total Cd concentrations up to 0.00847 mg/L to levels below their respective MCLs. | None, other than those presented elsewhere | ND = non detect. ND value is 0.002 mg/L. GW sampling location GW-41-MA was determined to be upgradient from GW-65-MA on south flow path from Figure 10-5 on page 217. Data collection for upgradient/downgradient wells is in some instances shifted by a day. Flow rate is the range of hydraulic conductivity along the preferential flow pathways.
Final Treatability Study Findings Report Field-Scale Permeable Reactive Barrier Pilot Study Conda/Woodall Mountain Mine | Conda/Woodall Mountain Mine | IDN001002862 | N/A | N/A | GM-65-MA | Former mining site | Permeable reactive barrier (PRB) with seep treatment cell pre-treatment | Passive | Permeable reactive barrier (PRB) | Pre-treatment | Overburden pile in the headwaters areas of Pedro Creek | Y | PRB with pre-treatment | Specific technologies not specified. PRB is chemical and microbially mediated processes that reduce selenate to selenite and then selenium. Treatment media includes a carbon source (i.e. woodchips), alfalfa hay, and inert sand. Seep treatment cell is pre-treatment cell with treatment media. | Access to the groundwater table is needed. Trench excavated through water-bearing zones of alluvial deposits and into underlying weathered bedrock. | Pilot | 2018-2021, modifications made in 2019 to address seepage | Chromium | Cr, dissolved | mg/L | N | N/A | [6 empty] | ND | ND | Not Applicable |  |  |  | 0 | 2020 - 2021 Average, from operational period, not whole dataset | Data not provided | Data not provided | 0.002 | 2020 - 2021 Average, from operational period, not whole dataset | Data not provided | Data not provided | Data not provided | Downgradient | 6.5–7.35 | (-)0.1–0.41 | mg/L | 4.96–12.8 | °C | Data not provided | N/A | Data not provided | N/A | (-)276.2–15.2 | mV | 1,797.7–3,395 | µmhos/cm | Turbidity = 0.7–213 | NTU | data not provided | data not provided | data not provided | data not provided | data not provided | data not provided | N/A | No groundwater comparison value | None, other than noted elsewhere | An insufficient amount of time since completion of the Pilot Study to adequately evaluate lifespan of the treatment media. The change in alkalinity can be used as an indicator of change in the ability of the media to treat selenium. Alkalinity remained relatively similar after 2 years of operation indicating that after 2 years of operation the microbially-mediated chemical reduction of selenium remains similar to the study onset. | Design had insufficient capacity to contain the flux of snow melt in addition to seep water. Soils in the area of the PRB are tight. In the future, when in an layered alluvial system, incorporate a gravel "pressure relief/effluent storage" zone on the downgradient edge to allow for increased ability to receive effluent water and/or flow onto the land surface if capacity is reached. The hydrogeological study was performed during fall low flow conditions as were the excavation and installation of the PRB bench. Additional water zones may be present during different water levels, so future design data collection should include a hydrogeological investigation in the spring to better characterize flux and water bearing zones in the aquifer during high water conditions. The PRB increased Ar, Fe, Mn and Ur due to eroded overburden material in the lenses on the walls of the excavation and from the seep and sedimentation basin sediments transferred to the PRB. Oxidizing conditions favorable to mobilization of Ur exist when ORP is above -200 mV. Bicarbonate that is likely dominant in the near neutral pH conditions in the vicinity of the PRB can enhance Ur mobility. Redox cycling from fluctuating water table can cause Ur mobilization. Heterogeneity of groundwater inflow along the trench, contact with runoff of mine materials, and microbial activity all contribute to factors affecting degree of treatment within the PRB. The incorporation of the Pilot Study into a potential remedy for the Pedro Creek Sub-Basin, at its current scale and in absence of other actions, may require some modifications to facilitate handling of high spring inflows and additional treatment to address the transport of released uranium into the shallow groundwater and surface water. | Operation and maintenance cost, including remote monitoring (e.g., transducers, telemetry, and cameras) and performance monitoring (e.g., sampling, analysis, and reporting), ranges between $20,000 to $40,000 per month. The capital cost for the construction of the PRB and STC was approximately $1.2M including the media, trenching, infiltration gallery, cover, and stormwater controls, or roughly $180/cubic yard of reactive media (1,200 cubic yards for the PRB and 5,500 cubic yards for the STC). | System is seep treatment cell effluent to PRB. Treatment media: 50% granular support media, 12.5% chopped alfalfa hay, 37.5% woodchips/shavings. Average hydraulic conductivity of 8.8-116.2 ft/day in the media. Trench excavated to dry, silty-clay, weathered Dinwoody Formation material to prevent groundwater flow from bypassing under the PRB. Eroded overburden was encountered. Media placed to a depth of 2 ft bgs, covered by non-woven geotextile and 2 ft of Dinwoody Formation material. Infiltration gallery was constructed upgradient to the PRB, and overburden was encountered. Infiltration gallery was overexcavated and compacted Dinwoody Formation materials were used on the base and sidewalls to reduce water contact with the overburden. It was backfilled with coarse drain rock and covered with non-woven geotextile and Dinwoody Formation material. PRB is relatively easy to implement with readily available material and equipment but using the technology to treat seeps or shallow groundwater in close proximity to overburden disposal piles should be approached with caution. The presence of run-of-mine shales in and around excavations contributes to mobilization of unwanted constituents (e.g. arsenic, uranium) | The objectives for the Pilot Study are consistent with the preliminary Remedial Action Objectives (RAOs) for groundwater remedies at Conda. Based on observations from the 2019 and 2020 monitoring, modifications were made to the Pilot Study in fall of 2020. In coordination with the Agencies, it was decided that the modification will require further monitoring in 2021 to fully meet the Pilot Study objectives. 2018-2019 start up period had differing conditions from 2020-2021, and the conditions were not considered representative of long term trends, but reflect the capability of the media to rapidly reach redox and geochemical conditions that facilitate microbially mediated reduction. 2020-2021 are operational conditions. The treatment media contributes to total Ar, Fe and Mn concentrations above the MCLs and drinking water standards. Data indicate that the treatment media in the Seep Treatment Cell and PRB is capable of treating water entering the system with total Se concentrations as high as 6.87 mg/L as well as total Cd concentrations up to 0.00847 mg/L to levels below their respective MCLs. | GW-65-MA is presented as a cross-gradient well but is also shown to be within the southern flow path that moves through the PRB. | ND = non detect. ND value is 0.002 mg/L. GW sampling location GW-41-MA was determined to be upgradient from GW-65-MA on south flow path from Figure 10-5 on page 217. Data collection for upgradient/downgradient wells is in some instances shifted by a day. Flow rate is the range of hydraulic conductivity along the preferential flow pathways.
Final Treatability Study Findings Report Field-Scale Permeable Reactive Barrier Pilot Study Conda/Woodall Mountain Mine | Conda/Woodall Mountain Mine | IDN001002862 | N/A | N/A | GM-65-MA | Former mining site | Permeable reactive barrier (PRB) with seep treatment cell pre-treatment | Passive | Permeable reactive barrier (PRB) | Pre-treatment | Overburden pile in the headwaters areas of Pedro Creek | Y | PRB with pre-treatment | Specific technologies not specified. PRB is chemical and microbially mediated processes that reduce selenate to selenite and then selenium. Treatment media includes a carbon source (i.e. woodchips), alfalfa hay, and inert sand. Seep treatment cell is pre-treatment cell with treatment media. | Access to the groundwater table is needed. Trench excavated through water-bearing zones of alluvial deposits and into underlying weathered bedrock. | Pilot | 2018-2021, modifications made in 2019 to address seepage | Chromium | Cr, total | mg/L | N | N/A | [6 empty] | 0.0211 | ND | Not Applicable |  |  |  | 0 | 2020 - 2021 Average, from operational period, not whole dataset | Data not provided | Data not provided | 0.002 | 2020 - 2021 Average, from operational period, not whole dataset | Data not provided | Data not provided | Data not provided | Downgradient | 6.7 | 0.24 | mg/L | 5.85 | °C | Data not provided | N/A | Data not provided | N/A | -223.3 | mV | 3179.9 | µmhos/cm | Turbidity = 3.13 | NTU | data not provided | data not provided | data not provided | data not provided | data not provided | data not provided | Y | Groundwater Comparison value: U.S. EPA MCL 0.1 mg/L Assessment of treatment goals based on well-specific averages for 2020-2021 | None, other than noted elsewhere | An insufficient amount of time since completion of the Pilot Study to adequately evaluate lifespan of the treatment media. The change in alkalinity can be used as an indicator of change in the ability of the media to treat selenium. Alkalinity remained relatively similar after 2 years of operation indicating that after 2 years of operation the microbially-mediated chemical reduction of selenium remains similar to the study onset. | Design had insufficient capacity to contain the flux of snow melt in addition to seep water. Soils in the area of the PRB are tight. In the future, when in an layered alluvial system, incorporate a gravel "pressure relief/effluent storage" zone on the downgradient edge to allow for increased ability to receive effluent water and/or flow onto the land surface if capacity is reached. The hydrogeological study was performed during fall low flow conditions as were the excavation and installation of the PRB bench. Additional water zones may be present during different water levels, so future design data collection should include a hydrogeological investigation in the spring to better characterize flux and water bearing zones in the aquifer during high water conditions. The PRB increased Ar, Fe, Mn and Ur due to eroded overburden material in the lenses on the walls of the excavation and from the seep and sedimentation basin sediments transferred to the PRB. Oxidizing conditions favorable to mobilization of Ur exist when ORP is above -200 mV. Bicarbonate that is likely dominant in the near neutral pH conditions in the vicinity of the PRB can enhance Ur mobility. Redox cycling from fluctuating water table can cause Ur mobilization. Heterogeneity of groundwater inflow along the trench, contact with runoff of mine materials, and microbial activity all contribute to factors affecting degree of treatment within the PRB. The incorporation of the Pilot Study into a potential remedy for the Pedro Creek Sub-Basin, at its current scale and in absence of other actions, may require some modifications to facilitate handling of high spring inflows and additional treatment to address the transport of released uranium into the shallow groundwater and surface water. | Operation and maintenance cost, including remote monitoring (e.g., transducers, telemetry, and cameras) and performance monitoring (e.g., sampling, analysis, and reporting), ranges between $20,000 to $40,000 per month. The capital cost for the construction of the PRB and STC was approximately $1.2M including the media, trenching, infiltration gallery, cover, and stormwater controls, or roughly $180/cubic yard of reactive media (1,200 cubic yards for the PRB and 5,500 cubic yards for the STC). | System is seep treatment cell effluent to PRB. Treatment media: 50% granular support media, 12.5% chopped alfalfa hay, 37.5% woodchips/shavings. Average hydraulic conductivity of 8.8-116.2 ft/day in the media. Trench excavated to dry, silty-clay, weathered Dinwoody Formation material to prevent groundwater flow from bypassing under the PRB. Eroded overburden was encountered. Media placed to a depth of 2 ft bgs, covered by non-woven geotextile and 2 ft of Dinwoody Formation material. Infiltration gallery was constructed upgradient to the PRB, and overburden was encountered. Infiltration gallery was overexcavated and compacted Dinwoody Formation materials were used on the base and sidewalls to reduce water contact with the overburden. It was backfilled with coarse drain rock and covered with non-woven geotextile and Dinwoody Formation material. PRB is relatively easy to implement with readily available material and equipment but using the technology to treat seeps or shallow groundwater in close proximity to overburden disposal piles should be approached with caution. The presence of run-of-mine shales in and around excavations contributes to mobilization of unwanted constituents (e.g. arsenic, uranium) | The objectives for the Pilot Study are consistent with the preliminary Remedial Action Objectives (RAOs) for groundwater remedies at Conda. Based on observations from the 2019 and 2020 monitoring, modifications were made to the Pilot Study in fall of 2020. In coordination with the Agencies, it was decided that the modification will require further monitoring in 2021 to fully meet the Pilot Study objectives. 2018-2019 start up period had differing conditions from 2020-2021, and the conditions were not considered representative of long term trends, but reflect the capability of the media to rapidly reach redox and geochemical conditions that facilitate microbially mediated reduction. 2020-2021 are operational conditions. The treatment media contributes to total Ar, Fe and Mn concentrations above the MCLs and drinking water standards. Data indicate that the treatment media in the Seep Treatment Cell and PRB is capable of treating water entering the system with total Se concentrations as high as 6.87 mg/L as well as total Cd concentrations up to 0.00847 mg/L to levels below their respective MCLs. | GW-65-MA is presented as a cross-gradient well but is also shown to be within the southern flow path that moves through the PRB. | ND = non detect. ND value is 0.002 mg/L. GW sampling location GW-41-MA was determined to be upgradient from GW-65-MA on south flow path from Figure 10-5 on page 217. Data collection for upgradient/downgradient wells is in some instances shifted by a day. Flow rate is the range of hydraulic conductivity along the preferential flow pathways.
Final Treatability Study Findings Report Field-Scale Permeable Reactive Barrier Pilot Study Conda/Woodall Mountain Mine | Conda/Woodall Mountain Mine | IDN001002862 | N/A | N/A | GM-65-MA | Former mining site | Permeable reactive barrier (PRB) with seep treatment cell pre-treatment | Passive | Permeable reactive barrier (PRB) | Pre-treatment | Overburden pile in the headwaters areas of Pedro Creek | Y | PRB with pre-treatment | Specific technologies not specified. PRB is chemical and microbially mediated processes that reduce selenate to selenite and then selenium. Treatment media includes a carbon source (i.e. woodchips), alfalfa hay, and inert sand. Seep treatment cell is pre-treatment cell with treatment media. | Access to the groundwater table is needed. Trench excavated through water-bearing zones of alluvial deposits and into underlying weathered bedrock. | Pilot | 2018-2021, modifications made in 2019 to address seepage | Chromium | Cr, dissolved | mg/L | N | N/A | [9 empty] | ND | ND | Not Applicable | 0 | 2020 - 2021 Average, from operational period, not whole dataset | Data not provided | Data not provided | 0.002 | 2020 - 2021 Average, from operational period, not whole dataset | Data not provided | Data not provided | Data not provided | Downgradient | 6.5–7.35 | (-)0.1–0.41 | mg/L | 4.96–12.8 | °C | Data not provided | N/A | Data not provided | N/A | (-)276.2–15.2 | mV | 1,797.7–3,395 | µmhos/cm | Turbidity = 0.7–213 | NTU | data not provided | data not provided | data not provided | data not provided | data not provided | data not provided | N/A | No groundwater comparison value | None, other than noted elsewhere | An insufficient amount of time since completion of the Pilot Study to adequately evaluate lifespan of the treatment media. The change in alkalinity can be used as an indicator of change in the ability of the media to treat selenium. Alkalinity remained relatively similar after 2 years of operation indicating that after 2 years of operation the microbially-mediated chemical reduction of selenium remains similar to the study onset. | Design had insufficient capacity to contain the flux of snow melt in addition to seep water. Soils in the area of the PRB are tight. In the future, when in an layered alluvial system, incorporate a gravel "pressure relief/effluent storage" zone on the downgradient edge to allow for increased ability to receive effluent water and/or flow onto the land surface if capacity is reached. The hydrogeological study was performed during fall low flow conditions as were the excavation and installation of the PRB bench. Additional water zones may be present during different water levels, so future design data collection should include a hydrogeological investigation in the spring to better characterize flux and water bearing zones in the aquifer during high water conditions. The PRB increased Ar, Fe, Mn and Ur due to eroded overburden material in the lenses on the walls of the excavation and from the seep and sedimentation basin sediments transferred to the PRB. Oxidizing conditions favorable to mobilization of Ur exist when ORP is above -200 mV. Bicarbonate that is likely dominant in the near neutral pH conditions in the vicinity of the PRB can enhance Ur mobility. Redox cycling from fluctuating water table can cause Ur mobilization. Heterogeneity of groundwater inflow along the trench, contact with runoff of mine materials, and microbial activity all contribute to factors affecting degree of treatment within the PRB. The incorporation of the Pilot Study into a potential remedy for the Pedro Creek Sub-Basin, at its current scale and in absence of other actions, may require some modifications to facilitate handling of high spring inflows and additional treatment to address the transport of released uranium into the shallow groundwater and surface water. | Operation and maintenance cost, including remote monitoring (e.g., transducers, telemetry, and cameras) and performance monitoring (e.g., sampling, analysis, and reporting), ranges between $20,000 to $40,000 per month. The capital cost for the construction of the PRB and STC was approximately $1.2M including the media, trenching, infiltration gallery, cover, and stormwater controls, or roughly $180/cubic yard of reactive media (1,200 cubic yards for the PRB and 5,500 cubic yards for the STC). | System is seep treatment cell effluent to PRB. Treatment media: 50% granular support media, 12.5% chopped alfalfa hay, 37.5% woodchips/shavings. Average hydraulic conductivity of 8.8-116.2 ft/day in the media. Trench excavated to dry, silty-clay, weathered Dinwoody Formation material to prevent groundwater flow from bypassing under the PRB. Eroded overburden was encountered. Media placed to a depth of 2 ft bgs, covered by non-woven geotextile and 2 ft of Dinwoody Formation material. Infiltration gallery was constructed upgradient to the PRB, and overburden was encountered. Infiltration gallery was overexcavated and compacted Dinwoody Formation materials were used on the base and sidewalls to reduce water contact with the overburden. It was backfilled with coarse drain rock and covered with non-woven geotextile and Dinwoody Formation material. PRB is relatively easy to implement with readily available material and equipment but using the technology to treat seeps or shallow groundwater in close proximity to overburden disposal piles should be approached with caution. The presence of run-of-mine shales in and around excavations contributes to mobilization of unwanted constituents (e.g. arsenic, uranium) | The objectives for the Pilot Study are consistent with the preliminary Remedial Action Objectives (RAOs) for groundwater remedies at Conda. Based on observations from the 2019 and 2020 monitoring, modifications were made to the Pilot Study in fall of 2020. In coordination with the Agencies, it was decided that the modification will require further monitoring in 2021 to fully meet the Pilot Study objectives. 2018-2019 start up period had differing conditions from 2020-2021, and the conditions were not considered representative of long term trends, but reflect the capability of the media to rapidly reach redox and geochemical conditions that facilitate microbially mediated reduction. 2020-2021 are operational conditions. The treatment media contributes to total Ar, Fe and Mn concentrations above the MCLs and drinking water standards. Data indicate that the treatment media in the Seep Treatment Cell and PRB is capable of treating water entering the system with total Se concentrations as high as 6.87 mg/L as well as total Cd concentrations up to 0.00847 mg/L to levels below their respective MCLs. | GW-65-MA is presented as a cross-gradient well but is also shown to be within the southern flow path that moves through the PRB. | ND = non detect. ND value is 0.002 mg/L. GW sampling location GW-41-MA was determined to be upgradient from GW-65-MA on south flow path from Figure 10-5 on page 217. Data collection for upgradient/downgradient wells is in some instances shifted by a day. Flow rate is the range of hydraulic conductivity along the preferential flow pathways.
Final Treatability Study Findings Report Field-Scale Permeable Reactive Barrier Pilot Study Conda/Woodall Mountain Mine | Conda/Woodall Mountain Mine | IDN001002862 | N/A | N/A | GM-65-MA | Former mining site | Permeable reactive barrier (PRB) with seep treatment cell pre-treatment | Passive | Permeable reactive barrier (PRB) | Pre-treatment | Overburden pile in the headwaters areas of Pedro Creek | Y | PRB with pre-treatment | Specific technologies not specified. PRB is chemical and microbially mediated processes that reduce selenate to selenite and then selenium. Treatment media includes a carbon source (i.e. woodchips), alfalfa hay, and inert sand. Seep treatment cell is pre-treatment cell with treatment media. | Access to the groundwater table is needed. Trench excavated through water-bearing zones of alluvial deposits and into underlying weathered bedrock. | Pilot | 2018-2021, modifications made in 2019 to address seepage | Chromium | Cr, total | mg/L | N | N/A | [9 empty] | ND | ND | Not Applicable | 0 | 2020 - 2021 Average, from operational period, not whole dataset | Data not provided | Data not provided | 0.002 | 2020 - 2021 Average, from operational period, not whole dataset | Data not provided | Data not provided | Data not provided | Downgradient | 6.55–7.03 | (-)0.1–0.19 | mg/L | 7.5–12.8 | °C | Data not provided | N/A | Data not provided | N/A | (-)276.2–(-)84.7 | mV | 2759–3162.9 | µmhos/cm | Turbidity = 0.7–16.33 | NTU | data not provided | data not provided | data not provided | data not provided | data not provided | data not provided | Y | Groundwater Comparison value: U.S. EPA MCL 0.1 mg/L Assessment of treatment goals based on well-specific averages for 2020-2021 | None, other than noted elsewhere | An insufficient amount of time since completion of the Pilot Study to adequately evaluate lifespan of the treatment media. The change in alkalinity can be used as an indicator of change in the ability of the media to treat selenium. Alkalinity remained relatively similar after 2 years of operation indicating that after 2 years of operation the microbially-mediated chemical reduction of selenium remains similar to the study onset. | Design had insufficient capacity to contain the flux of snow melt in addition to seep water. Soils in the area of the PRB are tight. In the future, when in an layered alluvial system, incorporate a gravel "pressure relief/effluent storage" zone on the downgradient edge to allow for increased ability to receive effluent water and/or flow onto the land surface if capacity is reached. The hydrogeological study was performed during fall low flow conditions as were the excavation and installation of the PRB bench. Additional water zones may be present during different water levels, so future design data collection should include a hydrogeological investigation in the spring to better characterize flux and water bearing zones in the aquifer during high water conditions. The PRB increased Ar, Fe, Mn and Ur due to eroded overburden material in the lenses on the walls of the excavation and from the seep and sedimentation basin sediments transferred to the PRB. Oxidizing conditions favorable to mobilization of Ur exist when ORP is above -200 mV. Bicarbonate that is likely dominant in the near neutral pH conditions in the vicinity of the PRB can enhance Ur mobility. Redox cycling from fluctuating water table can cause Ur mobilization. Heterogeneity of groundwater inflow along the trench, contact with runoff of mine materials, and microbial activity all contribute to factors affecting degree of treatment within the PRB. The incorporation of the Pilot Study into a potential remedy for the Pedro Creek Sub-Basin, at its current scale and in absence of other actions, may require some modifications to facilitate handling of high spring inflows and additional treatment to address the transport of released uranium into the shallow groundwater and surface water. | Operation and maintenance cost, including remote monitoring (e.g., transducers, telemetry, and cameras) and performance monitoring (e.g., sampling, analysis, and reporting), ranges between $20,000 to $40,000 per month. The capital cost for the construction of the PRB and STC was approximately $1.2M including the media, trenching, infiltration gallery, cover, and stormwater controls, or roughly $180/cubic yard of reactive media (1,200 cubic yards for the PRB and 5,500 cubic yards for the STC). | System is seep treatment cell effluent to PRB. Treatment media: 50% granular support media, 12.5% chopped alfalfa hay, 37.5% woodchips/shavings. Average hydraulic conductivity of 8.8-116.2 ft/day in the media. Trench excavated to dry, silty-clay, weathered Dinwoody Formation material to prevent groundwater flow from bypassing under the PRB. Eroded overburden was encountered. Media placed to a depth of 2 ft bgs, covered by non-woven geotextile and 2 ft of Dinwoody Formation material. Infiltration gallery was constructed upgradient to the PRB, and overburden was encountered. Infiltration gallery was overexcavated and compacted Dinwoody Formation materials were used on the base and sidewalls to reduce water contact with the overburden. It was backfilled with coarse drain rock and covered with non-woven geotextile and Dinwoody Formation material. PRB is relatively easy to implement with readily available material and equipment but using the technology to treat seeps or shallow groundwater in close proximity to overburden disposal piles should be approached with caution. The presence of run-of-mine shales in and around excavations contributes to mobilization of unwanted constituents (e.g. arsenic, uranium) | The objectives for the Pilot Study are consistent with the preliminary Remedial Action Objectives (RAOs) for groundwater remedies at Conda. Based on observations from the 2019 and 2020 monitoring, modifications were made to the Pilot Study in fall of 2020. In coordination with the Agencies, it was decided that the modification will require further monitoring in 2021 to fully meet the Pilot Study objectives. 2018-2019 start up period had differing conditions from 2020-2021, and the conditions were not considered representative of long term trends, but reflect the capability of the media to rapidly reach redox and geochemical conditions that facilitate microbially mediated reduction. 2020-2021 are operational conditions. The treatment media contributes to total Ar, Fe and Mn concentrations above the MCLs and drinking water standards. Data indicate that the treatment media in the Seep Treatment Cell and PRB is capable of treating water entering the system with total Se concentrations as high as 6.87 mg/L as well as total Cd concentrations up to 0.00847 mg/L to levels below their respective MCLs. | GW-65-MA is presented as a cross-gradient well but is also shown to be within the southern flow path that moves through the PRB. | ND = non detect. ND value is 0.002 mg/L. GW sampling location GW-41-MA was determined to be upgradient from GW-65-MA on south flow path from Figure 10-5 on page 217. Data collection for upgradient/downgradient wells is in some instances shifted by a day. Flow rate is the range of hydraulic conductivity along the preferential flow pathways.
Final Treatability Study Findings Report Field-Scale Permeable Reactive Barrier Pilot Study Conda/Woodall Mountain Mine | Conda/Woodall Mountain Mine | IDN001002862 | N/A | N/A | GM-41-MA | Former mining site | Permeable reactive barrier (PRB) with seep treatment cell pre-treatment | Passive | Permeable reactive barrier (PRB) | Pre-treatment | Overburden pile in the headwaters areas of Pedro Creek | Y | PRB with pre-treatment | Specific technologies not specified. PRB is chemical and microbially mediated processes that reduce selenate to selenite and then selenium. Treatment media includes a carbon source (i.e. woodchips), alfalfa hay, and inert sand. Seep treatment cell is pre-treatment cell with treatment media. | Access to the groundwater table is needed. Trench excavated through water-bearing zones of alluvial deposits and into underlying weathered bedrock. | Pilot | 2018-2021, modifications made in 2019 to address seepage | Iron | Fe, dissolved | mg/L | N | N/A | 0.201 | 3.15 | -1467.1642 | [9 empty] | 0.057 | 2020 - 2021 Average, from operational period, not whole dataset | Data not provided | Data not provided | 2.83 | 2020 - 2021 Average, from operational period, not whole dataset | Data not provided | Data not provided | Data not provided | Upgradient | 6.54 | 0.23 | mg/L | 11.1 | °C | Data not provided | N/A | Data not provided | N/A | -17.9 | mV | 3049 | µmhos/cm | Turbidity = 47 | NTU | data not provided | data not provided | data not provided | data not provided | data not provided | data not provided | N/A | No groundwater comparison value | None, other than noted elsewhere | An insufficient amount of time since completion of the Pilot Study to adequately evaluate lifespan of the treatment media. The change in alkalinity can be used as an indicator of change in the ability of the media to treat selenium. Alkalinity remained relatively similar after 2 years of operation indicating that after 2 years of operation the microbially-mediated chemical reduction of selenium remains similar to the study onset. | Design had insufficient capacity to contain the flux of snow melt in addition to seep water. Soils in the area of the PRB are tight. In the future, when in an layered alluvial system, incorporate a gravel "pressure relief/effluent storage" zone on the downgradient edge to allow for increased ability to receive effluent water and/or flow onto the land surface if capacity is reached. The hydrogeological study was performed during fall low flow conditions as were the excavation and installation of the PRB bench. Additional water zones may be present during different water levels, so future design data collection should include a hydrogeological investigation in the spring to better characterize flux and water bearing zones in the aquifer during high water conditions. The PRB increased Ar, Fe, Mn and Ur due to eroded overburden material in the lenses on the walls of the excavation and from the seep and sedimentation basin sediments transferred to the PRB. Oxidizing conditions favorable to mobilization of Ur exist when ORP is above -200 mV. Bicarbonate that is likely dominant in the near neutral pH conditions in the vicinity of the PRB can enhance Ur mobility. Redox cycling from fluctuating water table can cause Ur mobilization. Heterogeneity of groundwater inflow along the trench, contact with runoff of mine materials, and microbial activity all contribute to factors affecting degree of treatment within the PRB. The incorporation of the Pilot Study into a potential remedy for the Pedro Creek Sub-Basin, at its current scale and in absence of other actions, may require some modifications to facilitate handling of high spring inflows and additional treatment to address the transport of released uranium into the shallow groundwater and surface water. | Operation and maintenance cost, including remote monitoring (e.g., transducers, telemetry, and cameras) and performance monitoring (e.g., sampling, analysis, and reporting), ranges between $20,000 to $40,000 per month. The capital cost for the construction of the PRB and STC was approximately $1.2M including the media, trenching, infiltration gallery, cover, and stormwater controls, or roughly $180/cubic yard of reactive media (1,200 cubic yards for the PRB and 5,500 cubic yards for the STC). | System is seep treatment cell effluent to PRB. Treatment media: 50% granular support media, 12.5% chopped alfalfa hay, 37.5% woodchips/shavings. Average hydraulic conductivity of 8.8-116.2 ft/day in the media. Trench excavated to dry, silty-clay, weathered Dinwoody Formation material to prevent groundwater flow from bypassing under the PRB. Eroded overburden was encountered. Media placed to a depth of 2 ft bgs, covered by non-woven geotextile and 2 ft of Dinwoody Formation material. Infiltration gallery was constructed upgradient to the PRB, and overburden was encountered. Infiltration gallery was overexcavated and compacted Dinwoody Formation materials were used on the base and sidewalls to reduce water contact with the overburden. It was backfilled with coarse drain rock and covered with non-woven geotextile and Dinwoody Formation material. PRB is relatively easy to implement with readily available material and equipment but using the technology to treat seeps or shallow groundwater in close proximity to overburden disposal piles should be approached with caution. The presence of run-of-mine shales in and around excavations contributes to mobilization of unwanted constituents (e.g. arsenic, uranium) | The objectives for the Pilot Study are consistent with the preliminary Remedial Action Objectives (RAOs) for groundwater remedies at Conda. Based on observations from the 2019 and 2020 monitoring, modifications were made to the Pilot Study in fall of 2020. In coordination with the Agencies, it was decided that the modification will require further monitoring in 2021 to fully meet the Pilot Study objectives. 2018-2019 start up period had differing conditions from 2020-2021, and the conditions were not considered representative of long term trends, but reflect the capability of the media to rapidly reach redox and geochemical conditions that facilitate microbially mediated reduction. 2020-2021 are operational conditions. The treatment media contributes to total Ar, Fe and Mn concentrations above the MCLs and drinking water standards. Data indicate that the treatment media in the Seep Treatment Cell and PRB is capable of treating water entering the system with total Se concentrations as high as 6.87 mg/L as well as total Cd concentrations up to 0.00847 mg/L to levels below their respective MCLs. | None, other than those presented elsewhere | GW sampling location GW-41-MA was determined to be upgradient from GW-65-MA on south flow path from Figure 10-5 on page 217. Data collection for upgradient/downgradient wells is in some instances shifted by a day. Flow rate is the range of hydraulic conductivity along the preferential flow pathways.
Final Treatability Study Findings Report Field-Scale Permeable Reactive Barrier Pilot Study Conda/Woodall Mountain Mine | Conda/Woodall Mountain Mine | IDN001002862 | N/A | N/A | GM-41-MA | Former mining site | Permeable reactive barrier (PRB) with seep treatment cell pre-treatment | Passive | Permeable reactive barrier (PRB) | Pre-treatment | Overburden pile in the headwaters areas of Pedro Creek | Y | PRB with pre-treatment | Specific technologies not specified. PRB is chemical and microbially mediated processes that reduce selenate to selenite and then selenium. Treatment media includes a carbon source (i.e. woodchips), alfalfa hay, and inert sand. Seep treatment cell is pre-treatment cell with treatment media. | Access to the groundwater table is needed. Trench excavated through water-bearing zones of alluvial deposits and into underlying weathered bedrock. | Pilot | 2018-2021, modifications made in 2019 to address seepage | Iron | Fe, total | mg/L | N | N/A | 0.875 | 6.58 | -652 | [9 empty] | 0.057 | 2020 - 2021 Average, from operational period, not whole dataset | Data not provided | Data not provided | 3.01 | 2020 - 2021 Average, from operational period, not whole dataset | Data not provided | Data not provided | Data not provided | Upgradient | 6.89 | 0.8 | mg/L | 7.03 | °C | Data not provided | N/A | Data not provided | N/A | 1.4 | mV | 3521.4 | µmhos/cm | Turbidity = 16.13 | NTU | data not provided | data not provided | data not provided | data not provided | data not provided | data not provided | N | Groundwater Comparison Value: U.S. EPA Secondary Drinking Water Standard 0.3 mg/L Assessment of treatment goals based on well-specific averages for 2020-2021 | None, other than noted elsewhere | An insufficient amount of time since completion of the Pilot Study to adequately evaluate lifespan of the treatment media. The change in alkalinity can be used as an indicator of change in the ability of the media to treat selenium. Alkalinity remained relatively similar after 2 years of operation indicating that after 2 years of operation the microbially-mediated chemical reduction of selenium remains similar to the study onset. | Design had insufficient capacity to contain the flux of snow melt in addition to seep water. Soils in the area of the PRB are tight. In the future, when in an layered alluvial system, incorporate a gravel "pressure relief/effluent storage" zone on the downgradient edge to allow for increased ability to receive effluent water and/or flow onto the land surface if capacity is reached. The hydrogeological study was performed during fall low flow conditions as were the excavation and installation of the PRB bench. Additional water zones may be present during different water levels, so future design data collection should include a hydrogeological investigation in the spring to better characterize flux and water bearing zones in the aquifer during high water conditions. The PRB increased Ar, Fe, Mn and Ur due to eroded overburden material in the lenses on the walls of the excavation and from the seep and sedimentation basin sediments transferred to the PRB. Oxidizing conditions favorable to mobilization of Ur exist when ORP is above -200 mV. Bicarbonate that is likely dominant in the near neutral pH conditions in the vicinity of the PRB can enhance Ur mobility. Redox cycling from fluctuating water table can cause Ur mobilization. Heterogeneity of groundwater inflow along the trench, contact with runoff of mine materials, and microbial activity all contribute to factors affecting degree of treatment within the PRB. The incorporation of the Pilot Study into a potential remedy for the Pedro Creek Sub-Basin, at its current scale and in absence of other actions, may require some modifications to facilitate handling of high spring inflows and additional treatment to address the transport of released uranium into the shallow groundwater and surface water. | Operation and maintenance cost, including remote monitoring (e.g., transducers, telemetry, and cameras) and performance monitoring (e.g., sampling, analysis, and reporting), ranges between $20,000 to $40,000 per month. The capital cost for the construction of the PRB and STC was approximately $1.2M including the media, trenching, infiltration gallery, cover, and stormwater controls, or roughly $180/cubic yard of reactive media (1,200 cubic yards for the PRB and 5,500 cubic yards for the STC). | System is seep treatment cell effluent to PRB. Treatment media: 50% granular support media, 12.5% chopped alfalfa hay, 37.5% woodchips/shavings. Average hydraulic conductivity of 8.8-116.2 ft/day in the media. Trench excavated to dry, silty-clay, weathered Dinwoody Formation material to prevent groundwater flow from bypassing under the PRB. Eroded overburden was encountered. Media placed to a depth of 2 ft bgs, covered by non-woven geotextile and 2 ft of Dinwoody Formation material. Infiltration gallery was constructed upgradient to the PRB, and overburden was encountered. Infiltration gallery was overexcavated and compacted Dinwoody Formation materials were used on the base and sidewalls to reduce water contact with the overburden. It was backfilled with coarse drain rock and covered with non-woven geotextile and Dinwoody Formation material. PRB is relatively easy to implement with readily available material and equipment but using the technology to treat seeps or shallow groundwater in close proximity to overburden disposal piles should be approached with caution. The presence of run-of-mine shales in and around excavations contributes to mobilization of unwanted constituents (e.g. arsenic, uranium) | The objectives for the Pilot Study are consistent with the preliminary Remedial Action Objectives (RAOs) for groundwater remedies at Conda. Based on observations from the 2019 and 2020 monitoring, modifications were made to the Pilot Study in fall of 2020. In coordination with the Agencies, it was decided that the modification will require further monitoring in 2021 to fully meet the Pilot Study objectives. 2018-2019 start up period had differing conditions from 2020-2021, and the conditions were not considered representative of long term trends, but reflect the capability of the media to rapidly reach redox and geochemical conditions that facilitate microbially mediated reduction. 2020-2021 are operational conditions. The treatment media contributes to total Ar, Fe and Mn concentrations above the MCLs and drinking water standards. Data indicate that the treatment media in the Seep Treatment Cell and PRB is capable of treating water entering the system with total Se concentrations as high as 6.87 mg/L as well as total Cd concentrations up to 0.00847 mg/L to levels below their respective MCLs. | None, other than those presented elsewhere | GW sampling location GW-41-MA was determined to be upgradient from GW-65-MA on south flow path from Figure 10-5 on page 217. Data collection for upgradient/downgradient wells is in some instances shifted by a day. Flow rate is the range of hydraulic conductivity along the preferential flow pathways.
Final Treatability Study Findings Report Field-Scale Permeable Reactive Barrier Pilot Study Conda/Woodall Mountain Mine | Conda/Woodall Mountain Mine | IDN001002862 | N/A | N/A | GM-41-MA | Former mining site | Permeable reactive barrier (PRB) with seep treatment cell pre-treatment | Passive | Permeable reactive barrier (PRB) | Pre-treatment | Overburden pile in the headwaters areas of Pedro Creek | Y | PRB with pre-treatment | Specific technologies not specified. PRB is chemical and microbially mediated processes that reduce selenate to selenite and then selenium. Treatment media includes a carbon source (i.e. woodchips), alfalfa hay, and inert sand. Seep treatment cell is pre-treatment cell with treatment media. | Access to the groundwater table is needed. Trench excavated through water-bearing zones of alluvial deposits and into underlying weathered bedrock. | Pilot | 2018-2021, modifications made in 2019 to address seepage | Iron | Fe, dissolved | mg/L | N | N/A |  |  |  | ND | 0.827–8.54 | Not Applicable | [6 empty] | 0.057 | 2020 - 2021 Average, from operational period, not whole dataset | Data not provided | Data not provided | 2.83 | 2020 - 2021 Average, from operational period, not whole dataset | Data not provided | Data not provided | Data not provided | Upgradient | 6.62–7.18 | (-)0.06–0.5 | mg/L | 7.03–16.24 | °C | Data not provided | N/A | Data not provided | N/A | (-)154.1–204.1 | mV | 1,901.4–3,722.4 | µmhos/cm | Turbidity = 0–234.2 | NTU | data not provided | data not provided | data not provided | data not provided | data not provided | data not provided | N/A | No groundwater comparison value | None, other than noted elsewhere | An insufficient amount of time since completion of the Pilot Study to adequately evaluate lifespan of the treatment media. The change in alkalinity can be used as an indicator of change in the ability of the media to treat selenium. Alkalinity remained relatively similar after 2 years of operation indicating that after 2 years of operation the microbially-mediated chemical reduction of selenium remains similar to the study onset. | Design had insufficient capacity to contain the flux of snow melt in addition to seep water. Soils in the area of the PRB are tight. In the future, when in an layered alluvial system, incorporate a gravel "pressure relief/effluent storage" zone on the downgradient edge to allow for increased ability to receive effluent water and/or flow onto the land surface if capacity is reached. The hydrogeological study was performed during fall low flow conditions as were the excavation and installation of the PRB bench. Additional water zones may be present during different water levels, so future design data collection should include a hydrogeological investigation in the spring to better characterize flux and water bearing zones in the aquifer during high water conditions. The PRB increased Ar, Fe, Mn and Ur due to eroded overburden material in the lenses on the walls of the excavation and from the seep and sedimentation basin sediments transferred to the PRB. Oxidizing conditions favorable to mobilization of Ur exist when ORP is above -200 mV. Bicarbonate that is likely dominant in the near neutral pH conditions in the vicinity of the PRB can enhance Ur mobility. Redox cycling from fluctuating water table can cause Ur mobilization. Heterogeneity of groundwater inflow along the trench, contact with runoff of mine materials, and microbial activity all contribute to factors affecting degree of treatment within the PRB. The incorporation of the Pilot Study into a potential remedy for the Pedro Creek Sub-Basin, at its current scale and in absence of other actions, may require some modifications to facilitate handling of high spring inflows and additional treatment to address the transport of released uranium into the shallow groundwater and surface water. | Operation and maintenance cost, including remote monitoring (e.g., transducers, telemetry, and cameras) and performance monitoring (e.g., sampling, analysis, and reporting), ranges between $20,000 to $40,000 per month. The capital cost for the construction of the PRB and STC was approximately $1.2M including the media, trenching, infiltration gallery, cover, and stormwater controls, or roughly $180/cubic yard of reactive media (1,200 cubic yards for the PRB and 5,500 cubic yards for the STC). | System is seep treatment cell effluent to PRB. Treatment media: 50% granular support media, 12.5% chopped alfalfa hay, 37.5% woodchips/shavings. Average hydraulic conductivity of 8.8-116.2 ft/day in the media. Trench excavated to dry, silty-clay, weathered Dinwoody Formation material to prevent groundwater flow from bypassing under the PRB. Eroded overburden was encountered. Media placed to a depth of 2 ft bgs, covered by non-woven geotextile and 2 ft of Dinwoody Formation material. Infiltration gallery was constructed upgradient to the PRB, and overburden was encountered. Infiltration gallery was overexcavated and compacted Dinwoody Formation materials were used on the base and sidewalls to reduce water contact with the overburden. It was backfilled with coarse drain rock and covered with non-woven geotextile and Dinwoody Formation material. PRB is relatively easy to implement with readily available material and equipment but using the technology to treat seeps or shallow groundwater in close proximity to overburden disposal piles should be approached with caution. The presence of run-of-mine shales in and around excavations contributes to mobilization of unwanted constituents (e.g. arsenic, uranium) | The objectives for the Pilot Study are consistent with the preliminary Remedial Action Objectives (RAOs) for groundwater remedies at Conda. Based on observations from the 2019 and 2020 monitoring, modifications were made to the Pilot Study in fall of 2020. In coordination with the Agencies, it was decided that the modification will require further monitoring in 2021 to fully meet the Pilot Study objectives. 2018-2019 start up period had differing conditions from 2020-2021, and the conditions were not considered representative of long term trends, but reflect the capability of the media to rapidly reach redox and geochemical conditions that facilitate microbially mediated reduction. 2020-2021 are operational conditions. The treatment media contributes to total Ar, Fe and Mn concentrations above the MCLs and drinking water standards. Data indicate that the treatment media in the Seep Treatment Cell and PRB is capable of treating water entering the system with total Se concentrations as high as 6.87 mg/L as well as total Cd concentrations up to 0.00847 mg/L to levels below their respective MCLs. | None, other than those presented elsewhere | ND = Non detect, value 0.056 mg/l; GW sampling location GW-41-MA was determined to be upgradient from GW-65-MA on south flow path from Figure 10-5 on page 217. Data collection for upgradient/downgradient wells is in some instances shifted by a day. Flow rate is the range of hydraulic conductivity along the preferential flow pathways.
Final Treatability Study Findings Report Field-Scale Permeable Reactive Barrier Pilot Study Conda/Woodall Mountain Mine | Conda/Woodall Mountain Mine | IDN001002862 | N/A | N/A | GM-41-MA | Former mining site | Permeable reactive barrier (PRB) with seep treatment cell pre-treatment | Passive | Permeable reactive barrier (PRB) | Pre-treatment | Overburden pile in the headwaters areas of Pedro Creek | Y | PRB with pre-treatment | Specific technologies not specified. PRB is chemical and microbially mediated processes that reduce selenate to selenite and then selenium. Treatment media includes a carbon source (i.e. woodchips), alfalfa hay, and inert sand. Seep treatment cell is pre-treatment cell with treatment media. | Access to the groundwater table is needed. Trench excavated through water-bearing zones of alluvial deposits and into underlying weathered bedrock. | Pilot | 2018-2021, modifications made in 2019 to address seepage | Iron | Fe, total | mg/L | N | N/A |  |  |  | ND | 1.35–7.98 | Not Applicable | [6 empty] | 0.057 | 2020 - 2021 Average, from operational period, not whole dataset | Data not provided | Data not provided | 3.01 | 2020 - 2021 Average, from operational period, not whole dataset | Data not provided | Data not provided | Data not provided | Upgradient | 6.62–7.18 | (-)0.06–0.5 | mg/L | 7.03–16.24 | °C | Data not provided | N/A | Data not provided | N/A | (-)154.1–204.1 | mV | 1,901.4–3,722.4 | µmhos/cm | Turbidity = 0–234.2 | NTU | data not provided | data not provided | data not provided | data not provided | data not provided | data not provided | N | Groundwater Comparison Value: U.S. EPA Secondary Drinking Water Standard 0.3 mg/L Assessment of treatment goals based on well-specific averages for 2020-2021 | None, other than noted elsewhere | An insufficient amount of time since completion of the Pilot Study to adequately evaluate lifespan of the treatment media. The change in alkalinity can be used as an indicator of change in the ability of the media to treat selenium. Alkalinity remained relatively similar after 2 years of operation indicating that after 2 years of operation the microbially-mediated chemical reduction of selenium remains similar to the study onset. | Design had insufficient capacity to contain the flux of snow melt in addition to seep water. Soils in the area of the PRB are tight. In the future, when in an layered alluvial system, incorporate a gravel "pressure relief/effluent storage" zone on the downgradient edge to allow for increased ability to receive effluent water and/or flow onto the land surface if capacity is reached. The hydrogeological study was performed during fall low flow conditions as were the excavation and installation of the PRB bench. Additional water zones may be present during different water levels, so future design data collection should include a hydrogeological investigation in the spring to better characterize flux and water bearing zones in the aquifer during high water conditions. The PRB increased Ar, Fe, Mn and Ur due to eroded overburden material in the lenses on the walls of the excavation and from the seep and sedimentation basin sediments transferred to the PRB. Oxidizing conditions favorable to mobilization of Ur exist when ORP is above -200 mV. Bicarbonate that is likely dominant in the near neutral pH conditions in the vicinity of the PRB can enhance Ur mobility. Redox cycling from fluctuating water table can cause Ur mobilization. Heterogeneity of groundwater inflow along the trench, contact with runoff of mine materials, and microbial activity all contribute to factors affecting degree of treatment within the PRB. The incorporation of the Pilot Study into a potential remedy for the Pedro Creek Sub-Basin, at its current scale and in absence of other actions, may require some modifications to facilitate handling of high spring inflows and additional treatment to address the transport of released uranium into the shallow groundwater and surface water. | Operation and maintenance cost, including remote monitoring (e.g., transducers, telemetry, and cameras) and performance monitoring (e.g., sampling, analysis, and reporting), ranges between $20,000 to $40,000 per month. The capital cost for the construction of the PRB and STC was approximately $1.2M including the media, trenching, infiltration gallery, cover, and stormwater controls, or roughly $180/cubic yard of reactive media (1,200 cubic yards for the PRB and 5,500 cubic yards for the STC). | System is seep treatment cell effluent to PRB. Treatment media: 50% granular support media, 12.5% chopped alfalfa hay, 37.5% woodchips/shavings. Average hydraulic conductivity of 8.8-116.2 ft/day in the media. Trench excavated to dry, silty-clay, weathered Dinwoody Formation material to prevent groundwater flow from bypassing under the PRB. Eroded overburden was encountered. Media placed to a depth of 2 ft bgs, covered by non-woven geotextile and 2 ft of Dinwoody Formation material. Infiltration gallery was constructed upgradient to the PRB, and overburden was encountered. Infiltration gallery was overexcavated and compacted Dinwoody Formation materials were used on the base and sidewalls to reduce water contact with the overburden. It was backfilled with coarse drain rock and covered with non-woven geotextile and Dinwoody Formation material. PRB is relatively easy to implement with readily available material and equipment but using the technology to treat seeps or shallow groundwater in close proximity to overburden disposal piles should be approached with caution. The presence of run-of-mine shales in and around excavations contributes to mobilization of unwanted constituents (e.g. arsenic, uranium) | The objectives for the Pilot Study are consistent with the preliminary Remedial Action Objectives (RAOs) for groundwater remedies at Conda. Based on observations from the 2019 and 2020 monitoring, modifications were made to the Pilot Study in fall of 2020. In coordination with the Agencies, it was decided that the modification will require further monitoring in 2021 to fully meet the Pilot Study objectives. 2018-2019 start up period had differing conditions from 2020-2021, and the conditions were not considered representative of long term trends, but reflect the capability of the media to rapidly reach redox and geochemical conditions that facilitate microbially mediated reduction. 2020-2021 are operational conditions. The treatment media contributes to total Ar, Fe and Mn concentrations above the MCLs and drinking water standards. Data indicate that the treatment media in the Seep Treatment Cell and PRB is capable of treating water entering the system with total Se concentrations as high as 6.87 mg/L as well as total Cd concentrations up to 0.00847 mg/L to levels below their respective MCLs. | None, other than those presented elsewhere | ND = Non detect, value 0.056 mg/l; GW sampling location GW-41-MA was determined to be upgradient from GW-65-MA on south flow path from Figure 10-5 on page 217. Data collection for upgradient/downgradient wells is in some instances shifted by a day. Flow rate is the range of hydraulic conductivity along the preferential flow pathways.
Final Treatability Study Findings Report Field-Scale Permeable Reactive Barrier Pilot Study Conda/Woodall Mountain Mine | Conda/Woodall Mountain Mine | IDN001002862 | N/A | N/A | GM-65-MA | Former mining site | Permeable reactive barrier (PRB) with seep treatment cell pre-treatment | Passive | Permeable reactive barrier (PRB) | Pre-treatment | Overburden pile in the headwaters areas of Pedro Creek | Y | PRB with pre-treatment | Specific technologies not specified. PRB is chemical and microbially mediated processes that reduce selenate to selenite and then selenium. Treatment media includes a carbon source (i.e. woodchips), alfalfa hay, and inert sand. Seep treatment cell is pre-treatment cell with treatment media. | Access to the groundwater table is needed. Trench excavated through water-bearing zones of alluvial deposits and into underlying weathered bedrock. | Pilot | 2018-2021, modifications made in 2019 to address seepage | Iron | Fe, dissolved | mg/L | N | N/A | [6 empty] | 8.54 | ND | Not Applicable |  |  |  | 0.057 | 2020 - 2021 Average, from operational period, not whole dataset | Data not provided | Data not provided | 2.83 | 2020 - 2021 Average, from operational period, not whole dataset | Data not provided | Data not provided | Data not provided | Downgradient | 7.15 | 0.19 | mg/L | 5.93 | °C | Data not provided | N/A | Data not provided | N/A | -217.8 | mV | 2183.4 | µmhos/cm | Turbidity = 213 | NTU | data not provided | data not provided | data not provided | data not provided | data not provided | data not provided | N/A | No groundwater comparison value | None, other than noted elsewhere | An insufficient amount of time since completion of the Pilot Study to adequately evaluate lifespan of the treatment media. The change in alkalinity can be used as an indicator of change in the ability of the media to treat selenium. Alkalinity remained relatively similar after 2 years of operation indicating that after 2 years of operation the microbially-mediated chemical reduction of selenium remains similar to the study onset. | Design had insufficient capacity to contain the flux of snow melt in addition to seep water. Soils in the area of the PRB are tight. In the future, when in an layered alluvial system, incorporate a gravel "pressure relief/effluent storage" zone on the downgradient edge to allow for increased ability to receive effluent water and/or flow onto the land surface if capacity is reached. The hydrogeological study was performed during fall low flow conditions as were the excavation and installation of the PRB bench. Additional water zones may be present during different water levels, so future design data collection should include a hydrogeological investigation in the spring to better characterize flux and water bearing zones in the aquifer during high water conditions. The PRB increased Ar, Fe, Mn and Ur due to eroded overburden material in the lenses on the walls of the excavation and from the seep and sedimentation basin sediments transferred to the PRB. Oxidizing conditions favorable to mobilization of Ur exist when ORP is above -200 mV. Bicarbonate that is likely dominant in the near neutral pH conditions in the vicinity of the PRB can enhance Ur mobility. Redox cycling from fluctuating water table can cause Ur mobilization. Heterogeneity of groundwater inflow along the trench, contact with runoff of mine materials, and microbial activity all contribute to factors affecting degree of treatment within the PRB. The incorporation of the Pilot Study into a potential remedy for the Pedro Creek Sub-Basin, at its current scale and in absence of other actions, may require some modifications to facilitate handling of high spring inflows and additional treatment to address the transport of released uranium into the shallow groundwater and surface water. | Operation and maintenance cost, including remote monitoring (e.g., transducers, telemetry, and cameras) and performance monitoring (e.g., sampling, analysis, and reporting), ranges between $20,000 to $40,000 per month. The capital cost for the construction of the PRB and STC was approximately $1.2M including the media, trenching, infiltration gallery, cover, and stormwater controls, or roughly $180/cubic yard of reactive media (1,200 cubic yards for the PRB and 5,500 cubic yards for the STC). | System is seep treatment cell effluent to PRB. Treatment media: 50% granular support media, 12.5% chopped alfalfa hay, 37.5% woodchips/shavings. Average hydraulic conductivity of 8.8-116.2 ft/day in the media. Trench excavated to dry, silty-clay, weathered Dinwoody Formation material to prevent groundwater flow from bypassing under the PRB. Eroded overburden was encountered. Media placed to a depth of 2 ft bgs, covered by non-woven geotextile and 2 ft of Dinwoody Formation material. Infiltration gallery was constructed upgradient to the PRB, and overburden was encountered. Infiltration gallery was overexcavated and compacted Dinwoody Formation materials were used on the base and sidewalls to reduce water contact with the overburden. It was backfilled with coarse drain rock and covered with non-woven geotextile and Dinwoody Formation material. PRB is relatively easy to implement with readily available material and equipment but using the technology to treat seeps or shallow groundwater in close proximity to overburden disposal piles should be approached with caution. The presence of run-of-mine shales in and around excavations contributes to mobilization of unwanted constituents (e.g. arsenic, uranium) | The objectives for the Pilot Study are consistent with the preliminary Remedial Action Objectives (RAOs) for groundwater remedies at Conda. Based on observations from the 2019 and 2020 monitoring, modifications were made to the Pilot Study in fall of 2020. In coordination with the Agencies, it was decided that the modification will require further monitoring in 2021 to fully meet the Pilot Study objectives. 2018-2019 start up period had differing conditions from 2020-2021, and the conditions were not considered representative of long term trends, but reflect the capability of the media to rapidly reach redox and geochemical conditions that facilitate microbially mediated reduction. 2020-2021 are operational conditions. The treatment media contributes to total Ar, Fe and Mn concentrations above the MCLs and drinking water standards. Data indicate that the treatment media in the Seep Treatment Cell and PRB is capable of treating water entering the system with total Se concentrations as high as 6.87 mg/L as well as total Cd concentrations up to 0.00847 mg/L to levels below their respective MCLs. | GW-65-MA is presented as a cross-gradient well but is also shown to be within the southern flow path that moves through the PRB. | ND = Non detect, value 0.056 mg/l; GW sampling location GW-41-MA was determined to be upgradient from GW-65-MA on south flow path from Figure 10-5 on page 217. Data collection for upgradient/downgradient wells is in some instances shifted by a day. Flow rate is the range of hydraulic conductivity along the preferential flow pathways.
Final Treatability Study Findings Report Field-Scale Permeable Reactive Barrier Pilot Study Conda/Woodall Mountain Mine | Conda/Woodall Mountain Mine | IDN001002862 | N/A | N/A | GM-65-MA | Former mining site | Permeable reactive barrier (PRB) with seep treatment cell pre-treatment | Passive | Permeable reactive barrier (PRB) | Pre-treatment | Overburden pile in the headwaters areas of Pedro Creek | Y | PRB with pre-treatment | Specific technologies not specified. PRB is chemical and microbially mediated processes that reduce selenate to selenite and then selenium. Treatment media includes a carbon source (i.e. woodchips), alfalfa hay, and inert sand. Seep treatment cell is pre-treatment cell with treatment media. | Access to the groundwater table is needed. Trench excavated through water-bearing zones of alluvial deposits and into underlying weathered bedrock. | Pilot | 2018-2021, modifications made in 2019 to address seepage | Iron | Fe, total | mg/L | N | N/A | [6 empty] | 7.98 | ND | Not Applicable |  |  |  | 0.057 | 2020 - 2021 Average, from operational period, not whole dataset | Data not provided | Data not provided | 3.01 | 2020 - 2021 Average, from operational period, not whole dataset | Data not provided | Data not provided | Data not provided | Downgradient | 7.15 | 0.19 | mg/L | 5.93 | °C | Data not provided | N/A | Data not provided | N/A | -217.8 | mV | 2183.4 | µmhos/cm | Turbidity = 213 | NTU | data not provided | data not provided | data not provided | data not provided | data not provided | data not provided | N | Groundwater Comparison Value: U.S. EPA Secondary Drinking Water Standard 0.3 mg/L Assessment of treatment goals based on well-specific averages for 2020-2021 | None, other than noted elsewhere | An insufficient amount of time since completion of the Pilot Study to adequately evaluate lifespan of the treatment media. The change in alkalinity can be used as an indicator of change in the ability of the media to treat selenium. Alkalinity remained relatively similar after 2 years of operation indicating that after 2 years of operation the microbially-mediated chemical reduction of selenium remains similar to the study onset. | Design had insufficient capacity to contain the flux of snow melt in addition to seep water. Soils in the area of the PRB are tight. In the future, when in an layered alluvial system, incorporate a gravel "pressure relief/effluent storage" zone on the downgradient edge to allow for increased ability to receive effluent water and/or flow onto the land surface if capacity is reached. The hydrogeological study was performed during fall low flow conditions as were the excavation and installation of the PRB bench. Additional water zones may be present during different water levels, so future design data collection should include a hydrogeological investigation in the spring to better characterize flux and water bearing zones in the aquifer during high water conditions. The PRB increased Ar, Fe, Mn and Ur due to eroded overburden material in the lenses on the walls of the excavation and from the seep and sedimentation basin sediments transferred to the PRB. Oxidizing conditions favorable to mobilization of Ur exist when ORP is above -200 mV. Bicarbonate that is likely dominant in the near neutral pH conditions in the vicinity of the PRB can enhance Ur mobility. Redox cycling from fluctuating water table can cause Ur mobilization. Heterogeneity of groundwater inflow along the trench, contact with runoff of mine materials, and microbial activity all contribute to factors affecting degree of treatment within the PRB. The incorporation of the Pilot Study into a potential remedy for the Pedro Creek Sub-Basin, at its current scale and in absence of other actions, may require some modifications to facilitate handling of high spring inflows and additional treatment to address the transport of released uranium into the shallow groundwater and surface water. | Operation and maintenance cost, including remote monitoring (e.g., transducers, telemetry, and cameras) and performance monitoring (e.g., sampling, analysis, and reporting), ranges between $20,000 to $40,000 per month. The capital cost for the construction of the PRB and STC was approximately $1.2M including the media, trenching, infiltration gallery, cover, and stormwater controls, or roughly $180/cubic yard of reactive media (1,200 cubic yards for the PRB and 5,500 cubic yards for the STC). | System is seep treatment cell effluent to PRB. Treatment media: 50% granular support media, 12.5% chopped alfalfa hay, 37.5% woodchips/shavings. Average hydraulic conductivity of 8.8-116.2 ft/day in the media. Trench excavated to dry, silty-clay, weathered Dinwoody Formation material to prevent groundwater flow from bypassing under the PRB. Eroded overburden was encountered. Media placed to a depth of 2 ft bgs, covered by non-woven geotextile and 2 ft of Dinwoody Formation material. Infiltration gallery was constructed upgradient to the PRB, and overburden was encountered. Infiltration gallery was overexcavated and compacted Dinwoody Formation materials were used on the base and sidewalls to reduce water contact with the overburden. It was backfilled with coarse drain rock and covered with non-woven geotextile and Dinwoody Formation material. PRB is relatively easy to implement with readily available material and equipment but using the technology to treat seeps or shallow groundwater in close proximity to overburden disposal piles should be approached with caution. The presence of run-of-mine shales in and around excavations contributes to mobilization of unwanted constituents (e.g. arsenic, uranium) | The objectives for the Pilot Study are consistent with the preliminary Remedial Action Objectives (RAOs) for groundwater remedies at Conda. Based on observations from the 2019 and 2020 monitoring, modifications were made to the Pilot Study in fall of 2020. In coordination with the Agencies, it was decided that the modification will require further monitoring in 2021 to fully meet the Pilot Study objectives. 2018-2019 start up period had differing conditions from 2020-2021, and the conditions were not considered representative of long term trends, but reflect the capability of the media to rapidly reach redox and geochemical conditions that facilitate microbially mediated reduction. 2020-2021 are operational conditions. The treatment media contributes to total Ar, Fe and Mn concentrations above the MCLs and drinking water standards. Data indicate that the treatment media in the Seep Treatment Cell and PRB is capable of treating water entering the system with total Se concentrations as high as 6.87 mg/L as well as total Cd concentrations up to 0.00847 mg/L to levels below their respective MCLs. | GW-65-MA is presented as a cross-gradient well but is also shown to be within the southern flow path that moves through the PRB. | ND = Non detect, value 0.056 mg/l; GW sampling location GW-41-MA was determined to be upgradient from GW-65-MA on south flow path from Figure 10-5 on page 217. Data collection for upgradient/downgradient wells is in some instances shifted by a day. Flow rate is the range of hydraulic conductivity along the preferential flow pathways.
Final Treatability Study Findings Report Field-Scale Permeable Reactive Barrier Pilot Study Conda/Woodall Mountain Mine | Conda/Woodall Mountain Mine | IDN001002862 | N/A | N/A | GM-65-MA | Former mining site | Permeable reactive barrier (PRB) with seep treatment cell pre-treatment | Passive | Permeable reactive barrier (PRB) | Pre-treatment | Overburden pile in the headwaters areas of Pedro Creek | Y | PRB with pre-treatment | Specific technologies not specified. PRB is chemical and microbially mediated processes that reduce selenate to selenite and then selenium. Treatment media includes a carbon source (i.e. woodchips), alfalfa hay, and inert sand. Seep treatment cell is pre-treatment cell with treatment media. | Access to the groundwater table is needed. Trench excavated through water-bearing zones of alluvial deposits and into underlying weathered bedrock. | Pilot | 2018-2021, modifications made in 2019 to address seepage | Iron | Fe, dissolved | mg/L | N | N/A | [9 empty] | 0.827 | ND | Not Applicable | 0.057 | 2020 - 2021 Average, from operational period, not whole dataset | Data not provided | Data not provided | 2.83 | 2020 - 2021 Average, from operational period, not whole dataset | Data not provided | Data not provided | Data not provided | Downgradient | 6.61 | 0 | mg/L | 10.7 | °C | Data not provided | N/A | Data not provided | N/A | -209.1 | mV | 3249 | µmhos/cm | Turbidity = 4.35 | NTU | data not provided | data not provided | data not provided | data not provided | data not provided | data not provided | N/A | No groundwater comparison value | None, other than noted elsewhere | An insufficient amount of time since completion of the Pilot Study to adequately evaluate lifespan of the treatment media. The change in alkalinity can be used as an indicator of change in the ability of the media to treat selenium. Alkalinity remained relatively similar after 2 years of operation indicating that after 2 years of operation the microbially-mediated chemical reduction of selenium remains similar to the study onset. | Design had insufficient capacity to contain the flux of snow melt in addition to seep water. Soils in the area of the PRB are tight. In the future, when in an layered alluvial system, incorporate a gravel "pressure relief/effluent storage" zone on the downgradient edge to allow for increased ability to receive effluent water and/or flow onto the land surface if capacity is reached. The hydrogeological study was performed during fall low flow conditions as were the excavation and installation of the PRB bench. Additional water zones may be present during different water levels, so future design data collection should include a hydrogeological investigation in the spring to better characterize flux and water bearing zones in the aquifer during high water conditions. The PRB increased Ar, Fe, Mn and Ur due to eroded overburden material in the lenses on the walls of the excavation and from the seep and sedimentation basin sediments transferred to the PRB. Oxidizing conditions favorable to mobilization of Ur exist when ORP is above -200 mV. Bicarbonate that is likely dominant in the near neutral pH conditions in the vicinity of the PRB can enhance Ur mobility. Redox cycling from fluctuating water table can cause Ur mobilization. Heterogeneity of groundwater inflow along the trench, contact with runoff of mine materials, and microbial activity all contribute to factors affecting degree of treatment within the PRB. The incorporation of the Pilot Study into a potential remedy for the Pedro Creek Sub-Basin, at its current scale and in absence of other actions, may require some modifications to facilitate handling of high spring inflows and additional treatment to address the transport of released uranium into the shallow groundwater and surface water. | Operation and maintenance cost, including remote monitoring (e.g., transducers, telemetry, and cameras) and performance monitoring (e.g., sampling, analysis, and reporting), ranges between $20,000 to $40,000 per month. The capital cost for the construction of the PRB and STC was approximately $1.2M including the media, trenching, infiltration gallery, cover, and stormwater controls, or roughly $180/cubic yard of reactive media (1,200 cubic yards for the PRB and 5,500 cubic yards for the STC). | System is seep treatment cell effluent to PRB. Treatment media: 50% granular support media, 12.5% chopped alfalfa hay, 37.5% woodchips/shavings. Average hydraulic conductivity of 8.8-116.2 ft/day in the media. Trench excavated to dry, silty-clay, weathered Dinwoody Formation material to prevent groundwater flow from bypassing under the PRB. Eroded overburden was encountered. Media placed to a depth of 2 ft bgs, covered by non-woven geotextile and 2 ft of Dinwoody Formation material. Infiltration gallery was constructed upgradient to the PRB, and overburden was encountered. Infiltration gallery was overexcavated and compacted Dinwoody Formation materials were used on the base and sidewalls to reduce water contact with the overburden. It was backfilled with coarse drain rock and covered with non-woven geotextile and Dinwoody Formation material. PRB is relatively easy to implement with readily available material and equipment but using the technology to treat seeps or shallow groundwater in close proximity to overburden disposal piles should be approached with caution. The presence of run-of-mine shales in and around excavations contributes to mobilization of unwanted constituents (e.g. arsenic, uranium) | The objectives for the Pilot Study are consistent with the preliminary Remedial Action Objectives (RAOs) for groundwater remedies at Conda. Based on observations from the 2019 and 2020 monitoring, modifications were made to the Pilot Study in fall of 2020. In coordination with the Agencies, it was decided that the modification will require further monitoring in 2021 to fully meet the Pilot Study objectives. 2018-2019 start up period had differing conditions from 2020-2021, and the conditions were not considered representative of long term trends, but reflect the capability of the media to rapidly reach redox and geochemical conditions that facilitate microbially mediated reduction. 2020-2021 are operational conditions. The treatment media contributes to total Ar, Fe and Mn concentrations above the MCLs and drinking water standards. Data indicate that the treatment media in the Seep Treatment Cell and PRB is capable of treating water entering the system with total Se concentrations as high as 6.87 mg/L as well as total Cd concentrations up to 0.00847 mg/L to levels below their respective MCLs. | GW-65-MA is presented as a cross-gradient well but is also shown to be within the southern flow path that moves through the PRB. | ND = Non detect, value 0.056 mg/l; GW sampling location GW-41-MA was determined to be upgradient from GW-65-MA on south flow path from Figure 10-5 on page 217. Data collection for upgradient/downgradient wells is in some instances shifted by a day. Flow rate is the range of hydraulic conductivity along the preferential flow pathways.
Final Treatability Study Findings Report Field-Scale Permeable Reactive Barrier Pilot Study Conda/Woodall Mountain Mine | Conda/Woodall Mountain Mine | IDN001002862 | N/A | N/A | GM-65-MA | Former mining site | Permeable reactive barrier (PRB) with seep treatment cell pre-treatment | Passive | Permeable reactive barrier (PRB) | Pre-treatment | Overburden pile in the headwaters areas of Pedro Creek | Y | PRB with pre-treatment | Specific technologies not specified. PRB is chemical and microbially mediated processes that reduce selenate to selenite and then selenium. Treatment media includes a carbon source (i.e. woodchips), alfalfa hay, and inert sand. Seep treatment cell is pre-treatment cell with treatment media. | Access to the groundwater table is needed. Trench excavated through water-bearing zones of alluvial deposits and into underlying weathered bedrock. | Pilot | 2018-2021, modifications made in 2019 to address seepage | Iron | Fe, total | mg/L | N | N/A | [9 empty] | 1.35 | ND | Not Applicable | 0.057 | 2020 - 2021 Average, from operational period, not whole dataset | Data not provided | Data not provided | 3.01 | 2020 - 2021 Average, from operational period, not whole dataset | Data not provided | Data not provided | Data not provided | Downgradient | 6.61 | 0 | mg/L | 10.7 | °C | Data not provided | N/A | Data not provided | N/A | -209.1 | mV | 3249 | µmhos/cm | Turbidity = 4.35 | NTU | data not provided | data not provided | data not provided | data not provided | data not provided | data not provided | N | Groundwater Comparison Value: U.S. EPA Secondary Drinking Water Standard 0.3 mg/L Assessment of treatment goals based on well-specific averages for 2020-2021 | None, other than noted elsewhere | An insufficient amount of time since completion of the Pilot Study to adequately evaluate lifespan of the treatment media. The change in alkalinity can be used as an indicator of change in the ability of the media to treat selenium. Alkalinity remained relatively similar after 2 years of operation indicating that after 2 years of operation the microbially-mediated chemical reduction of selenium remains similar to the study onset. | Design had insufficient capacity to contain the flux of snow melt in addition to seep water. Soils in the area of the PRB are tight. In the future, when in an layered alluvial system, incorporate a gravel "pressure relief/effluent storage" zone on the downgradient edge to allow for increased ability to receive effluent water and/or flow onto the land surface if capacity is reached. The hydrogeological study was performed during fall low flow conditions as were the excavation and installation of the PRB bench. Additional water zones may be present during different water levels, so future design data collection should include a hydrogeological investigation in the spring to better characterize flux and water bearing zones in the aquifer during high water conditions. The PRB increased Ar, Fe, Mn and Ur due to eroded overburden material in the lenses on the walls of the excavation and from the seep and sedimentation basin sediments transferred to the PRB. Oxidizing conditions favorable to mobilization of Ur exist when ORP is above -200 mV. Bicarbonate that is likely dominant in the near neutral pH conditions in the vicinity of the PRB can enhance Ur mobility. Redox cycling from fluctuating water table can cause Ur mobilization. Heterogeneity of groundwater inflow along the trench, contact with runoff of mine materials, and microbial activity all contribute to factors affecting degree of treatment within the PRB. The incorporation of the Pilot Study into a potential remedy for the Pedro Creek Sub-Basin, at its current scale and in absence of other actions, may require some modifications to facilitate handling of high spring inflows and additional treatment to address the transport of released uranium into the shallow groundwater and surface water. | Operation and maintenance cost, including remote monitoring (e.g., transducers, telemetry, and cameras) and performance monitoring (e.g., sampling, analysis, and reporting), ranges between $20,000 to $40,000 per month. The capital cost for the construction of the PRB and STC was approximately $1.2M including the media, trenching, infiltration gallery, cover, and stormwater controls, or roughly $180/cubic yard of reactive media (1,200 cubic yards for the PRB and 5,500 cubic yards for the STC). | System is seep treatment cell effluent to PRB. Treatment media: 50% granular support media, 12.5% chopped alfalfa hay, 37.5% woodchips/shavings. Average hydraulic conductivity of 8.8-116.2 ft/day in the media. Trench excavated to dry, silty-clay, weathered Dinwoody Formation material to prevent groundwater flow from bypassing under the PRB. Eroded overburden was encountered. Media placed to a depth of 2 ft bgs, covered by non-woven geotextile and 2 ft of Dinwoody Formation material. Infiltration gallery was constructed upgradient to the PRB, and overburden was encountered. Infiltration gallery was overexcavated and compacted Dinwoody Formation materials were used on the base and sidewalls to reduce water contact with the overburden. It was backfilled with coarse drain rock and covered with non-woven geotextile and Dinwoody Formation material. PRB is relatively easy to implement with readily available material and equipment but using the technology to treat seeps or shallow groundwater in close proximity to overburden disposal piles should be approached with caution. The presence of run-of-mine shales in and around excavations contributes to mobilization of unwanted constituents (e.g. arsenic, uranium) | The objectives for the Pilot Study are consistent with the preliminary Remedial Action Objectives (RAOs) for groundwater remedies at Conda. Based on observations from the 2019 and 2020 monitoring, modifications were made to the Pilot Study in fall of 2020. In coordination with the Agencies, it was decided that the modification will require further monitoring in 2021 to fully meet the Pilot Study objectives. 2018-2019 start up period had differing conditions from 2020-2021, and the conditions were not considered representative of long term trends, but reflect the capability of the media to rapidly reach redox and geochemical conditions that facilitate microbially mediated reduction. 2020-2021 are operational conditions. The treatment media contributes to total Ar, Fe and Mn concentrations above the MCLs and drinking water standards. Data indicate that the treatment media in the Seep Treatment Cell and PRB is capable of treating water entering the system with total Se concentrations as high as 6.87 mg/L as well as total Cd concentrations up to 0.00847 mg/L to levels below their respective MCLs. | GW-65-MA is presented as a cross-gradient well but is also shown to be within the southern flow path that moves through the PRB. | ND = Non detect, value 0.056 mg/l; GW sampling location GW-41-MA was determined to be upgradient from GW-65-MA on south flow path from Figure 10-5 on page 217. Data collection for upgradient/downgradient wells is in some instances shifted by a day. Flow rate is the range of hydraulic conductivity along the preferential flow pathways.
Final Treatability Study Findings Report Field-Scale Permeable Reactive Barrier Pilot Study Conda/Woodall Mountain Mine | Conda/Woodall Mountain Mine | IDN001002862 | N/A | N/A | GM-41-MA | Former mining site | Permeable reactive barrier (PRB) with seep treatment cell pre-treatment | Passive | Permeable reactive barrier (PRB) | Pre-treatment | Overburden pile in the headwaters areas of Pedro Creek | Y | PRB with pre-treatment | Specific technologies not specified. PRB is chemical and microbially mediated processes that reduce selenate to selenite and then selenium. Treatment media includes a carbon source (i.e. woodchips), alfalfa hay, and inert sand. Seep treatment cell is pre-treatment cell with treatment media. | Access to the groundwater table is needed. Trench excavated through water-bearing zones of alluvial deposits and into underlying weathered bedrock. | Pilot | 2018-2021, modifications made in 2019 to address seepage | Manganese | Mn, dissolved | mg/L | N | N/A | 24.3 | 17.1 | 29.6296 | [9 empty] | 2.03 | 2020 - 2021 Average, from operational period, not whole dataset | Data not provided | Data not provided | 1.82 | 2020 - 2021 Average, from operational period, not whole dataset | Data not provided | Data not provided | Data not provided | Upgradient | 6.95 | 0.2 | mg/L | 8.88 | °C | Data not provided | N/A | Data not provided | N/A | -3.3 | mV | 3645.5 | µmhos/cm | Turbidity = 1.57 | NTU | data not provided | data not provided | data not provided | data not provided | data not provided | data not provided | N/A | No groundwater comparison value | None, other than noted elsewhere | An insufficient amount of time since completion of the Pilot Study to adequately evaluate lifespan of the treatment media. The change in alkalinity can be used as an indicator of change in the ability of the media to treat selenium. Alkalinity remained relatively similar after 2 years of operation indicating that after 2 years of operation the microbially-mediated chemical reduction of selenium remains similar to the study onset. | Design had insufficient capacity to contain the flux of snow melt in addition to seep water. Soils in the area of the PRB are tight. In the future, when in an layered alluvial system, incorporate a gravel "pressure relief/effluent storage" zone on the downgradient edge to allow for increased ability to receive effluent water and/or flow onto the land surface if capacity is reached. The hydrogeological study was performed during fall low flow conditions as were the excavation and installation of the PRB bench. Additional water zones may be present during different water levels, so future design data collection should include a hydrogeological investigation in the spring to better characterize flux and water bearing zones in the aquifer during high water conditions. The PRB increased Ar, Fe, Mn and Ur due to eroded overburden material in the lenses on the walls of the excavation and from the seep and sedimentation basin sediments transferred to the PRB. Oxidizing conditions favorable to mobilization of Ur exist when ORP is above -200 mV. Bicarbonate that is likely dominant in the near neutral pH conditions in the vicinity of the PRB can enhance Ur mobility. Redox cycling from fluctuating water table can cause Ur mobilization. Heterogeneity of groundwater inflow along the trench, contact with runoff of mine materials, and microbial activity all contribute to factors affecting degree of treatment within the PRB. The incorporation of the Pilot Study into a potential remedy for the Pedro Creek Sub-Basin, at its current scale and in absence of other actions, may require some modifications to facilitate handling of high spring inflows and additional treatment to address the transport of released uranium into the shallow groundwater and surface water. | Operation and maintenance cost, including remote monitoring (e.g., transducers, telemetry, and cameras) and performance monitoring (e.g., sampling, analysis, and reporting), ranges between $20,000 to $40,000 per month. The capital cost for the construction of the PRB and STC was approximately $1.2M including the media, trenching, infiltration gallery, cover, and stormwater controls, or roughly $180/cubic yard of reactive media (1,200 cubic yards for the PRB and 5,500 cubic yards for the STC). | System is seep treatment cell effluent to PRB. Treatment media: 50% granular support media, 12.5% chopped alfalfa hay, 37.5% woodchips/shavings. Average hydraulic conductivity of 8.8-116.2 ft/day in the media. Trench excavated to dry, silty-clay, weathered Dinwoody Formation material to prevent groundwater flow from bypassing under the PRB. Eroded overburden was encountered. Media placed to a depth of 2 ft bgs, covered by non-woven geotextile and 2 ft of Dinwoody Formation material. Infiltration gallery was constructed upgradient to the PRB, and overburden was encountered. Infiltration gallery was overexcavated and compacted Dinwoody Formation materials were used on the base and sidewalls to reduce water contact with the overburden. It was backfilled with coarse drain rock and covered with non-woven geotextile and Dinwoody Formation material. PRB is relatively easy to implement with readily available material and equipment but using the technology to treat seeps or shallow groundwater in close proximity to overburden disposal piles should be approached with caution. The presence of run-of-mine shales in and around excavations contributes to mobilization of unwanted constituents (e.g. arsenic, uranium) | The objectives for the Pilot Study are consistent with the preliminary Remedial Action Objectives (RAOs) for groundwater remedies at Conda. Based on observations from the 2019 and 2020 monitoring, modifications were made to the Pilot Study in fall of 2020. In coordination with the Agencies, it was decided that the modification will require further monitoring in 2021 to fully meet the Pilot Study objectives. 2018-2019 start up period had differing conditions from 2020-2021, and the conditions were not considered representative of long term trends, but reflect the capability of the media to rapidly reach redox and geochemical conditions that facilitate microbially mediated reduction. 2020-2021 are operational conditions. The treatment media contributes to total Ar, Fe and Mn concentrations above the MCLs and drinking water standards. Data indicate that the treatment media in the Seep Treatment Cell and PRB is capable of treating water entering the system with total Se concentrations as high as 6.87 mg/L as well as total Cd concentrations up to 0.00847 mg/L to levels below their respective MCLs. | None, other than those presented elsewhere | GW sampling location GW-41-MA was determined to be upgradient from GW-65-MA on south flow path from Figure 10-5 on page 217. Data collection for upgradient/downgradient wells is in some instances shifted by a day. Flow rate is the range of hydraulic conductivity along the preferential flow pathways.
Final Treatability Study Findings Report Field-Scale Permeable Reactive Barrier Pilot Study Conda/Woodall Mountain Mine | Conda/Woodall Mountain Mine | IDN001002862 | N/A | N/A | GM-41-MA | Former mining site | Permeable reactive barrier (PRB) with seep treatment cell pre-treatment | Passive | Permeable reactive barrier (PRB) | Pre-treatment | Overburden pile in the headwaters areas of Pedro Creek | Y | PRB with pre-treatment | Specific technologies not specified. PRB is chemical and microbially mediated processes that reduce selenate to selenite and then selenium. Treatment media includes a carbon source (i.e. woodchips), alfalfa hay, and inert sand. Seep treatment cell is pre-treatment cell with treatment media. | Access to the groundwater table is needed. Trench excavated through water-bearing zones of alluvial deposits and into underlying weathered bedrock. | Pilot | 2018-2021, modifications made in 2019 to address seepage | Manganese | Mn, total | mg/L | N | N/A | 23.8 | 16.2 | 31.9328 | [9 empty] | 2.05 | 2020 - 2021 Average, from operational period, not whole dataset | Data not provided | Data not provided | 1.82 | 2020 - 2021 Average, from operational period, not whole dataset | Data not provided | Data not provided | Data not provided | Upgradient | 6.95 | 0.2 | mg/L | 8.88 | °C | Data not provided | N/A | Data not provided | N/A | -3.3 | mV | 3645.5 | µmhos/cm | Turbidity = 1.57 | NTU | data not provided | data not provided | data not provided | data not provided | data not provided | data not provided | N | Groundwater Comparison Value: U.S. EPA Secondary Drinking Water Standard 0.05 mg/L Assessment of treatment goals based on well-specific averages for 2020-2021 | None, other than noted elsewhere | An insufficient amount of time since completion of the Pilot Study to adequately evaluate lifespan of the treatment media. The change in alkalinity can be used as an indicator of change in the ability of the media to treat selenium. Alkalinity remained relatively similar after 2 years of operation indicating that after 2 years of operation the microbially-mediated chemical reduction of selenium remains similar to the study onset. | Design had insufficient capacity to contain the flux of snow melt in addition to seep water. Soils in the area of the PRB are tight. In the future, when in an layered alluvial system, incorporate a gravel "pressure relief/effluent storage" zone on the downgradient edge to allow for increased ability to receive effluent water and/or flow onto the land surface if capacity is reached. The hydrogeological study was performed during fall low flow conditions as were the excavation and installation of the PRB bench. Additional water zones may be present during different water levels, so future design data collection should include a hydrogeological investigation in the spring to better characterize flux and water bearing zones in the aquifer during high water conditions. The PRB increased Ar, Fe, Mn and Ur due to eroded overburden material in the lenses on the walls of the excavation and from the seep and sedimentation basin sediments transferred to the PRB. Oxidizing conditions favorable to mobilization of Ur exist when ORP is above -200 mV. Bicarbonate that is likely dominant in the near neutral pH conditions in the vicinity of the PRB can enhance Ur mobility. Redox cycling from fluctuating water table can cause Ur mobilization. Heterogeneity of groundwater inflow along the trench, contact with runoff of mine materials, and microbial activity all contribute to factors affecting degree of treatment within the PRB. The incorporation of the Pilot Study into a potential remedy for the Pedro Creek Sub-Basin, at its current scale and in absence of other actions, may require some modifications to facilitate handling of high spring inflows and additional treatment to address the transport of released uranium into the shallow groundwater and surface water. | Operation and maintenance cost, including remote monitoring (e.g., transducers, telemetry, and cameras) and performance monitoring (e.g., sampling, analysis, and reporting), ranges between $20,000 to $40,000 per month. The capital cost for the construction of the PRB and STC was approximately $1.2M including the media, trenching, infiltration gallery, cover, and stormwater controls, or roughly $180/cubic yard of reactive media (1,200 cubic yards for the PRB and 5,500 cubic yards for the STC). | System is seep treatment cell effluent to PRB. Treatment media: 50% granular support media, 12.5% chopped alfalfa hay, 37.5% woodchips/shavings. Average hydraulic conductivity of 8.8-116.2 ft/day in the media. Trench excavated to dry, silty-clay, weathered Dinwoody Formation material to prevent groundwater flow from bypassing under the PRB. Eroded overburden was encountered. Media placed to a depth of 2 ft bgs, covered by non-woven geotextile and 2 ft of Dinwoody Formation material. Infiltration gallery was constructed upgradient to the PRB, and overburden was encountered. Infiltration gallery was overexcavated and compacted Dinwoody Formation materials were used on the base and sidewalls to reduce water contact with the overburden. It was backfilled with coarse drain rock and covered with non-woven geotextile and Dinwoody Formation material. PRB is relatively easy to implement with readily available material and equipment but using the technology to treat seeps or shallow groundwater in close proximity to overburden disposal piles should be approached with caution. The presence of run-of-mine shales in and around excavations contributes to mobilization of unwanted constituents (e.g. arsenic, uranium) | The objectives for the Pilot Study are consistent with the preliminary Remedial Action Objectives (RAOs) for groundwater remedies at Conda. Based on observations from the 2019 and 2020 monitoring, modifications were made to the Pilot Study in fall of 2020. In coordination with the Agencies, it was decided that the modification will require further monitoring in 2021 to fully meet the Pilot Study objectives. 2018-2019 start up period had differing conditions from 2020-2021, and the conditions were not considered representative of long term trends, but reflect the capability of the media to rapidly reach redox and geochemical conditions that facilitate microbially mediated reduction. 2020-2021 are operational conditions. The treatment media contributes to total Ar, Fe and Mn concentrations above the MCLs and drinking water standards. Data indicate that the treatment media in the Seep Treatment Cell and PRB is capable of treating water entering the system with total Se concentrations as high as 6.87 mg/L as well as total Cd concentrations up to 0.00847 mg/L to levels below their respective MCLs. | None, other than those presented elsewhere | GW sampling location GW-41-MA was determined to be upgradient from GW-65-MA on south flow path from Figure 10-5 on page 217. Data collection for upgradient/downgradient wells is in some instances shifted by a day. Flow rate is the range of hydraulic conductivity along the preferential flow pathways.
Final Treatability Study Findings Report Field-Scale Permeable Reactive Barrier Pilot Study Conda/Woodall Mountain Mine | Conda/Woodall Mountain Mine | IDN001002862 | N/A | N/A | GM-41-MA | Former mining site | Permeable reactive barrier (PRB) with seep treatment cell pre-treatment | Passive | Permeable reactive barrier (PRB) | Pre-treatment | Overburden pile in the headwaters areas of Pedro Creek | Y | PRB with pre-treatment | Specific technologies not specified. PRB is chemical and microbially mediated processes that reduce selenate to selenite and then selenium. Treatment media includes a carbon source (i.e. woodchips), alfalfa hay, and inert sand. Seep treatment cell is pre-treatment cell with treatment media. | Access to the groundwater table is needed. Trench excavated through water-bearing zones of alluvial deposits and into underlying weathered bedrock. | Pilot | 2018-2021, modifications made in 2019 to address seepage | Manganese | Mn, dissolved | mg/L | N | N/A |  |  |  | 1.37 | 1.03 | 24.8175 | [6 empty] | 2.03 | 2020 - 2021 Average, from operational period, not whole dataset | Data not provided | Data not provided | 1.82 | 2020 - 2021 Average, from operational period, not whole dataset | Data not provided | Data not provided | Data not provided | Upgradient | 6.97 | 0.01 | mg/L | 10.4 | °C | Data not provided | N/A | Data not provided | N/A | 184.1 | mV | 3392 | µmhos/cm | Turbidity = 2.5 | NTU | data not provided | data not provided | data not provided | data not provided | data not provided | data not provided | N/A | No groundwater comparison value | None, other than noted elsewhere | An insufficient amount of time since completion of the Pilot Study to adequately evaluate lifespan of the treatment media. The change in alkalinity can be used as an indicator of change in the ability of the media to treat selenium. Alkalinity remained relatively similar after 2 years of operation indicating that after 2 years of operation the microbially-mediated chemical reduction of selenium remains similar to the study onset. | Design had insufficient capacity to contain the flux of snow melt in addition to seep water. Soils in the area of the PRB are tight. In the future, when in an layered alluvial system, incorporate a gravel "pressure relief/effluent storage" zone on the downgradient edge to allow for increased ability to receive effluent water and/or flow onto the land surface if capacity is reached. The hydrogeological study was performed during fall low flow conditions as were the excavation and installation of the PRB bench. Additional water zones may be present during different water levels, so future design data collection should include a hydrogeological investigation in the spring to better characterize flux and water bearing zones in the aquifer during high water conditions. The PRB increased Ar, Fe, Mn and Ur due to eroded overburden material in the lenses on the walls of the excavation and from the seep and sedimentation basin sediments transferred to the PRB. Oxidizing conditions favorable to mobilization of Ur exist when ORP is above -200 mV. Bicarbonate that is likely dominant in the near neutral pH conditions in the vicinity of the PRB can enhance Ur mobility. Redox cycling from fluctuating water table can cause Ur mobilization. Heterogeneity of groundwater inflow along the trench, contact with runoff of mine materials, and microbial activity all contribute to factors affecting degree of treatment within the PRB. The incorporation of the Pilot Study into a potential remedy for the Pedro Creek Sub-Basin, at its current scale and in absence of other actions, may require some modifications to facilitate handling of high spring inflows and additional treatment to address the transport of released uranium into the shallow groundwater and surface water. | Operation and maintenance cost, including remote monitoring (e.g., transducers, telemetry, and cameras) and performance monitoring (e.g., sampling, analysis, and reporting), ranges between $20,000 to $40,000 per month. The capital cost for the construction of the PRB and STC was approximately $1.2M including the media, trenching, infiltration gallery, cover, and stormwater controls, or roughly $180/cubic yard of reactive media (1,200 cubic yards for the PRB and 5,500 cubic yards for the STC). | System is seep treatment cell effluent to PRB. Treatment media: 50% granular support media, 12.5% chopped alfalfa hay, 37.5% woodchips/shavings. Average hydraulic conductivity of 8.8-116.2 ft/day in the media. Trench excavated to dry, silty-clay, weathered Dinwoody Formation material to prevent groundwater flow from bypassing under the PRB. Eroded overburden was encountered. Media placed to a depth of 2 ft bgs, covered by non-woven geotextile and 2 ft of Dinwoody Formation material. Infiltration gallery was constructed upgradient to the PRB, and overburden was encountered. Infiltration gallery was overexcavated and compacted Dinwoody Formation materials were used on the base and sidewalls to reduce water contact with the overburden. It was backfilled with coarse drain rock and covered with non-woven geotextile and Dinwoody Formation material. PRB is relatively easy to implement with readily available material and equipment but using the technology to treat seeps or shallow groundwater in close proximity to overburden disposal piles should be approached with caution. The presence of run-of-mine shales in and around excavations contributes to mobilization of unwanted constituents (e.g. arsenic, uranium) | The objectives for the Pilot Study are consistent with the preliminary Remedial Action Objectives (RAOs) for groundwater remedies at Conda. Based on observations from the 2019 and 2020 monitoring, modifications were made to the Pilot Study in fall of 2020. In coordination with the Agencies, it was decided that the modification will require further monitoring in 2021 to fully meet the Pilot Study objectives. 2018-2019 start up period had differing conditions from 2020-2021, and the conditions were not considered representative of long term trends, but reflect the capability of the media to rapidly reach redox and geochemical conditions that facilitate microbially mediated reduction. 2020-2021 are operational conditions. The treatment media contributes to total Ar, Fe and Mn concentrations above the MCLs and drinking water standards. Data indicate that the treatment media in the Seep Treatment Cell and PRB is capable of treating water entering the system with total Se concentrations as high as 6.87 mg/L as well as total Cd concentrations up to 0.00847 mg/L to levels below their respective MCLs. | None, other than those presented elsewhere | GW sampling location GW-41-MA was determined to be upgradient from GW-65-MA on south flow path from Figure 10-5 on page 217. Data collection for upgradient/downgradient wells is in some instances shifted by a day. Flow rate is the range of hydraulic conductivity along the preferential flow pathways.
Final Treatability Study Findings Report Field-Scale Permeable Reactive Barrier Pilot Study Conda/Woodall Mountain Mine | Conda/Woodall Mountain Mine | IDN001002862 | N/A | N/A | GM-41-MA | Former mining site | Permeable reactive barrier (PRB) with seep treatment cell pre-treatment | Passive | Permeable reactive barrier (PRB) | Pre-treatment | Overburden pile in the headwaters areas of Pedro Creek | Y | PRB with pre-treatment | Specific technologies not specified. PRB is chemical and microbially mediated processes that reduce selenate to selenite and then selenium. Treatment media includes a carbon source (i.e. woodchips), alfalfa hay, and inert sand. Seep treatment cell is pre-treatment cell with treatment media. | Access to the groundwater table is needed. Trench excavated through water-bearing zones of alluvial deposits and into underlying weathered bedrock. | Pilot | 2018-2021, modifications made in 2019 to address seepage | Manganese | Mn, total | mg/L | N | N/A |  |  |  | 1.39 | 1.13 | 18.705 | [6 empty] | 2.05 | 2020 - 2021 Average, from operational period, not whole dataset | Data not provided | Data not provided | 1.82 | 2020 - 2021 Average, from operational period, not whole dataset | Data not provided | Data not provided | Data not provided | Upgradient | 6.97 | 0.01 | mg/L | 10.4 | °C | Data not provided | N/A | Data not provided | N/A | 184.1 | mV | 3392 | µmhos/cm | Turbidity = 2.5 | NTU | data not provided | data not provided | data not provided | data not provided | data not provided | data not provided | N | Groundwater Comparison Value: U.S. EPA Secondary Drinking Water Standard 0.05 mg/L Assessment of treatment goals based on well-specific averages for 2020-2021 | None, other than noted elsewhere | An insufficient amount of time since completion of the Pilot Study to adequately evaluate lifespan of the treatment media. The change in alkalinity can be used as an indicator of change in the ability of the media to treat selenium. Alkalinity remained relatively similar after 2 years of operation indicating that after 2 years of operation the microbially-mediated chemical reduction of selenium remains similar to the study onset. | Design had insufficient capacity to contain the flux of snow melt in addition to seep water. Soils in the area of the PRB are tight. In the future, when in an layered alluvial system, incorporate a gravel "pressure relief/effluent storage" zone on the downgradient edge to allow for increased ability to receive effluent water and/or flow onto the land surface if capacity is reached. The hydrogeological study was performed during fall low flow conditions as were the excavation and installation of the PRB bench. Additional water zones may be present during different water levels, so future design data collection should include a hydrogeological investigation in the spring to better characterize flux and water bearing zones in the aquifer during high water conditions. The PRB increased Ar, Fe, Mn and Ur due to eroded overburden material in the lenses on the walls of the excavation and from the seep and sedimentation basin sediments transferred to the PRB. Oxidizing conditions favorable to mobilization of Ur exist when ORP is above -200 mV. Bicarbonate that is likely dominant in the near neutral pH conditions in the vicinity of the PRB can enhance Ur mobility. Redox cycling from fluctuating water table can cause Ur mobilization. Heterogeneity of groundwater inflow along the trench, contact with runoff of mine materials, and microbial activity all contribute to factors affecting degree of treatment within the PRB. The incorporation of the Pilot Study into a potential remedy for the Pedro Creek Sub-Basin, at its current scale and in absence of other actions, may require some modifications to facilitate handling of high spring inflows and additional treatment to address the transport of released uranium into the shallow groundwater and surface water. | Operation and maintenance cost, including remote monitoring (e.g., transducers, telemetry, and cameras) and performance monitoring (e.g., sampling, analysis, and reporting), ranges between $20,000 to $40,000 per month. The capital cost for the construction of the PRB and STC was approximately $1.2M including the media, trenching, infiltration gallery, cover, and stormwater controls, or roughly $180/cubic yard of reactive media (1,200 cubic yards for the PRB and 5,500 cubic yards for the STC). | System is seep treatment cell effluent to PRB. Treatment media: 50% granular support media, 12.5% chopped alfalfa hay, 37.5% woodchips/shavings. Average hydraulic conductivity of 8.8-116.2 ft/day in the media. Trench excavated to dry, silty-clay, weathered Dinwoody Formation material to prevent groundwater flow from bypassing under the PRB. Eroded overburden was encountered. Media placed to a depth of 2 ft bgs, covered by non-woven geotextile and 2 ft of Dinwoody Formation material. Infiltration gallery was constructed upgradient to the PRB, and overburden was encountered. Infiltration gallery was overexcavated and compacted Dinwoody Formation materials were used on the base and sidewalls to reduce water contact with the overburden. It was backfilled with coarse drain rock and covered with non-woven geotextile and Dinwoody Formation material. PRB is relatively easy to implement with readily available material and equipment but using the technology to treat seeps or shallow groundwater in close proximity to overburden disposal piles should be approached with caution. The presence of run-of-mine shales in and around excavations contributes to mobilization of unwanted constituents (e.g. arsenic, uranium) | The objectives for the Pilot Study are consistent with the preliminary Remedial Action Objectives (RAOs) for groundwater remedies at Conda. Based on observations from the 2019 and 2020 monitoring, modifications were made to the Pilot Study in fall of 2020. In coordination with the Agencies, it was decided that the modification will require further monitoring in 2021 to fully meet the Pilot Study objectives. 2018-2019 start up period had differing conditions from 2020-2021, and the conditions were not considered representative of long term trends, but reflect the capability of the media to rapidly reach redox and geochemical conditions that facilitate microbially mediated reduction. 2020-2021 are operational conditions. The treatment media contributes to total Ar, Fe and Mn concentrations above the MCLs and drinking water standards. Data indicate that the treatment media in the Seep Treatment Cell and PRB is capable of treating water entering the system with total Se concentrations as high as 6.87 mg/L as well as total Cd concentrations up to 0.00847 mg/L to levels below their respective MCLs. | None, other than those presented elsewhere | GW sampling location GW-41-MA was determined to be upgradient from GW-65-MA on south flow path from Figure 10-5 on page 217. Data collection for upgradient/downgradient wells is in some instances shifted by a day. Flow rate is the range of hydraulic conductivity along the preferential flow pathways.
Final Treatability Study Findings Report Field-Scale Permeable Reactive Barrier Pilot Study Conda/Woodall Mountain Mine | Conda/Woodall Mountain Mine | IDN001002862 | N/A | N/A | GM-65-MA | Former mining site | Permeable reactive barrier (PRB) with seep treatment cell pre-treatment | Passive | Permeable reactive barrier (PRB) | Pre-treatment | Overburden pile in the headwaters areas of Pedro Creek | Y | PRB with pre-treatment | Specific technologies not specified. PRB is chemical and microbially mediated processes that reduce selenate to selenite and then selenium. Treatment media includes a carbon source (i.e. woodchips), alfalfa hay, and inert sand. Seep treatment cell is pre-treatment cell with treatment media. | Access to the groundwater table is needed. Trench excavated through water-bearing zones of alluvial deposits and into underlying weathered bedrock. | Pilot | 2018-2021, modifications made in 2019 to address seepage | Manganese | Mn, dissolved | mg/L | N | N/A | [6 empty] | 18.1 | 17.3 | -4.6243 |  |  |  | 2.03 | 2020 - 2021 Average, from operational period, not whole dataset | Data not provided | Data not provided | 1.82 | 2020 - 2021 Average, from operational period, not whole dataset | Data not provided | Data not provided | Data not provided | Downgradient | 7.35 | 0.22 | mg/L | 4.96 | °C | Data not provided | N/A | Data not provided | N/A | -135.8 | mV | 2120.7 | µmhos/cm | None | N/A | data not provided | data not provided | data not provided | data not provided | data not provided | data not provided | N/A | No groundwater comparison value | None, other than noted elsewhere | An insufficient amount of time since completion of the Pilot Study to adequately evaluate lifespan of the treatment media. The change in alkalinity can be used as an indicator of change in the ability of the media to treat selenium. Alkalinity remained relatively similar after 2 years of operation indicating that after 2 years of operation the microbially-mediated chemical reduction of selenium remains similar to the study onset. | Design had insufficient capacity to contain the flux of snow melt in addition to seep water. Soils in the area of the PRB are tight. In the future, when in an layered alluvial system, incorporate a gravel "pressure relief/effluent storage" zone on the downgradient edge to allow for increased ability to receive effluent water and/or flow onto the land surface if capacity is reached. The hydrogeological study was performed during fall low flow conditions as were the excavation and installation of the PRB bench. Additional water zones may be present during different water levels, so future design data collection should include a hydrogeological investigation in the spring to better characterize flux and water bearing zones in the aquifer during high water conditions. The PRB increased Ar, Fe, Mn and Ur due to eroded overburden material in the lenses on the walls of the excavation and from the seep and sedimentation basin sediments transferred to the PRB. Oxidizing conditions favorable to mobilization of Ur exist when ORP is above -200 mV. Bicarbonate that is likely dominant in the near neutral pH conditions in the vicinity of the PRB can enhance Ur mobility. Redox cycling from fluctuating water table can cause Ur mobilization. Heterogeneity of groundwater inflow along the trench, contact with runoff of mine materials, and microbial activity all contribute to factors affecting degree of treatment within the PRB. The incorporation of the Pilot Study into a potential remedy for the Pedro Creek Sub-Basin, at its current scale and in absence of other actions, may require some modifications to facilitate handling of high spring inflows and additional treatment to address the transport of released uranium into the shallow groundwater and surface water. | Operation and maintenance cost, including remote monitoring (e.g., transducers, telemetry, and cameras) and performance monitoring (e.g., sampling, analysis, and reporting), ranges between $20,000 to $40,000 per month. The capital cost for the construction of the PRB and STC was approximately $1.2M including the media, trenching, infiltration gallery, cover, and stormwater controls, or roughly $180/cubic yard of reactive media (1,200 cubic yards for the PRB and 5,500 cubic yards for the STC). | System is seep treatment cell effluent to PRB. Treatment media: 50% granular support media, 12.5% chopped alfalfa hay, 37.5% woodchips/shavings. Average hydraulic conductivity of 8.8-116.2 ft/day in the media. Trench excavated to dry, silty-clay, weathered Dinwoody Formation material to prevent groundwater flow from bypassing under the PRB. Eroded overburden was encountered. Media placed to a depth of 2 ft bgs, covered by non-woven geotextile and 2 ft of Dinwoody Formation material. Infiltration gallery was constructed upgradient to the PRB, and overburden was encountered. Infiltration gallery was overexcavated and compacted Dinwoody Formation materials were used on the base and sidewalls to reduce water contact with the overburden. It was backfilled with coarse drain rock and covered with non-woven geotextile and Dinwoody Formation material. PRB is relatively easy to implement with readily available material and equipment but using the technology to treat seeps or shallow groundwater in close proximity to overburden disposal piles should be approached with caution. The presence of run-of-mine shales in and around excavations contributes to mobilization of unwanted constituents (e.g. arsenic, uranium) | The objectives for the Pilot Study are consistent with the preliminary Remedial Action Objectives (RAOs) for groundwater remedies at Conda. Based on observations from the 2019 and 2020 monitoring, modifications were made to the Pilot Study in fall of 2020. In coordination with the Agencies, it was decided that the modification will require further monitoring in 2021 to fully meet the Pilot Study objectives. 2018-2019 start up period had differing conditions from 2020-2021, and the conditions were not considered representative of long term trends, but reflect the capability of the media to rapidly reach redox and geochemical conditions that facilitate microbially mediated reduction. 2020-2021 are operational conditions. The treatment media contributes to total Ar, Fe and Mn concentrations above the MCLs and drinking water standards. Data indicate that the treatment media in the Seep Treatment Cell and PRB is capable of treating water entering the system with total Se concentrations as high as 6.87 mg/L as well as total Cd concentrations up to 0.00847 mg/L to levels below their respective MCLs. | GW-65-MA is presented as a cross-gradient well but is also shown to be within the southern flow path that moves through the PRB. | GW sampling location GW-41-MA was determined to be upgradient from GW-65-MA on south flow path from Figure 10-5 on page 217. Data collection for upgradient/downgradient wells is in some instances shifted by a day. Flow rate is the range of hydraulic conductivity along the preferential flow pathways.
Final Treatability Study Findings Report Field-Scale Permeable Reactive Barrier Pilot Study Conda/Woodall Mountain Mine | Conda/Woodall Mountain Mine | IDN001002862 | N/A | N/A | GM-65-MA | Former mining site | Permeable reactive barrier (PRB) with seep treatment cell pre-treatment | Passive | Permeable reactive barrier (PRB) | Pre-treatment | Overburden pile in the headwaters areas of Pedro Creek | Y | PRB with pre-treatment | Specific technologies not specified. PRB is chemical and microbially mediated processes that reduce selenate to selenite and then selenium. Treatment media includes a carbon source (i.e. woodchips), alfalfa hay, and inert sand. Seep treatment cell is pre-treatment cell with treatment media. | Access to the groundwater table is needed. Trench excavated through water-bearing zones of alluvial deposits and into underlying weathered bedrock. | Pilot | 2018-2021, modifications made in 2019 to address seepage | Manganese | Mn, total | mg/L | N | N/A | [6 empty] | 19.8 | 18.9 | -4.7619 |  |  |  | 2.05 | 2020 - 2021 Average, from operational period, not whole dataset | Data not provided | Data not provided | 1.82 | 2020 - 2021 Average, from operational period, not whole dataset | Data not provided | Data not provided | Data not provided | Downgradient | 7.35 | 0.22 | mg/L | 4.96 | °C | Data not provided | N/A | Data not provided | N/A | -135.8 | mV | 2120.7 | µmhos/cm | None | N/A | data not provided | data not provided | data not provided | data not provided | data not provided | data not provided | N | Groundwater Comparison Value: U.S. EPA Secondary Drinking Water Standard 0.05 mg/L Assessment of treatment goals based on well-specific averages for 2020-2021 | None, other than noted elsewhere | An insufficient amount of time since completion of the Pilot Study to adequately evaluate lifespan of the treatment media. The change in alkalinity can be used as an indicator of change in the ability of the media to treat selenium. Alkalinity remained relatively similar after 2 years of operation indicating that after 2 years of operation the microbially-mediated chemical reduction of selenium remains similar to the study onset. | Design had insufficient capacity to contain the flux of snow melt in addition to seep water. Soils in the area of the PRB are tight. In the future, when in an layered alluvial system, incorporate a gravel "pressure relief/effluent storage" zone on the downgradient edge to allow for increased ability to receive effluent water and/or flow onto the land surface if capacity is reached. The hydrogeological study was performed during fall low flow conditions as were the excavation and installation of the PRB bench. Additional water zones may be present during different water levels, so future design data collection should include a hydrogeological investigation in the spring to better characterize flux and water bearing zones in the aquifer during high water conditions. The PRB increased Ar, Fe, Mn and Ur due to eroded overburden material in the lenses on the walls of the excavation and from the seep and sedimentation basin sediments transferred to the PRB. Oxidizing conditions favorable to mobilization of Ur exist when ORP is above -200 mV. Bicarbonate that is likely dominant in the near neutral pH conditions in the vicinity of the PRB can enhance Ur mobility. Redox cycling from fluctuating water table can cause Ur mobilization. Heterogeneity of groundwater inflow along the trench, contact with runoff of mine materials, and microbial activity all contribute to factors affecting degree of treatment within the PRB. The incorporation of the Pilot Study into a potential remedy for the Pedro Creek Sub-Basin, at its current scale and in absence of other actions, may require some modifications to facilitate handling of high spring inflows and additional treatment to address the transport of released uranium into the shallow groundwater and surface water. | Operation and maintenance cost, including remote monitoring (e.g., transducers, telemetry, and cameras) and performance monitoring (e.g., sampling, analysis, and reporting), ranges between $20,000 to $40,000 per month. The capital cost for the construction of the PRB and STC was approximately $1.2M including the media, trenching, infiltration gallery, cover, and stormwater controls, or roughly $180/cubic yard of reactive media (1,200 cubic yards for the PRB and 5,500 cubic yards for the STC). | System is seep treatment cell effluent to PRB. Treatment media: 50% granular support media, 12.5% chopped alfalfa hay, 37.5% woodchips/shavings. Average hydraulic conductivity of 8.8-116.2 ft/day in the media. Trench excavated to dry, silty-clay, weathered Dinwoody Formation material to prevent groundwater flow from bypassing under the PRB. Eroded overburden was encountered. Media placed to a depth of 2 ft bgs, covered by non-woven geotextile and 2 ft of Dinwoody Formation material. Infiltration gallery was constructed upgradient to the PRB, and overburden was encountered. Infiltration gallery was overexcavated and compacted Dinwoody Formation materials were used on the base and sidewalls to reduce water contact with the overburden. It was backfilled with coarse drain rock and covered with non-woven geotextile and Dinwoody Formation material. PRB is relatively easy to implement with readily available material and equipment but using the technology to treat seeps or shallow groundwater in close proximity to overburden disposal piles should be approached with caution. The presence of run-of-mine shales in and around excavations contributes to mobilization of unwanted constituents (e.g. arsenic, uranium) | The objectives for the Pilot Study are consistent with the preliminary Remedial Action Objectives (RAOs) for groundwater remedies at Conda. Based on observations from the 2019 and 2020 monitoring, modifications were made to the Pilot Study in fall of 2020. In coordination with the Agencies, it was decided that the modification will require further monitoring in 2021 to fully meet the Pilot Study objectives. 2018-2019 start up period had differing conditions from 2020-2021, and the conditions were not considered representative of long term trends, but reflect the capability of the media to rapidly reach redox and geochemical conditions that facilitate microbially mediated reduction. 2020-2021 are operational conditions. The treatment media contributes to total Ar, Fe and Mn concentrations above the MCLs and drinking water standards. Data indicate that the treatment media in the Seep Treatment Cell and PRB is capable of treating water entering the system with total Se concentrations as high as 6.87 mg/L as well as total Cd concentrations up to 0.00847 mg/L to levels below their respective MCLs. | GW-65-MA is presented as a cross-gradient well but is also shown to be within the southern flow path that moves through the PRB. | GW sampling location GW-41-MA was determined to be upgradient from GW-65-MA on south flow path from Figure 10-5 on page 217. Data collection for upgradient/downgradient wells is in some instances shifted by a day. Flow rate is the range of hydraulic conductivity along the preferential flow pathways.
Final Treatability Study Findings Report Field-Scale Permeable Reactive Barrier Pilot Study Conda/Woodall Mountain Mine | Conda/Woodall Mountain Mine | IDN001002862 | N/A | N/A | GM-65-MA | Former mining site | Permeable reactive barrier (PRB) with seep treatment cell pre-treatment | Passive | Permeable reactive barrier (PRB) | Pre-treatment | Overburden pile in the headwaters areas of Pedro Creek | Y | PRB with pre-treatment | Specific technologies not specified. PRB is chemical and microbially mediated processes that reduce selenate to selenite and then selenium. Treatment media includes a carbon source (i.e. woodchips), alfalfa hay, and inert sand. Seep treatment cell is pre-treatment cell with treatment media. | Access to the groundwater table is needed. Trench excavated through water-bearing zones of alluvial deposits and into underlying weathered bedrock. | Pilot | 2018-2021, modifications made in 2019 to address seepage | Manganese | Mn, dissolved | mg/L | N | N/A | [9 empty] | 0.849 | 1.53 | 44.5098 | 2.03 | 2020 - 2021 Average, from operational period, not whole dataset | Data not provided | Data not provided | 1.82 | 2020 - 2021 Average, from operational period, not whole dataset | Data not provided | Data not provided | Data not provided | Downgradient | 6.61 | 0 | mg/L | 10.7 | °C | Data not provided | N/A | Data not provided | N/A | -209.1 | mV | 3249 | µmhos/cm | Turbidity = 4.35 | NTU | data not provided | data not provided | data not provided | data not provided | data not provided | data not provided | N/A | No groundwater comparison value | None, other than noted elsewhere | An insufficient amount of time since completion of the Pilot Study to adequately evaluate lifespan of the treatment media. The change in alkalinity can be used as an indicator of change in the ability of the media to treat selenium. Alkalinity remained relatively similar after 2 years of operation indicating that after 2 years of operation the microbially-mediated chemical reduction of selenium remains similar to the study onset. | Design had insufficient capacity to contain the flux of snow melt in addition to seep water. Soils in the area of the PRB are tight. In the future, when in an layered alluvial system, incorporate a gravel "pressure relief/effluent storage" zone on the downgradient edge to allow for increased ability to receive effluent water and/or flow onto the land surface if capacity is reached. The hydrogeological study was performed during fall low flow conditions as were the excavation and installation of the PRB bench. Additional water zones may be present during different water levels, so future design data collection should include a hydrogeological investigation in the spring to better characterize flux and water bearing zones in the aquifer during high water conditions. The PRB increased Ar, Fe, Mn and Ur due to eroded overburden material in the lenses on the walls of the excavation and from the seep and sedimentation basin sediments transferred to the PRB. Oxidizing conditions favorable to mobilization of Ur exist when ORP is above -200 mV. Bicarbonate that is likely dominant in the near neutral pH conditions in the vicinity of the PRB can enhance Ur mobility. Redox cycling from fluctuating water table can cause Ur mobilization. Heterogeneity of groundwater inflow along the trench, contact with runoff of mine materials, and microbial activity all contribute to factors affecting degree of treatment within the PRB. The incorporation of the Pilot Study into a potential remedy for the Pedro Creek Sub-Basin, at its current scale and in absence of other actions, may require some modifications to facilitate handling of high spring inflows and additional treatment to address the transport of released uranium into the shallow groundwater and surface water. | Operation and maintenance cost, including remote monitoring (e.g., transducers, telemetry, and cameras) and performance monitoring (e.g., sampling, analysis, and reporting), ranges between $20,000 to $40,000 per month. The capital cost for the construction of the PRB and STC was approximately $1.2M including the media, trenching, infiltration gallery, cover, and stormwater controls, or roughly $180/cubic yard of reactive media (1,200 cubic yards for the PRB and 5,500 cubic yards for the STC). | System is seep treatment cell effluent to PRB. Treatment media: 50% granular support media, 12.5% chopped alfalfa hay, 37.5% woodchips/shavings. Average hydraulic conductivity of 8.8-116.2 ft/day in the media. Trench excavated to dry, silty-clay, weathered Dinwoody Formation material to prevent groundwater flow from bypassing under the PRB. Eroded overburden was encountered. Media placed to a depth of 2 ft bgs, covered by non-woven geotextile and 2 ft of Dinwoody Formation material. Infiltration gallery was constructed upgradient to the PRB, and overburden was encountered. Infiltration gallery was overexcavated and compacted Dinwoody Formation materials were used on the base and sidewalls to reduce water contact with the overburden. It was backfilled with coarse drain rock and covered with non-woven geotextile and Dinwoody Formation material. PRB is relatively easy to implement with readily available material and equipment but using the technology to treat seeps or shallow groundwater in close proximity to overburden disposal piles should be approached with caution. The presence of run-of-mine shales in and around excavations contributes to mobilization of unwanted constituents (e.g. arsenic, uranium) | The objectives for the Pilot Study are consistent with the preliminary Remedial Action Objectives (RAOs) for groundwater remedies at Conda. Based on observations from the 2019 and 2020 monitoring, modifications were made to the Pilot Study in fall of 2020. In coordination with the Agencies, it was decided that the modification will require further monitoring in 2021 to fully meet the Pilot Study objectives. 2018-2019 start up period had differing conditions from 2020-2021, and the conditions were not considered representative of long term trends, but reflect the capability of the media to rapidly reach redox and geochemical conditions that facilitate microbially mediated reduction. 2020-2021 are operational conditions. The treatment media contributes to total Ar, Fe and Mn concentrations above the MCLs and drinking water standards. Data indicate that the treatment media in the Seep Treatment Cell and PRB is capable of treating water entering the system with total Se concentrations as high as 6.87 mg/L as well as total Cd concentrations up to 0.00847 mg/L to levels below their respective MCLs. | GW-65-MA is presented as a cross-gradient well but is also shown to be within the southern flow path that moves through the PRB. | GW sampling location GW-41-MA was determined to be upgradient from GW-65-MA on south flow path from Figure 10-5 on page 217. Data collection for upgradient/downgradient wells is in some instances shifted by a day. Flow rate is the range of hydraulic conductivity along the preferential flow pathways.
Final Treatability Study Findings Report Field-Scale Permeable Reactive Barrier Pilot Study Conda/Woodall Mountain Mine | Conda/Woodall Mountain Mine | IDN001002862 | N/A | N/A | GM-65-MA | Former mining site | Permeable reactive barrier (PRB) with seep treatment cell pre-treatment | Passive | Permeable reactive barrier (PRB) | Pre-treatment | Overburden pile in the headwaters areas of Pedro Creek | Y | PRB with pre-treatment | Specific technologies not specified. PRB is chemical and microbially mediated processes that reduce selenate to selenite and then selenium. Treatment media includes a carbon source (i.e. woodchips), alfalfa hay, and inert sand. Seep treatment cell is pre-treatment cell with treatment media. | Access to the groundwater table is needed. Trench excavated through water-bearing zones of alluvial deposits and into underlying weathered bedrock. | Pilot | 2018-2021, modifications made in 2019 to address seepage | Manganese | Mn, total | mg/L | N | N/A | [9 empty] | 0.807 | 1.54 | 47.5974 | 2.05 | 2020 - 2021 Average, from operational period, not whole dataset | Data not provided | Data not provided | 1.82 | 2020 - 2021 Average, from operational period, not whole dataset | Data not provided | Data not provided | Data not provided | Downgradient | 6.61 | 0 | mg/L | 10.7 | °C | Data not provided | N/A | Data not provided | N/A | -209.1 | mV | 3249 | µmhos/cm | Turbidity = 4.35 | NTU | data not provided | data not provided | data not provided | data not provided | data not provided | data not provided | N | Groundwater Comparison Value: U.S. EPA Secondary Drinking Water Standard 0.05 mg/L Assessment of treatment goals based on well-specific averages for 2020-2021 | None, other than noted elsewhere | An insufficient amount of time since completion of the Pilot Study to adequately evaluate lifespan of the treatment media. The change in alkalinity can be used as an indicator of change in the ability of the media to treat selenium. Alkalinity remained relatively similar after 2 years of operation indicating that after 2 years of operation the microbially-mediated chemical reduction of selenium remains similar to the study onset. | Design had insufficient capacity to contain the flux of snow melt in addition to seep water. Soils in the area of the PRB are tight. In the future, when in an layered alluvial system, incorporate a gravel "pressure relief/effluent storage" zone on the downgradient edge to allow for increased ability to receive effluent water and/or flow onto the land surface if capacity is reached. The hydrogeological study was performed during fall low flow conditions as were the excavation and installation of the PRB bench. Additional water zones may be present during different water levels, so future design data collection should include a hydrogeological investigation in the spring to better characterize flux and water bearing zones in the aquifer during high water conditions. The PRB increased Ar, Fe, Mn and Ur due to eroded overburden material in the lenses on the walls of the excavation and from the seep and sedimentation basin sediments transferred to the PRB. Oxidizing conditions favorable to mobilization of Ur exist when ORP is above -200 mV. Bicarbonate that is likely dominant in the near neutral pH conditions in the vicinity of the PRB can enhance Ur mobility. Redox cycling from fluctuating water table can cause Ur mobilization. Heterogeneity of groundwater inflow along the trench, contact with runoff of mine materials, and microbial activity all contribute to factors affecting degree of treatment within the PRB. The incorporation of the Pilot Study into a potential remedy for the Pedro Creek Sub-Basin, at its current scale and in absence of other actions, may require some modifications to facilitate handling of high spring inflows and additional treatment to address the transport of released uranium into the shallow groundwater and surface water. | Operation and maintenance cost, including remote monitoring (e.g., transducers, telemetry, and cameras) and performance monitoring (e.g., sampling, analysis, and reporting), ranges between $20,000 to $40,000 per month. The capital cost for the construction of the PRB and STC was approximately $1.2M including the media, trenching, infiltration gallery, cover, and stormwater controls, or roughly $180/cubic yard of reactive media (1,200 cubic yards for the PRB and 5,500 cubic yards for the STC). | System is seep treatment cell effluent to PRB. Treatment media: 50% granular support media, 12.5% chopped alfalfa hay, 37.5% woodchips/shavings. Average hydraulic conductivity of 8.8-116.2 ft/day in the media. Trench excavated to dry, silty-clay, weathered Dinwoody Formation material to prevent groundwater flow from bypassing under the PRB. Eroded overburden was encountered. Media placed to a depth of 2 ft bgs, covered by non-woven geotextile and 2 ft of Dinwoody Formation material. Infiltration gallery was constructed upgradient to the PRB, and overburden was encountered. Infiltration gallery was overexcavated and compacted Dinwoody Formation materials were used on the base and sidewalls to reduce water contact with the overburden. It was backfilled with coarse drain rock and covered with non-woven geotextile and Dinwoody Formation material. PRB is relatively easy to implement with readily available material and equipment but using the technology to treat seeps or shallow groundwater in close proximity to overburden disposal piles should be approached with caution. The presence of run-of-mine shales in and around excavations contributes to mobilization of unwanted constituents (e.g. arsenic, uranium) | The objectives for the Pilot Study are consistent with the preliminary Remedial Action Objectives (RAOs) for groundwater remedies at Conda. Based on observations from the 2019 and 2020 monitoring, modifications were made to the Pilot Study in fall of 2020. In coordination with the Agencies, it was decided that the modification will require further monitoring in 2021 to fully meet the Pilot Study objectives. 2018-2019 start up period had differing conditions from 2020-2021, and the conditions were not considered representative of long term trends, but reflect the capability of the media to rapidly reach redox and geochemical conditions that facilitate microbially mediated reduction. 2020-2021 are operational conditions. The treatment media contributes to total Ar, Fe and Mn concentrations above the MCLs and drinking water standards. Data indicate that the treatment media in the Seep Treatment Cell and PRB is capable of treating water entering the system with total Se concentrations as high as 6.87 mg/L as well as total Cd concentrations up to 0.00847 mg/L to levels below their respective MCLs. | GW-65-MA is presented as a cross-gradient well but is also shown to be within the southern flow path that moves through the PRB. | GW sampling location GW-41-MA was determined to be upgradient from GW-65-MA on south flow path from Figure 10-5 on page 217. Data collection for upgradient/downgradient wells is in some instances shifted by a day. Flow rate is the range of hydraulic conductivity along the preferential flow pathways.
Final Treatability Study Findings Report Field-Scale Permeable Reactive Barrier Pilot Study Conda/Woodall Mountain Mine | Conda/Woodall Mountain Mine | IDN001002862 | N/A | N/A | GM-41-MA | Former mining site | Permeable reactive barrier (PRB) with seep treatment cell pre-treatment | Passive | Permeable reactive barrier (PRB) | Pre-treatment | Overburden pile in the headwaters areas of Pedro Creek | Y | PRB with pre-treatment | Specific technologies not specified. PRB is chemical and microbially mediated processes that reduce selenate to selenite and then selenium. Treatment media includes a carbon source (i.e. woodchips), alfalfa hay, and inert sand. Seep treatment cell is pre-treatment cell with treatment media. | Access to the groundwater table is needed. Trench excavated through water-bearing zones of alluvial deposits and into underlying weathered bedrock. | Pilot | 2018-2021, modifications made in 2019 to address seepage | Uranium | U, dissolved | mg/L | N | N/A | 0.0583 | 0.0419 | 28.1304 | [9 empty] | 0.0249 | 2020 - 2021 Average, from operational period, not whole dataset | Data not provided | Data not provided | 0.0133 | 2020 - 2021 Average, from operational period, not whole dataset | Data not provided | Data not provided | Data not provided | Upgradient | 6.95 | 0.2 | mg/L | 8.88 | °C | Data not provided | N/A | Data not provided | N/A | -3.3 | mV | 3645.5 | µmhos/cm | Turbidity = 1.57 | NTU | data not provided | data not provided | data not provided | data not provided | data not provided | data not provided | N/A | No groundwater comparison value | None, other than noted elsewhere | An insufficient amount of time since completion of the Pilot Study to adequately evaluate lifespan of the treatment media. The change in alkalinity can be used as an indicator of change in the ability of the media to treat selenium. Alkalinity remained relatively similar after 2 years of operation indicating that after 2 years of operation the microbially-mediated chemical reduction of selenium remains similar to the study onset. | Design had insufficient capacity to contain the flux of snow melt in addition to seep water. Soils in the area of the PRB are tight. In the future, when in an layered alluvial system, incorporate a gravel "pressure relief/effluent storage" zone on the downgradient edge to allow for increased ability to receive effluent water and/or flow onto the land surface if capacity is reached. The hydrogeological study was performed during fall low flow conditions as were the excavation and installation of the PRB bench. Additional water zones may be present during different water levels, so future design data collection should include a hydrogeological investigation in the spring to better characterize flux and water bearing zones in the aquifer during high water conditions. The PRB increased Ar, Fe, Mn and Ur due to eroded overburden material in the lenses on the walls of the excavation and from the seep and sedimentation basin sediments transferred to the PRB. Oxidizing conditions favorable to mobilization of Ur exist when ORP is above -200 mV. Bicarbonate that is likely dominant in the near neutral pH conditions in the vicinity of the PRB can enhance Ur mobility. Redox cycling from fluctuating water table can cause Ur mobilization. Heterogeneity of groundwater inflow along the trench, contact with runoff of mine materials, and microbial activity all contribute to factors affecting degree of treatment within the PRB. The incorporation of the Pilot Study into a potential remedy for the Pedro Creek Sub-Basin, at its current scale and in absence of other actions, may require some modifications to facilitate handling of high spring inflows and additional treatment to address the transport of released uranium into the shallow groundwater and surface water. | Operation and maintenance cost, including remote monitoring (e.g., transducers, telemetry, and cameras) and performance monitoring (e.g., sampling, analysis, and reporting), ranges between $20,000 to $40,000 per month. The capital cost for the construction of the PRB and STC was approximately $1.2M including the media, trenching, infiltration gallery, cover, and stormwater controls, or roughly $180/cubic yard of reactive media (1,200 cubic yards for the PRB and 5,500 cubic yards for the STC). | System is seep treatment cell effluent to PRB. Treatment media: 50% granular support media, 12.5% chopped alfalfa hay, 37.5% woodchips/shavings. Average hydraulic conductivity of 8.8-116.2 ft/day in the media. Trench excavated to dry, silty-clay, weathered Dinwoody Formation material to prevent groundwater flow from bypassing under the PRB. Eroded overburden was encountered. Media placed to a depth of 2 ft bgs, covered by non-woven geotextile and 2 ft of Dinwoody Formation material. Infiltration gallery was constructed upgradient to the PRB, and overburden was encountered. Infiltration gallery was overexcavated and compacted Dinwoody Formation materials were used on the base and sidewalls to reduce water contact with the overburden. It was backfilled with coarse drain rock and covered with non-woven geotextile and Dinwoody Formation material. PRB is relatively easy to implement with readily available material and equipment but using the technology to treat seeps or shallow groundwater in close proximity to overburden disposal piles should be approached with caution. The presence of run-of-mine shales in and around excavations contributes to mobilization of unwanted constituents (e.g. arsenic, uranium) | The objectives for the Pilot Study are consistent with the preliminary Remedial Action Objectives (RAOs) for groundwater remedies at Conda. Based on observations from the 2019 and 2020 monitoring, modifications were made to the Pilot Study in fall of 2020. In coordination with the Agencies, it was decided that the modification will require further monitoring in 2021 to fully meet the Pilot Study objectives. 2018-2019 start up period had differing conditions from 2020-2021, and the conditions were not considered representative of long term trends, but reflect the capability of the media to rapidly reach redox and geochemical conditions that facilitate microbially mediated reduction. 2020-2021 are operational conditions. The treatment media contributes to total Ar, Fe and Mn concentrations above the MCLs and drinking water standards. Data indicate that the treatment media in the Seep Treatment Cell and PRB is capable of treating water entering the system with total Se concentrations as high as 6.87 mg/L as well as total Cd concentrations up to 0.00847 mg/L to levels below their respective MCLs. | None, other than those presented elsewhere | GW sampling location GW-41-MA was determined to be upgradient from GW-65-MA on south flow path from Figure 10-5 on page 217. Data collection for upgradient/downgradient wells is in some instances shifted by a day. Flow rate is the range of hydraulic conductivity along the preferential flow pathways.
Final Treatability Study Findings Report Field-Scale Permeable Reactive Barrier Pilot Study Conda/Woodall Mountain Mine | Conda/Woodall Mountain Mine | IDN001002862 | N/A | N/A | GM-41-MA | Former mining site | Permeable reactive barrier (PRB) with seep treatment cell pre-treatment | Passive | Permeable reactive barrier (PRB) | Pre-treatment | Overburden pile in the headwaters areas of Pedro Creek | Y | PRB with pre-treatment | Specific technologies not specified. PRB is chemical and microbially mediated processes that reduce selenate to selenite and then selenium. Treatment media includes a carbon source (i.e. woodchips), alfalfa hay, and inert sand. Seep treatment cell is pre-treatment cell with treatment media. | Access to the groundwater table is needed. Trench excavated through water-bearing zones of alluvial deposits and into underlying weathered bedrock. | Pilot | 2018-2021, modifications made in 2019 to address seepage | Uranium | U, total | mg/L | N | N/A | 0.0571 | 0.0349 | 38.8792 | [9 empty] | 0.0239 | 2020 - 2021 Average, from operational period, not whole dataset | Data not provided | Data not provided | 0.014 | 2020 - 2021 Average, from operational period, not whole dataset | Data not provided | Data not provided | Data not provided | Upgradient | 6.54 | 0.23 | mg/L | 11.1 | °C | Data not provided | N/A | Data not provided | N/A | -17.9 | mV | 3049 | µmhos/cm | Turbidity = 47 | NTU | data not provided | data not provided | data not provided | data not provided | data not provided | data not provided | Y | Groundwater Comparison Value: U.S. EPA MCL 0.03 mg/L Assessment of treatment goals based on well-specific averages for 2020-2021 | None, other than noted elsewhere | An insufficient amount of time since completion of the Pilot Study to adequately evaluate lifespan of the treatment media. The change in alkalinity can be used as an indicator of change in the ability of the media to treat selenium. Alkalinity remained relatively similar after 2 years of operation indicating that after 2 years of operation the microbially-mediated chemical reduction of selenium remains similar to the study onset. | Design had insufficient capacity to contain the flux of snow melt in addition to seep water. Soils in the area of the PRB are tight. In the future, when in an layered alluvial system, incorporate a gravel "pressure relief/effluent storage" zone on the downgradient edge to allow for increased ability to receive effluent water and/or flow onto the land surface if capacity is reached. The hydrogeological study was performed during fall low flow conditions as were the excavation and installation of the PRB bench. Additional water zones may be present during different water levels, so future design data collection should include a hydrogeological investigation in the spring to better characterize flux and water bearing zones in the aquifer during high water conditions. The PRB increased Ar, Fe, Mn and Ur due to eroded overburden material in the lenses on the walls of the excavation and from the seep and sedimentation basin sediments transferred to the PRB. Oxidizing conditions favorable to mobilization of Ur exist when ORP is above -200 mV. Bicarbonate that is likely dominant in the near neutral pH conditions in the vicinity of the PRB can enhance Ur mobility. Redox cycling from fluctuating water table can cause Ur mobilization. Heterogeneity of groundwater inflow along the trench, contact with runoff of mine materials, and microbial activity all contribute to factors affecting degree of treatment within the PRB. The incorporation of the Pilot Study into a potential remedy for the Pedro Creek Sub-Basin, at its current scale and in absence of other actions, may require some modifications to facilitate handling of high spring inflows and additional treatment to address the transport of released uranium into the shallow groundwater and surface water. | Operation and maintenance cost, including remote monitoring (e.g., transducers, telemetry, and cameras) and performance monitoring (e.g., sampling, analysis, and reporting), ranges between $20,000 to $40,000 per month. The capital cost for the construction of the PRB and STC was approximately $1.2M including the media, trenching, infiltration gallery, cover, and stormwater controls, or roughly $180/cubic yard of reactive media (1,200 cubic yards for the PRB and 5,500 cubic yards for the STC). | System is seep treatment cell effluent to PRB. Treatment media: 50% granular support media, 12.5% chopped alfalfa hay, 37.5% woodchips/shavings. Average hydraulic conductivity of 8.8-116.2 ft/day in the media. Trench excavated to dry, silty-clay, weathered Dinwoody Formation material to prevent groundwater flow from bypassing under the PRB. Eroded overburden was encountered. Media placed to a depth of 2 ft bgs, covered by non-woven geotextile and 2 ft of Dinwoody Formation material. Infiltration gallery was constructed upgradient to the PRB, and overburden was encountered. Infiltration gallery was overexcavated and compacted Dinwoody Formation materials were used on the base and sidewalls to reduce water contact with the overburden. It was backfilled with coarse drain rock and covered with non-woven geotextile and Dinwoody Formation material. PRB is relatively easy to implement with readily available material and equipment but using the technology to treat seeps or shallow groundwater in close proximity to overburden disposal piles should be approached with caution. The presence of run-of-mine shales in and around excavations contributes to mobilization of unwanted constituents (e.g. arsenic, uranium) | The objectives for the Pilot Study are consistent with the preliminary Remedial Action Objectives (RAOs) for groundwater remedies at Conda. Based on observations from the 2019 and 2020 monitoring, modifications were made to the Pilot Study in fall of 2020. In coordination with the Agencies, it was decided that the modification will require further monitoring in 2021 to fully meet the Pilot Study objectives. 2018-2019 start up period had differing conditions from 2020-2021, and the conditions were not considered representative of long term trends, but reflect the capability of the media to rapidly reach redox and geochemical conditions that facilitate microbially mediated reduction. 2020-2021 are operational conditions. The treatment media contributes to total Ar, Fe and Mn concentrations above the MCLs and drinking water standards. Data indicate that the treatment media in the Seep Treatment Cell and PRB is capable of treating water entering the system with total Se concentrations as high as 6.87 mg/L as well as total Cd concentrations up to 0.00847 mg/L to levels below their respective MCLs. | None, other than those presented elsewhere | GW sampling location GW-41-MA was determined to be upgradient from GW-65-MA on south flow path from Figure 10-5 on page 217. Data collection for upgradient/downgradient wells is in some instances shifted by a day. Flow rate is the range of hydraulic conductivity along the preferential flow pathways.
Final Treatability Study Findings Report Field-Scale Permeable Reactive Barrier Pilot Study Conda/Woodall Mountain Mine | Conda/Woodall Mountain Mine | IDN001002862 | N/A | N/A | GM-41-MA | Former mining site | Permeable reactive barrier (PRB) with seep treatment cell pre-treatment | Passive | Permeable reactive barrier (PRB) | Pre-treatment | Overburden pile in the headwaters areas of Pedro Creek | Y | PRB with pre-treatment | Specific technologies not specified. PRB is chemical and microbially mediated processes that reduce selenate to selenite and then selenium. Treatment media includes a carbon source (i.e. woodchips), alfalfa hay, and inert sand. Seep treatment cell is pre-treatment cell with treatment media. | Access to the groundwater table is needed. Trench excavated through water-bearing zones of alluvial deposits and into underlying weathered bedrock. | Pilot | 2018-2021, modifications made in 2019 to address seepage | Uranium | U, dissolved | mg/L | N | N/A |  |  |  | 0.0184 | 0.0111 | 39.6739 | [6 empty] | 0.0249 | 2020 - 2021 Average, from operational period, not whole dataset | Data not provided | Data not provided | 0.0133 | 2020 - 2021 Average, from operational period, not whole dataset | Data not provided | Data not provided | Data not provided | Upgradient | 6.62 | 0 | mg/L | 7.9 | °C | Data not provided | N/A | Data not provided | N/A | -52.8 | mV | 3130 | µmhos/cm | Turbidity = 53.3 | NTU | data not provided | data not provided | data not provided | data not provided | data not provided | data not provided | N/A | No groundwater comparison value | None, other than noted elsewhere | An insufficient amount of time since completion of the Pilot Study to adequately evaluate lifespan of the treatment media. The change in alkalinity can be used as an indicator of change in the ability of the media to treat selenium. Alkalinity remained relatively similar after 2 years of operation indicating that after 2 years of operation the microbially-mediated chemical reduction of selenium remains similar to the study onset. | Design had insufficient capacity to contain the flux of snow melt in addition to seep water. Soils in the area of the PRB are tight. In the future, when in an layered alluvial system, incorporate a gravel "pressure relief/effluent storage" zone on the downgradient edge to allow for increased ability to receive effluent water and/or flow onto the land surface if capacity is reached. The hydrogeological study was performed during fall low flow conditions as were the excavation and installation of the PRB bench. Additional water zones may be present during different water levels, so future design data collection should include a hydrogeological investigation in the spring to better characterize flux and water bearing zones in the aquifer during high water conditions. The PRB increased Ar, Fe, Mn and Ur due to eroded overburden material in the lenses on the walls of the excavation and from the seep and sedimentation basin sediments transferred to the PRB. Oxidizing conditions favorable to mobilization of Ur exist when ORP is above -200 mV. Bicarbonate that is likely dominant in the near neutral pH conditions in the vicinity of the PRB can enhance Ur mobility. Redox cycling from fluctuating water table can cause Ur mobilization. Heterogeneity of groundwater inflow along the trench, contact with runoff of mine materials, and microbial activity all contribute to factors affecting degree of treatment within the PRB. The incorporation of the Pilot Study into a potential remedy for the Pedro Creek Sub-Basin, at its current scale and in absence of other actions, may require some modifications to facilitate handling of high spring inflows and additional treatment to address the transport of released uranium into the shallow groundwater and surface water. | Operation and maintenance cost, including remote monitoring (e.g., transducers, telemetry, and cameras) and performance monitoring (e.g., sampling, analysis, and reporting), ranges between $20,000 to $40,000 per month. The capital cost for the construction of the PRB and STC was approximately $1.2M including the media, trenching, infiltration gallery, cover, and stormwater controls, or roughly $180/cubic yard of reactive media (1,200 cubic yards for the PRB and 5,500 cubic yards for the STC). | System is seep treatment cell effluent to PRB. Treatment media: 50% granular support media, 12.5% chopped alfalfa hay, 37.5% woodchips/shavings. Average hydraulic conductivity of 8.8-116.2 ft/day in the media. Trench excavated to dry, silty-clay, weathered Dinwoody Formation material to prevent groundwater flow from bypassing under the PRB. Eroded overburden was encountered. Media placed to a depth of 2 ft bgs, covered by non-woven geotextile and 2 ft of Dinwoody Formation material. Infiltration gallery was constructed upgradient to the PRB, and overburden was encountered. Infiltration gallery was overexcavated and compacted Dinwoody Formation materials were used on the base and sidewalls to reduce water contact with the overburden. It was backfilled with coarse drain rock and covered with non-woven geotextile and Dinwoody Formation material. PRB is relatively easy to implement with readily available material and equipment but using the technology to treat seeps or shallow groundwater in close proximity to overburden disposal piles should be approached with caution. The presence of run-of-mine shales in and around excavations contributes to mobilization of unwanted constituents (e.g. arsenic, uranium) | The objectives for the Pilot Study are consistent with the preliminary Remedial Action Objectives (RAOs) for groundwater remedies at Conda. Based on observations from the 2019 and 2020 monitoring, modifications were made to the Pilot Study in fall of 2020. In coordination with the Agencies, it was decided that the modification will require further monitoring in 2021 to fully meet the Pilot Study objectives. 2018-2019 start up period had differing conditions from 2020-2021, and the conditions were not considered representative of long term trends, but reflect the capability of the media to rapidly reach redox and geochemical conditions that facilitate microbially mediated reduction. 2020-2021 are operational conditions. The treatment media contributes to total Ar, Fe and Mn concentrations above the MCLs and drinking water standards. Data indicate that the treatment media in the Seep Treatment Cell and PRB is capable of treating water entering the system with total Se concentrations as high as 6.87 mg/L as well as total Cd concentrations up to 0.00847 mg/L to levels below their respective MCLs. | None, other than those presented elsewhere | GW sampling location GW-41-MA was determined to be upgradient from GW-65-MA on south flow path from Figure 10-5 on page 217. Data collection for upgradient/downgradient wells is in some instances shifted by a day. Flow rate is the range of hydraulic conductivity along the preferential flow pathways.
Final Treatability Study Findings Report Field-Scale Permeable Reactive Barrier Pilot Study Conda/Woodall Mountain Mine | Conda/Woodall Mountain Mine | IDN001002862 | N/A | N/A | GM-41-MA | Former mining site | Permeable reactive barrier (PRB) with seep treatment cell pre-treatment | Passive | Permeable reactive barrier (PRB) | Pre-treatment | Overburden pile in the headwaters areas of Pedro Creek | Y | PRB with pre-treatment | Specific technologies not specified. PRB is chemical and microbially mediated processes that reduce selenate to selenite and then selenium. Treatment media includes a carbon source (i.e. woodchips), alfalfa hay, and inert sand. Seep treatment cell is pre-treatment cell with treatment media. | Access to the groundwater table is needed. Trench excavated through water-bearing zones of alluvial deposits and into underlying weathered bedrock. | Pilot | 2018-2021, modifications made in 2019 to address seepage | Uranium | U, total | mg/L | N | N/A |  |  |  | 0.0187 | 0.0115 | 38.5027 | [6 empty] | 0.0239 | 2020 - 2021 Average, from operational period, not whole dataset | Data not provided | Data not provided | 0.014 | 2020 - 2021 Average, from operational period, not whole dataset | Data not provided | Data not provided | Data not provided | Upgradient | 6.62 | 0 | mg/L | 7.9 | °C | Data not provided | N/A | Data not provided | N/A | -52.8 | mV | 3130 | µmhos/cm | Turbidity = 53.3 | NTU | data not provided | data not provided | data not provided | data not provided | data not provided | data not provided | Y | Groundwater Comparison Value: U.S. EPA MCL 0.03 mg/L Assessment of treatment goals based on well-specific averages for 2020-2021 | None, other than noted elsewhere | An insufficient amount of time since completion of the Pilot Study to adequately evaluate lifespan of the treatment media. The change in alkalinity can be used as an indicator of change in the ability of the media to treat selenium. Alkalinity remained relatively similar after 2 years of operation indicating that after 2 years of operation the microbially-mediated chemical reduction of selenium remains similar to the study onset. | Design had insufficient capacity to contain the flux of snow melt in addition to seep water. Soils in the area of the PRB are tight. In the future, when in an layered alluvial system, incorporate a gravel "pressure relief/effluent storage" zone on the downgradient edge to allow for increased ability to receive effluent water and/or flow onto the land surface if capacity is reached. The hydrogeological study was performed during fall low flow conditions as were the excavation and installation of the PRB bench. Additional water zones may be present during different water levels, so future design data collection should include a hydrogeological investigation in the spring to better characterize flux and water bearing zones in the aquifer during high water conditions. The PRB increased Ar, Fe, Mn and Ur due to eroded overburden material in the lenses on the walls of the excavation and from the seep and sedimentation basin sediments transferred to the PRB. Oxidizing conditions favorable to mobilization of Ur exist when ORP is above -200 mV. Bicarbonate that is likely dominant in the near neutral pH conditions in the vicinity of the PRB can enhance Ur mobility. Redox cycling from fluctuating water table can cause Ur mobilization. Heterogeneity of groundwater inflow along the trench, contact with runoff of mine materials, and microbial activity all contribute to factors affecting degree of treatment within the PRB. The incorporation of the Pilot Study into a potential remedy for the Pedro Creek Sub-Basin, at its current scale and in absence of other actions, may require some modifications to facilitate handling of high spring inflows and additional treatment to address the transport of released uranium into the shallow groundwater and surface water. | Operation and maintenance cost, including remote monitoring (e.g., transducers, telemetry, and cameras) and performance monitoring (e.g., sampling, analysis, and reporting), ranges between $20,000 to $40,000 per month. The capital cost for the construction of the PRB and STC was approximately $1.2M including the media, trenching, infiltration gallery, cover, and stormwater controls, or roughly $180/cubic yard of reactive media (1,200 cubic yards for the PRB and 5,500 cubic yards for the STC). | System is seep treatment cell effluent to PRB. Treatment media: 50% granular support media, 12.5% chopped alfalfa hay, 37.5% woodchips/shavings. Average hydraulic conductivity of 8.8-116.2 ft/day in the media. Trench excavated to dry, silty-clay, weathered Dinwoody Formation material to prevent groundwater flow from bypassing under the PRB. Eroded overburden was encountered. Media placed to a depth of 2 ft bgs, covered by non-woven geotextile and 2 ft of Dinwoody Formation material. Infiltration gallery was constructed upgradient to the PRB, and overburden was encountered. Infiltration gallery was overexcavated and compacted Dinwoody Formation materials were used on the base and sidewalls to reduce water contact with the overburden. It was backfilled with coarse drain rock and covered with non-woven geotextile and Dinwoody Formation material. PRB is relatively easy to implement with readily available material and equipment but using the technology to treat seeps or shallow groundwater in close proximity to overburden disposal piles should be approached with caution. The presence of run-of-mine shales in and around excavations contributes to mobilization of unwanted constituents (e.g. arsenic, uranium) | The objectives for the Pilot Study are consistent with the preliminary Remedial Action Objectives (RAOs) for groundwater remedies at Conda. Based on observations from the 2019 and 2020 monitoring, modifications were made to the Pilot Study in fall of 2020. In coordination with the Agencies, it was decided that the modification will require further monitoring in 2021 to fully meet the Pilot Study objectives. 2018-2019 start up period had differing conditions from 2020-2021, and the conditions were not considered representative of long term trends, but reflect the capability of the media to rapidly reach redox and geochemical conditions that facilitate microbially mediated reduction. 2020-2021 are operational conditions. The treatment media contributes to total Ar, Fe and Mn concentrations above the MCLs and drinking water standards. Data indicate that the treatment media in the Seep Treatment Cell and PRB is capable of treating water entering the system with total Se concentrations as high as 6.87 mg/L as well as total Cd concentrations up to 0.00847 mg/L to levels below their respective MCLs. | None, other than those presented elsewhere | GW sampling location GW-41-MA was determined to be upgradient from GW-65-MA on south flow path from Figure 10-5 on page 217. Data collection for upgradient/downgradient wells is in some instances shifted by a day. Flow rate is the range of hydraulic conductivity along the preferential flow pathways.
Final Treatability Study Findings Report Field-Scale Permeable Reactive Barrier Pilot Study Conda/Woodall Mountain Mine | Conda/Woodall Mountain Mine | IDN001002862 | N/A | N/A | GM-65-MA | Former mining site | Permeable reactive barrier (PRB) with seep treatment cell pre-treatment | Passive | Permeable reactive barrier (PRB) | Pre-treatment | Overburden pile in the headwaters areas of Pedro Creek | Y | PRB with pre-treatment | Specific technologies not specified. PRB is chemical and microbially mediated processes that reduce selenate to selenite and then selenium. Treatment media includes a carbon source (i.e. woodchips), alfalfa hay, and inert sand. Seep treatment cell is pre-treatment cell with treatment media. | Access to the groundwater table is needed. Trench excavated through water-bearing zones of alluvial deposits and into underlying weathered bedrock. | Pilot | 2018-2021, modifications made in 2019 to address seepage | Uranium | U, dissolved | mg/L | N | N/A | [6 empty] | 0.0612 | 0.0433 | -41.3395 |  |  |  | 0.0249 | 2020 - 2021 Average, from operational period, not whole dataset | Data not provided | Data not provided | 0.0133 | 2020 - 2021 Average, from operational period, not whole dataset | Data not provided | Data not provided | Data not provided | Downgradient | 7.35 | 0.22 | mg/L | 4.96 | °C | Data not provided | N/A | Data not provided | N/A | -135.8 | mV | 2120.7 | µmhos/cm | None | N/A | data not provided | data not provided | data not provided | data not provided | data not provided | data not provided | N/A | No groundwater comparison value | None, other than noted elsewhere | An insufficient amount of time since completion of the Pilot Study to adequately evaluate lifespan of the treatment media. The change in alkalinity can be used as an indicator of change in the ability of the media to treat selenium. Alkalinity remained relatively similar after 2 years of operation indicating that after 2 years of operation the microbially-mediated chemical reduction of selenium remains similar to the study onset. | Design had insufficient capacity to contain the flux of snow melt in addition to seep water. Soils in the area of the PRB are tight. In the future, when in an layered alluvial system, incorporate a gravel "pressure relief/effluent storage" zone on the downgradient edge to allow for increased ability to receive effluent water and/or flow onto the land surface if capacity is reached. The hydrogeological study was performed during fall low flow conditions as were the excavation and installation of the PRB bench. Additional water zones may be present during different water levels, so future design data collection should include a hydrogeological investigation in the spring to better characterize flux and water bearing zones in the aquifer during high water conditions. The PRB increased Ar, Fe, Mn and Ur due to eroded overburden material in the lenses on the walls of the excavation and from the seep and sedimentation basin sediments transferred to the PRB. Oxidizing conditions favorable to mobilization of Ur exist when ORP is above -200 mV. Bicarbonate that is likely dominant in the near neutral pH conditions in the vicinity of the PRB can enhance Ur mobility. Redox cycling from fluctuating water table can cause Ur mobilization. Heterogeneity of groundwater inflow along the trench, contact with runoff of mine materials, and microbial activity all contribute to factors affecting degree of treatment within the PRB. The incorporation of the Pilot Study into a potential remedy for the Pedro Creek Sub-Basin, at its current scale and in absence of other actions, may require some modifications to facilitate handling of high spring inflows and additional treatment to address the transport of released uranium into the shallow groundwater and surface water. | Operation and maintenance cost, including remote monitoring (e.g., transducers, telemetry, and cameras) and performance monitoring (e.g., sampling, analysis, and reporting), ranges between $20,000 to $40,000 per month. The capital cost for the construction of the PRB and STC was approximately $1.2M including the media, trenching, infiltration gallery, cover, and stormwater controls, or roughly $180/cubic yard of reactive media (1,200 cubic yards for the PRB and 5,500 cubic yards for the STC). | System is seep treatment cell effluent to PRB. Treatment media: 50% granular support media, 12.5% chopped alfalfa hay, 37.5% woodchips/shavings. Average hydraulic conductivity of 8.8-116.2 ft/day in the media. Trench excavated to dry, silty-clay, weathered Dinwoody Formation material to prevent groundwater flow from bypassing under the PRB. Eroded overburden was encountered. Media placed to a depth of 2 ft bgs, covered by non-woven geotextile and 2 ft of Dinwoody Formation material. Infiltration gallery was constructed upgradient to the PRB, and overburden was encountered. Infiltration gallery was overexcavated and compacted Dinwoody Formation materials were used on the base and sidewalls to reduce water contact with the overburden. It was backfilled with coarse drain rock and covered with non-woven geotextile and Dinwoody Formation material. PRB is relatively easy to implement with readily available material and equipment but using the technology to treat seeps or shallow groundwater in close proximity to overburden disposal piles should be approached with caution. The presence of run-of-mine shales in and around excavations contributes to mobilization of unwanted constituents (e.g. arsenic, uranium) | The objectives for the Pilot Study are consistent with the preliminary Remedial Action Objectives (RAOs) for groundwater remedies at Conda. Based on observations from the 2019 and 2020 monitoring, modifications were made to the Pilot Study in fall of 2020. In coordination with the Agencies, it was decided that the modification will require further monitoring in 2021 to fully meet the Pilot Study objectives. 2018-2019 start up period had differing conditions from 2020-2021, and the conditions were not considered representative of long term trends, but reflect the capability of the media to rapidly reach redox and geochemical conditions that facilitate microbially mediated reduction. 2020-2021 are operational conditions. The treatment media contributes to total Ar, Fe and Mn concentrations above the MCLs and drinking water standards. Data indicate that the treatment media in the Seep Treatment Cell and PRB is capable of treating water entering the system with total Se concentrations as high as 6.87 mg/L as well as total Cd concentrations up to 0.00847 mg/L to levels below their respective MCLs. | GW-65-MA is presented as a cross-gradient well but is also shown to be within the southern flow path that moves through the PRB. | GW sampling location GW-41-MA was determined to be upgradient from GW-65-MA on south flow path from Figure 10-5 on page 217. Data collection for upgradient/downgradient wells is in some instances shifted by a day. Flow rate is the range of hydraulic conductivity along the preferential flow pathways.
Final Treatability Study Findings Report Field-Scale Permeable Reactive Barrier Pilot Study Conda/Woodall Mountain Mine | Conda/Woodall Mountain Mine | IDN001002862 | N/A | N/A | GM-65-MA | Former mining site | Permeable reactive barrier (PRB) with seep treatment cell pre-treatment | Passive | Permeable reactive barrier (PRB) | Pre-treatment | Overburden pile in the headwaters areas of Pedro Creek | Y | PRB with pre-treatment | Specific technologies not specified. PRB is chemical and microbially mediated processes that reduce selenate to selenite and then selenium. Treatment media includes a carbon source (i.e. woodchips), alfalfa hay, and inert sand. Seep treatment cell is pre-treatment cell with treatment media. | Access to the groundwater table is needed. Trench excavated through water-bearing zones of alluvial deposits and into underlying weathered bedrock. | Pilot | 2018-2021, modifications made in 2019 to address seepage | Uranium | U, total | mg/L | N | N/A | [6 empty] | 0.061 | 0.0423 | -44.208 |  |  |  | 0.0239 | 2020 - 2021 Average, from operational period, not whole dataset | Data not provided | Data not provided | 0.014 | 2020 - 2021 Average, from operational period, not whole dataset | Data not provided | Data not provided | Data not provided | Downgradient | 7.35 | 0.22 | mg/L | 4.96 | °C | Data not provided | N/A | Data not provided | N/A | -135.8 | mV | 2120.7 | µmhos/cm | None | N/A | data not provided | data not provided | data not provided | data not provided | data not provided | data not provided | Y | Groundwater Comparison Value: U.S. EPA MCL 0.03 mg/L Assessment of treatment goals based on well-specific averages for 2020-2021 | None, other than noted elsewhere | An insufficient amount of time since completion of the Pilot Study to adequately evaluate lifespan of the treatment media. The change in alkalinity can be used as an indicator of change in the ability of the media to treat selenium. Alkalinity remained relatively similar after 2 years of operation indicating that after 2 years of operation the microbially-mediated chemical reduction of selenium remains similar to the study onset. | Design had insufficient capacity to contain the flux of snow melt in addition to seep water. Soils in the area of the PRB are tight. In the future, when in an layered alluvial system, incorporate a gravel "pressure relief/effluent storage" zone on the downgradient edge to allow for increased ability to receive effluent water and/or flow onto the land surface if capacity is reached. The hydrogeological study was performed during fall low flow conditions as were the excavation and installation of the PRB bench. Additional water zones may be present during different water levels, so future design data collection should include a hydrogeological investigation in the spring to better characterize flux and water bearing zones in the aquifer during high water conditions. The PRB increased Ar, Fe, Mn and Ur due to eroded overburden material in the lenses on the walls of the excavation and from the seep and sedimentation basin sediments transferred to the PRB. Oxidizing conditions favorable to mobilization of Ur exist when ORP is above -200 mV. Bicarbonate that is likely dominant in the near neutral pH conditions in the vicinity of the PRB can enhance Ur mobility. Redox cycling from fluctuating water table can cause Ur mobilization. Heterogeneity of groundwater inflow along the trench, contact with runoff of mine materials, and microbial activity all contribute to factors affecting degree of treatment within the PRB. The incorporation of the Pilot Study into a potential remedy for the Pedro Creek Sub-Basin, at its current scale and in absence of other actions, may require some modifications to facilitate handling of high spring inflows and additional treatment to address the transport of released uranium into the shallow groundwater and surface water. | Operation and maintenance cost, including remote monitoring (e.g., transducers, telemetry, and cameras) and performance monitoring (e.g., sampling, analysis, and reporting), ranges between $20,000 to $40,000 per month. The capital cost for the construction of the PRB and STC was approximately $1.2M including the media, trenching, infiltration gallery, cover, and stormwater controls, or roughly $180/cubic yard of reactive media (1,200 cubic yards for the PRB and 5,500 cubic yards for the STC). | System is seep treatment cell effluent to PRB. Treatment media: 50% granular support media, 12.5% chopped alfalfa hay, 37.5% woodchips/shavings. Average hydraulic conductivity of 8.8-116.2 ft/day in the media. Trench excavated to dry, silty-clay, weathered Dinwoody Formation material to prevent groundwater flow from bypassing under the PRB. Eroded overburden was encountered. Media placed to a depth of 2 ft bgs, covered by non-woven geotextile and 2 ft of Dinwoody Formation material. Infiltration gallery was constructed upgradient to the PRB, and overburden was encountered. Infiltration gallery was overexcavated and compacted Dinwoody Formation materials were used on the base and sidewalls to reduce water contact with the overburden. It was backfilled with coarse drain rock and covered with non-woven geotextile and Dinwoody Formation material. PRB is relatively easy to implement with readily available material and equipment but using the technology to treat seeps or shallow groundwater in close proximity to overburden disposal piles should be approached with caution. The presence of run-of-mine shales in and around excavations contributes to mobilization of unwanted constituents (e.g. arsenic, uranium) | The objectives for the Pilot Study are consistent with the preliminary Remedial Action Objectives (RAOs) for groundwater remedies at Conda. Based on observations from the 2019 and 2020 monitoring, modifications were made to the Pilot Study in fall of 2020. In coordination with the Agencies, it was decided that the modification will require further monitoring in 2021 to fully meet the Pilot Study objectives. 2018-2019 start up period had differing conditions from 2020-2021, and the conditions were not considered representative of long term trends, but reflect the capability of the media to rapidly reach redox and geochemical conditions that facilitate microbially mediated reduction. 2020-2021 are operational conditions. The treatment media contributes to total Ar, Fe and Mn concentrations above the MCLs and drinking water standards. Data indicate that the treatment media in the Seep Treatment Cell and PRB is capable of treating water entering the system with total Se concentrations as high as 6.87 mg/L as well as total Cd concentrations up to 0.00847 mg/L to levels below their respective MCLs. | GW-65-MA is presented as a cross-gradient well but is also shown to be within the southern flow path that moves through the PRB. | GW sampling location GW-41-MA was determined to be upgradient from GW-65-MA on south flow path from Figure 10-5 on page 217. Data collection for upgradient/downgradient wells is in some instances shifted by a day. Flow rate is the range of hydraulic conductivity along the preferential flow pathways.
Final Treatability Study Findings Report Field-Scale Permeable Reactive Barrier Pilot Study Conda/Woodall Mountain Mine | Conda/Woodall Mountain Mine | IDN001002862 | N/A | N/A | GM-65-MA | Former mining site | Permeable reactive barrier (PRB) with seep treatment cell pre-treatment | Passive | Permeable reactive barrier (PRB) | Pre-treatment | Overburden pile in the headwaters areas of Pedro Creek | Y | PRB with pre-treatment | Specific technologies not specified. PRB is chemical and microbially mediated processes that reduce selenate to selenite and then selenium. Treatment media includes a carbon source (i.e. woodchips), alfalfa hay, and inert sand. Seep treatment cell is pre-treatment cell with treatment media. | Access to the groundwater table is needed. Trench excavated through water-bearing zones of alluvial deposits and into underlying weathered bedrock. | Pilot | 2018-2021, modifications made in 2019 to address seepage | Uranium | U, dissolved | mg/L | N | N/A | [9 empty] | 0.00704 | 0.0257 | 72.607 | 0.0249 | 2020 - 2021 Average, from operational period, not whole dataset | Data not provided | Data not provided | 0.0133 | 2020 - 2021 Average, from operational period, not whole dataset | Data not provided | Data not provided | Data not provided | Downgradient | 6.69 | 0 | mg/L | 12.8 | °C | Data not provided | N/A | Data not provided | N/A | -233.8 | mV | 2831 | µmhos/cm | Turbidity = 3.46 | NTU | data not provided | data not provided | data not provided | data not provided | data not provided | data not provided | N/A | No groundwater comparison value | None, other than noted elsewhere | An insufficient amount of time since completion of the Pilot Study to adequately evaluate lifespan of the treatment media. The change in alkalinity can be used as an indicator of change in the ability of the media to treat selenium. Alkalinity remained relatively similar after 2 years of operation indicating that after 2 years of operation the microbially-mediated chemical reduction of selenium remains similar to the study onset. | Design had insufficient capacity to contain the flux of snow melt in addition to seep water. Soils in the area of the PRB are tight. In the future, when in an layered alluvial system, incorporate a gravel "pressure relief/effluent storage" zone on the downgradient edge to allow for increased ability to receive effluent water and/or flow onto the land surface if capacity is reached. The hydrogeological study was performed during fall low flow conditions as were the excavation and installation of the PRB bench. Additional water zones may be present during different water levels, so future design data collection should include a hydrogeological investigation in the spring to better characterize flux and water bearing zones in the aquifer during high water conditions. The PRB increased Ar, Fe, Mn and Ur due to eroded overburden material in the lenses on the walls of the excavation and from the seep and sedimentation basin sediments transferred to the PRB. Oxidizing conditions favorable to mobilization of Ur exist when ORP is above -200 mV. Bicarbonate that is likely dominant in the near neutral pH conditions in the vicinity of the PRB can enhance Ur mobility. Redox cycling from fluctuating water table can cause Ur mobilization. Heterogeneity of groundwater inflow along the trench, contact with runoff of mine materials, and microbial activity all contribute to factors affecting degree of treatment within the PRB. The incorporation of the Pilot Study into a potential remedy for the Pedro Creek Sub-Basin, at its current scale and in absence of other actions, may require some modifications to facilitate handling of high spring inflows and additional treatment to address the transport of released uranium into the shallow groundwater and surface water. | Operation and maintenance cost, including remote monitoring (e.g., transducers, telemetry, and cameras) and performance monitoring (e.g., sampling, analysis, and reporting), ranges between $20,000 to $40,000 per month. The capital cost for the construction of the PRB and STC was approximately $1.2M including the media, trenching, infiltration gallery, cover, and stormwater controls, or roughly $180/cubic yard of reactive media (1,200 cubic yards for the PRB and 5,500 cubic yards for the STC). | System is seep treatment cell effluent to PRB. Treatment media: 50% granular support media, 12.5% chopped alfalfa hay, 37.5% woodchips/shavings. Average hydraulic conductivity of 8.8-116.2 ft/day in the media. Trench excavated to dry, silty-clay, weathered Dinwoody Formation material to prevent groundwater flow from bypassing under the PRB. Eroded overburden was encountered. Media placed to a depth of 2 ft bgs, covered by non-woven geotextile and 2 ft of Dinwoody Formation material. Infiltration gallery was constructed upgradient to the PRB, and overburden was encountered. Infiltration gallery was overexcavated and compacted Dinwoody Formation materials were used on the base and sidewalls to reduce water contact with the overburden. It was backfilled with coarse drain rock and covered with non-woven geotextile and Dinwoody Formation material. PRB is relatively easy to implement with readily available material and equipment but using the technology to treat seeps or shallow groundwater in close proximity to overburden disposal piles should be approached with caution. The presence of run-of-mine shales in and around excavations contributes to mobilization of unwanted constituents (e.g. arsenic, uranium) | The objectives for the Pilot Study are consistent with the preliminary Remedial Action Objectives (RAOs) for groundwater remedies at Conda. Based on observations from the 2019 and 2020 monitoring, modifications were made to the Pilot Study in fall of 2020. In coordination with the Agencies, it was decided that the modification will require further monitoring in 2021 to fully meet the Pilot Study objectives. 2018-2019 start up period had differing conditions from 2020-2021, and the conditions were not considered representative of long term trends, but reflect the capability of the media to rapidly reach redox and geochemical conditions that facilitate microbially mediated reduction. 2020-2021 are operational conditions. The treatment media contributes to total Ar, Fe and Mn concentrations above the MCLs and drinking water standards. Data indicate that the treatment media in the Seep Treatment Cell and PRB is capable of treating water entering the system with total Se concentrations as high as 6.87 mg/L as well as total Cd concentrations up to 0.00847 mg/L to levels below their respective MCLs. | GW-65-MA is presented as a cross-gradient well but is also shown to be within the southern flow path that moves through the PRB. | GW sampling location GW-41-MA was determined to be upgradient from GW-65-MA on south flow path from Figure 10-5 on page 217. Data collection for upgradient/downgradient wells is in some instances shifted by a day. Flow rate is the range of hydraulic conductivity along the preferential flow pathways.
Final Treatability Study Findings Report Field-Scale Permeable Reactive Barrier Pilot Study Conda/Woodall Mountain Mine | Conda/Woodall Mountain Mine | IDN001002862 | N/A | N/A | GM-65-MA | Former mining site | Permeable reactive barrier (PRB) with seep treatment cell pre-treatment | Passive | Permeable reactive barrier (PRB) | Pre-treatment | Overburden pile in the headwaters areas of Pedro Creek | Y | PRB with pre-treatment | Specific technologies not specified. PRB is chemical and microbially mediated processes that reduce selenate to selenite and then selenium. Treatment media includes a carbon source (i.e. woodchips), alfalfa hay, and inert sand. Seep treatment cell is pre-treatment cell with treatment media. | Access to the groundwater table is needed. Trench excavated through water-bearing zones of alluvial deposits and into underlying weathered bedrock. | Pilot | 2018-2021, modifications made in 2019 to address seepage | Uranium | U, total | mg/L | N | N/A | [9 empty] | 0.00713 | 0.0266 | 73.1955 | 0.0239 | 2020 - 2021 Average, from operational period, not whole dataset | Data not provided | Data not provided | 0.014 | 2020 - 2021 Average, from operational period, not whole dataset | Data not provided | Data not provided | Data not provided | Downgradient | 6.69 | 0 | mg/L | 12.8 | °C | Data not provided | N/A | Data not provided | N/A | -233.8 | mV | 2831 | µmhos/cm | Turbidity = 3.46 | NTU | data not provided | data not provided | data not provided | data not provided | data not provided | data not provided | Y | Groundwater Comparison Value: U.S. EPA MCL 0.03 mg/L Assessment of treatment goals based on well-specific averages for 2020-2021 | None, other than noted elsewhere | An insufficient amount of time since completion of the Pilot Study to adequately evaluate lifespan of the treatment media. The change in alkalinity can be used as an indicator of change in the ability of the media to treat selenium. Alkalinity remained relatively similar after 2 years of operation indicating that after 2 years of operation the microbially-mediated chemical reduction of selenium remains similar to the study onset. | Design had insufficient capacity to contain the flux of snow melt in addition to seep water. Soils in the area of the PRB are tight. In the future, when in an layered alluvial system, incorporate a gravel "pressure relief/effluent storage" zone on the downgradient edge to allow for increased ability to receive effluent water and/or flow onto the land surface if capacity is reached. The hydrogeological study was performed during fall low flow conditions as were the excavation and installation of the PRB bench. Additional water zones may be present during different water levels, so future design data collection should include a hydrogeological investigation in the spring to better characterize flux and water bearing zones in the aquifer during high water conditions. The PRB increased Ar, Fe, Mn and Ur due to eroded overburden material in the lenses on the walls of the excavation and from the seep and sedimentation basin sediments transferred to the PRB. Oxidizing conditions favorable to mobilization of Ur exist when ORP is above -200 mV. Bicarbonate that is likely dominant in the near neutral pH conditions in the vicinity of the PRB can enhance Ur mobility. Redox cycling from fluctuating water table can cause Ur mobilization. Heterogeneity of groundwater inflow along the trench, contact with runoff of mine materials, and microbial activity all contribute to factors affecting degree of treatment within the PRB. The incorporation of the Pilot Study into a potential remedy for the Pedro Creek Sub-Basin, at its current scale and in absence of other actions, may require some modifications to facilitate handling of high spring inflows and additional treatment to address the transport of released uranium into the shallow groundwater and surface water. | Operation and maintenance cost, including remote monitoring (e.g., transducers, telemetry, and cameras) and performance monitoring (e.g., sampling, analysis, and reporting), ranges between $20,000 to $40,000 per month. The capital cost for the construction of the PRB and STC was approximately $1.2M including the media, trenching, infiltration gallery, cover, and stormwater controls, or roughly $180/cubic yard of reactive media (1,200 cubic yards for the PRB and 5,500 cubic yards for the STC). | System is seep treatment cell effluent to PRB. Treatment media: 50% granular support media, 12.5% chopped alfalfa hay, 37.5% woodchips/shavings. Average hydraulic conductivity of 8.8-116.2 ft/day in the media. Trench excavated to dry, silty-clay, weathered Dinwoody Formation material to prevent groundwater flow from bypassing under the PRB. Eroded overburden was encountered. Media placed to a depth of 2 ft bgs, covered by non-woven geotextile and 2 ft of Dinwoody Formation material. Infiltration gallery was constructed upgradient to the PRB, and overburden was encountered. Infiltration gallery was overexcavated and compacted Dinwoody Formation materials were used on the base and sidewalls to reduce water contact with the overburden. It was backfilled with coarse drain rock and covered with non-woven geotextile and Dinwoody Formation material. PRB is relatively easy to implement with readily available material and equipment but using the technology to treat seeps or shallow groundwater in close proximity to overburden disposal piles should be approached with caution. The presence of run-of-mine shales in and around excavations contributes to mobilization of unwanted constituents (e.g. arsenic, uranium) | The objectives for the Pilot Study are consistent with the preliminary Remedial Action Objectives (RAOs) for groundwater remedies at Conda. Based on observations from the 2019 and 2020 monitoring, modifications were made to the Pilot Study in fall of 2020. In coordination with the Agencies, it was decided that the modification will require further monitoring in 2021 to fully meet the Pilot Study objectives. 2018-2019 start up period had differing conditions from 2020-2021, and the conditions were not considered representative of long term trends, but reflect the capability of the media to rapidly reach redox and geochemical conditions that facilitate microbially mediated reduction. 2020-2021 are operational conditions. The treatment media contributes to total Ar, Fe and Mn concentrations above the MCLs and drinking water standards. Data indicate that the treatment media in the Seep Treatment Cell and PRB is capable of treating water entering the system with total Se concentrations as high as 6.87 mg/L as well as total Cd concentrations up to 0.00847 mg/L to levels below their respective MCLs. | GW-65-MA is presented as a cross-gradient well but is also shown to be within the southern flow path that moves through the PRB. | GW sampling location GW-41-MA was determined to be upgradient from GW-65-MA on south flow path from Figure 10-5 on page 217. Data collection for upgradient/downgradient wells is in some instances shifted by a day. Flow rate is the range of hydraulic conductivity along the preferential flow pathways.
Final Treatability Study Findings Report Field-Scale Permeable Reactive Barrier Pilot Study Conda/Woodall Mountain Mine | Conda/Woodall Mountain Mine | IDN001002862 | N/A | N/A | GM-41-MA | Former mining site | Permeable reactive barrier (PRB) with seep treatment cell pre-treatment | Passive | Permeable reactive barrier (PRB) | Pre-treatment | Overburden pile in the headwaters areas of Pedro Creek | Y | PRB with pre-treatment | Specific technologies not specified. PRB is chemical and microbially mediated processes that reduce selenate to selenite and then selenium. Treatment media includes a carbon source (i.e. woodchips), alfalfa hay, and inert sand. Seep treatment cell is pre-treatment cell with treatment media. | Access to the groundwater table is needed. Trench excavated through water-bearing zones of alluvial deposits and into underlying weathered bedrock. | Pilot | 2018-2021, modifications made in 2019 to address seepage | Vanadium | V, dissolved | mg/L | N | N/A | 0.00465 | 0.0027 | 41.9355 | [9 empty] | 0.00368 | 2020 - 2021 Average, from operational period, not whole dataset | Data not provided | Data not provided | 0.00166 | 2020 - 2021 Average, from operational period, not whole dataset | Data not provided | Data not provided | Data not provided | Upgradient | 6.97 | 0.01 | mg/L | 10.4 | °C | Data not provided | N/A | Data not provided | N/A | 184.1 | mV | 3392 | µmhos/cm | Turbidity = 2.5 | NTU | data not provided | data not provided | data not provided | data not provided | data not provided | data not provided | N/A | No groundwater comparison value | None, other than noted elsewhere | An insufficient amount of time since completion of the Pilot Study to adequately evaluate lifespan of the treatment media. The change in alkalinity can be used as an indicator of change in the ability of the media to treat selenium. Alkalinity remained relatively similar after 2 years of operation indicating that after 2 years of operation the microbially-mediated chemical reduction of selenium remains similar to the study onset. | Design had insufficient capacity to contain the flux of snow melt in addition to seep water. Soils in the area of the PRB are tight. In the future, when in an layered alluvial system, incorporate a gravel "pressure relief/effluent storage" zone on the downgradient edge to allow for increased ability to receive effluent water and/or flow onto the land surface if capacity is reached. The hydrogeological study was performed during fall low flow conditions as were the excavation and installation of the PRB bench. Additional water zones may be present during different water levels, so future design data collection should include a hydrogeological investigation in the spring to better characterize flux and water bearing zones in the aquifer during high water conditions. The PRB increased Ar, Fe, Mn and Ur due to eroded overburden material in the lenses on the walls of the excavation and from the seep and sedimentation basin sediments transferred to the PRB. Oxidizing conditions favorable to mobilization of Ur exist when ORP is above -200 mV. Bicarbonate that is likely dominant in the near neutral pH conditions in the vicinity of the PRB can enhance Ur mobility. Redox cycling from fluctuating water table can cause Ur mobilization. Heterogeneity of groundwater inflow along the trench, contact with runoff of mine materials, and microbial activity all contribute to factors affecting degree of treatment within the PRB. The incorporation of the Pilot Study into a potential remedy for the Pedro Creek Sub-Basin, at its current scale and in absence of other actions, may require some modifications to facilitate handling of high spring inflows and additional treatment to address the transport of released uranium into the shallow groundwater and surface water. | Operation and maintenance cost, including remote monitoring (e.g., transducers, telemetry, and cameras) and performance monitoring (e.g., sampling, analysis, and reporting), ranges between $20,000 to $40,000 per month. The capital cost for the construction of the PRB and STC was approximately $1.2M including the media, trenching, infiltration gallery, cover, and stormwater controls, or roughly $180/cubic yard of reactive media (1,200 cubic yards for the PRB and 5,500 cubic yards for the STC). | System is seep treatment cell effluent to PRB. Treatment media: 50% granular support media, 12.5% chopped alfalfa hay, 37.5% woodchips/shavings. Average hydraulic conductivity of 8.8-116.2 ft/day in the media. Trench excavated to dry, silty-clay, weathered Dinwoody Formation material to prevent groundwater flow from bypassing under the PRB. Eroded overburden was encountered. Media placed to a depth of 2 ft bgs, covered by non-woven geotextile and 2 ft of Dinwoody Formation material. Infiltration gallery was constructed upgradient to the PRB, and overburden was encountered. Infiltration gallery was overexcavated and compacted Dinwoody Formation materials were used on the base and sidewalls to reduce water contact with the overburden. It was backfilled with coarse drain rock and covered with non-woven geotextile and Dinwoody Formation material. PRB is relatively easy to implement with readily available material and equipment but using the technology to treat seeps or shallow groundwater in close proximity to overburden disposal piles should be approached with caution. The presence of run-of-mine shales in and around excavations contributes to mobilization of unwanted constituents (e.g. arsenic, uranium) | The objectives for the Pilot Study are consistent with the preliminary Remedial Action Objectives (RAOs) for groundwater remedies at Conda. Based on observations from the 2019 and 2020 monitoring, modifications were made to the Pilot Study in fall of 2020. In coordination with the Agencies, it was decided that the modification will require further monitoring in 2021 to fully meet the Pilot Study objectives. 2018-2019 start up period had differing conditions from 2020-2021, and the conditions were not considered representative of long term trends, but reflect the capability of the media to rapidly reach redox and geochemical conditions that facilitate microbially mediated reduction. 2020-2021 are operational conditions. The treatment media contributes to total Ar, Fe and Mn concentrations above the MCLs and drinking water standards. Data indicate that the treatment media in the Seep Treatment Cell and PRB is capable of treating water entering the system with total Se concentrations as high as 6.87 mg/L as well as total Cd concentrations up to 0.00847 mg/L to levels below their respective MCLs. | None, other than those presented elsewhere | GW sampling location GW-41-MA was determined to be upgradient from GW-65-MA on south flow path from Figure 10-5 on page 217. Data collection for upgradient/downgradient wells is in some instances shifted by a day. Flow rate is the range of hydraulic conductivity along the preferential flow pathways.
Final Treatability Study Findings Report Field-Scale Permeable Reactive Barrier Pilot Study Conda/Woodall Mountain Mine | Conda/Woodall Mountain Mine | IDN001002862 | N/A | N/A | GM-41-MA | Former mining site | Permeable reactive barrier (PRB) with seep treatment cell pre-treatment | Passive | Permeable reactive barrier (PRB) | Pre-treatment | Overburden pile in the headwaters areas of Pedro Creek | Y | PRB with pre-treatment | Specific technologies not specified. PRB is chemical and microbially mediated processes that reduce selenate to selenite and then selenium. Treatment media includes a carbon source (i.e. woodchips), alfalfa hay, and inert sand. Seep treatment cell is pre-treatment cell with treatment media. | Access to the groundwater table is needed. Trench excavated through water-bearing zones of alluvial deposits and into underlying weathered bedrock. | Pilot | 2018-2021, modifications made in 2019 to address seepage | Vanadium | V, total | mg/L | N | N/A | 0.00478 | 0.00291 | 39.1213 | [9 empty] | 0.00373 | 2020 - 2021 Average, from operational period, not whole dataset | Data not provided | Data not provided | 0.0023 | 2020 - 2021 Average, from operational period, not whole dataset | Data not provided | Data not provided | Data not provided | Upgradient | 6.97 | 0.01 | mg/L | 10.4 | °C | Data not provided | N/A | Data not provided | N/A | 184.1 | mV | 3392 | µmhos/cm | Turbidity = 2.5 | NTU | data not provided | data not provided | data not provided | data not provided | data not provided | data not provided | Y | Groundwater Comparison Values: U.S. EPA Residential Tap Water Regional Screening Level, Hazard Index 1.0 0.086 mg/L Assessment of treatment goals based on well-specific averages for 2020-2021 | None, other than noted elsewhere | An insufficient amount of time since completion of the Pilot Study to adequately evaluate lifespan of the treatment media. The change in alkalinity can be used as an indicator of change in the ability of the media to treat selenium. Alkalinity remained relatively similar after 2 years of operation indicating that after 2 years of operation the microbially-mediated chemical reduction of selenium remains similar to the study onset. | Design had insufficient capacity to contain the flux of snow melt in addition to seep water. Soils in the area of the PRB are tight. In the future, when in an layered alluvial system, incorporate a gravel "pressure relief/effluent storage" zone on the downgradient edge to allow for increased ability to receive effluent water and/or flow onto the land surface if capacity is reached. The hydrogeological study was performed during fall low flow conditions as were the excavation and installation of the PRB bench. Additional water zones may be present during different water levels, so future design data collection should include a hydrogeological investigation in the spring to better characterize flux and water bearing zones in the aquifer during high water conditions. The PRB increased Ar, Fe, Mn and Ur due to eroded overburden material in the lenses on the walls of the excavation and from the seep and sedimentation basin sediments transferred to the PRB. Oxidizing conditions favorable to mobilization of Ur exist when ORP is above -200 mV. Bicarbonate that is likely dominant in the near neutral pH conditions in the vicinity of the PRB can enhance Ur mobility. Redox cycling from fluctuating water table can cause Ur mobilization. Heterogeneity of groundwater inflow along the trench, contact with runoff of mine materials, and microbial activity all contribute to factors affecting degree of treatment within the PRB. The incorporation of the Pilot Study into a potential remedy for the Pedro Creek Sub-Basin, at its current scale and in absence of other actions, may require some modifications to facilitate handling of high spring inflows and additional treatment to address the transport of released uranium into the shallow groundwater and surface water. | Operation and maintenance cost, including remote monitoring (e.g., transducers, telemetry, and cameras) and performance monitoring (e.g., sampling, analysis, and reporting), ranges between $20,000 to $40,000 per month. The capital cost for the construction of the PRB and STC was approximately $1.2M including the media, trenching, infiltration gallery, cover, and stormwater controls, or roughly $180/cubic yard of reactive media (1,200 cubic yards for the PRB and 5,500 cubic yards for the STC). | System is seep treatment cell effluent to PRB. Treatment media: 50% granular support media, 12.5% chopped alfalfa hay, 37.5% woodchips/shavings. Average hydraulic conductivity of 8.8-116.2 ft/day in the media. Trench excavated to dry, silty-clay, weathered Dinwoody Formation material to prevent groundwater flow from bypassing under the PRB. Eroded overburden was encountered. Media placed to a depth of 2 ft bgs, covered by non-woven geotextile and 2 ft of Dinwoody Formation material. Infiltration gallery was constructed upgradient to the PRB, and overburden was encountered. Infiltration gallery was overexcavated and compacted Dinwoody Formation materials were used on the base and sidewalls to reduce water contact with the overburden. It was backfilled with coarse drain rock and covered with non-woven geotextile and Dinwoody Formation material. PRB is relatively easy to implement with readily available material and equipment but using the technology to treat seeps or shallow groundwater in close proximity to overburden disposal piles should be approached with caution. The presence of run-of-mine shales in and around excavations contributes to mobilization of unwanted constituents (e.g. arsenic, uranium) | The objectives for the Pilot Study are consistent with the preliminary Remedial Action Objectives (RAOs) for groundwater remedies at Conda. Based on observations from the 2019 and 2020 monitoring, modifications were made to the Pilot Study in fall of 2020. In coordination with the Agencies, it was decided that the modification will require further monitoring in 2021 to fully meet the Pilot Study objectives. 2018-2019 start up period had differing conditions from 2020-2021, and the conditions were not considered representative of long term trends, but reflect the capability of the media to rapidly reach redox and geochemical conditions that facilitate microbially mediated reduction. 2020-2021 are operational conditions. The treatment media contributes to total Ar, Fe and Mn concentrations above the MCLs and drinking water standards. Data indicate that the treatment media in the Seep Treatment Cell and PRB is capable of treating water entering the system with total Se concentrations as high as 6.87 mg/L as well as total Cd concentrations up to 0.00847 mg/L to levels below their respective MCLs. | None, other than those presented elsewhere | GW sampling location GW-41-MA was determined to be upgradient from GW-65-MA on south flow path from Figure 10-5 on page 217. Data collection for upgradient/downgradient wells is in some instances shifted by a day. Flow rate is the range of hydraulic conductivity along the preferential flow pathways.
Final Treatability Study Findings Report Field-Scale Permeable Reactive Barrier Pilot Study Conda/Woodall Mountain Mine | Conda/Woodall Mountain Mine | IDN001002862 | N/A | N/A | GM-41-MA | Former mining site | Permeable reactive barrier (PRB) with seep treatment cell pre-treatment | Passive | Permeable reactive barrier (PRB) | Pre-treatment | Overburden pile in the headwaters areas of Pedro Creek | Y | PRB with pre-treatment | Specific technologies not specified. PRB is chemical and microbially mediated processes that reduce selenate to selenite and then selenium. Treatment media includes a carbon source (i.e. woodchips), alfalfa hay, and inert sand. Seep treatment cell is pre-treatment cell with treatment media. | Access to the groundwater table is needed. Trench excavated through water-bearing zones of alluvial deposits and into underlying weathered bedrock. | Pilot | 2018-2021, modifications made in 2019 to address seepage | Vanadium | V, dissolved | mg/L | N | N/A |  |  |  | 0.0011 | 0.0054 | -390.9091 | [6 empty] | 0.00368 | 2020 - 2021 Average, from operational period, not whole dataset | Data not provided | Data not provided | 0.00166 | 2020 - 2021 Average, from operational period, not whole dataset | Data not provided | Data not provided | Data not provided | Upgradient | 6.54 | 0.23 | mg/L | 11.1 | °C | Data not provided | N/A | Data not provided | N/A | -17.9 | mV | 3049 | µmhos/cm | Turbidity = 47 | NTU | data not provided | data not provided | data not provided | data not provided | data not provided | data not provided | N/A | No groundwater comparison value | None, other than noted elsewhere | An insufficient amount of time since completion of the Pilot Study to adequately evaluate lifespan of the treatment media. The change in alkalinity can be used as an indicator of change in the ability of the media to treat selenium. Alkalinity remained relatively similar after 2 years of operation indicating that after 2 years of operation the microbially-mediated chemical reduction of selenium remains similar to the study onset. | Design had insufficient capacity to contain the flux of snow melt in addition to seep water. Soils in the area of the PRB are tight. In the future, when in an layered alluvial system, incorporate a gravel "pressure relief/effluent storage" zone on the downgradient edge to allow for increased ability to receive effluent water and/or flow onto the land surface if capacity is reached. The hydrogeological study was performed during fall low flow conditions as were the excavation and installation of the PRB bench. Additional water zones may be present during different water levels, so future design data collection should include a hydrogeological investigation in the spring to better characterize flux and water bearing zones in the aquifer during high water conditions. The PRB increased Ar, Fe, Mn and Ur due to eroded overburden material in the lenses on the walls of the excavation and from the seep and sedimentation basin sediments transferred to the PRB. Oxidizing conditions favorable to mobilization of Ur exist when ORP is above -200 mV. Bicarbonate that is likely dominant in the near neutral pH conditions in the vicinity of the PRB can enhance Ur mobility. Redox cycling from fluctuating water table can cause Ur mobilization. Heterogeneity of groundwater inflow along the trench, contact with runoff of mine materials, and microbial activity all contribute to factors affecting degree of treatment within the PRB. The incorporation of the Pilot Study into a potential remedy for the Pedro Creek Sub-Basin, at its current scale and in absence of other actions, may require some modifications to facilitate handling of high spring inflows and additional treatment to address the transport of released uranium into the shallow groundwater and surface water. | Operation and maintenance cost, including remote monitoring (e.g., transducers, telemetry, and cameras) and performance monitoring (e.g., sampling, analysis, and reporting), ranges between $20,000 to $40,000 per month. The capital cost for the construction of the PRB and STC was approximately $1.2M including the media, trenching, infiltration gallery, cover, and stormwater controls, or roughly $180/cubic yard of reactive media (1,200 cubic yards for the PRB and 5,500 cubic yards for the STC). | System is seep treatment cell effluent to PRB. Treatment media: 50% granular support media, 12.5% chopped alfalfa hay, 37.5% woodchips/shavings. Average hydraulic conductivity of 8.8-116.2 ft/day in the media. Trench excavated to dry, silty-clay, weathered Dinwoody Formation material to prevent groundwater flow from bypassing under the PRB. Eroded overburden was encountered. Media placed to a depth of 2 ft bgs, covered by non-woven geotextile and 2 ft of Dinwoody Formation material. Infiltration gallery was constructed upgradient to the PRB, and overburden was encountered. Infiltration gallery was overexcavated and compacted Dinwoody Formation materials were used on the base and sidewalls to reduce water contact with the overburden. It was backfilled with coarse drain rock and covered with non-woven geotextile and Dinwoody Formation material. PRB is relatively easy to implement with readily available material and equipment but using the technology to treat seeps or shallow groundwater in close proximity to overburden disposal piles should be approached with caution. The presence of run-of-mine shales in and around excavations contributes to mobilization of unwanted constituents (e.g. arsenic, uranium) | The objectives for the Pilot Study are consistent with the preliminary Remedial Action Objectives (RAOs) for groundwater remedies at Conda. Based on observations from the 2019 and 2020 monitoring, modifications were made to the Pilot Study in fall of 2020. In coordination with the Agencies, it was decided that the modification will require further monitoring in 2021 to fully meet the Pilot Study objectives. 2018-2019 start up period had differing conditions from 2020-2021, and the conditions were not considered representative of long term trends, but reflect the capability of the media to rapidly reach redox and geochemical conditions that facilitate microbially mediated reduction. 2020-2021 are operational conditions. The treatment media contributes to total Ar, Fe and Mn concentrations above the MCLs and drinking water standards. Data indicate that the treatment media in the Seep Treatment Cell and PRB is capable of treating water entering the system with total Se concentrations as high as 6.87 mg/L as well as total Cd concentrations up to 0.00847 mg/L to levels below their respective MCLs. | None, other than those presented elsewhere | GW sampling location GW-41-MA was determined to be upgradient from GW-65-MA on south flow path from Figure 10-5 on page 217. Data collection for upgradient/downgradient wells is in some instances shifted by a day. Flow rate is the range of hydraulic conductivity along the preferential flow pathways.
Final Treatability Study Findings Report Field-Scale Permeable Reactive Barrier Pilot Study Conda/Woodall Mountain Mine | Conda/Woodall Mountain Mine | IDN001002862 | N/A | N/A | GM-41-MA | Former mining site | Permeable reactive barrier (PRB) with seep treatment cell pre-treatment | Passive | Permeable reactive barrier (PRB) | Pre-treatment | Overburden pile in the headwaters areas of Pedro Creek | Y | PRB with pre-treatment | Specific technologies not specified. PRB is chemical and microbially mediated processes that reduce selenate to selenite and then selenium. Treatment media includes a carbon source (i.e. woodchips), alfalfa hay, and inert sand. Seep treatment cell is pre-treatment cell with treatment media. | Access to the groundwater table is needed. Trench excavated through water-bearing zones of alluvial deposits and into underlying weathered bedrock. | Pilot | 2018-2021, modifications made in 2019 to address seepage | Vanadium | V, total | mg/L | N | N/A |  |  |  | 0.0011 | 0.0094 | -754.5455 | [6 empty] | 0.00373 | 2020 - 2021 Average, from operational period, not whole dataset | Data not provided | Data not provided | 0.0023 | 2020 - 2021 Average, from operational period, not whole dataset | Data not provided | Data not provided | Data not provided | Upgradient | 6.54 | 0.23 | mg/L | 11.1 | °C | Data not provided | N/A | Data not provided | N/A | -17.9 | mV | 3049 | µmhos/cm | Turbidity = 47 | NTU | data not provided | data not provided | data not provided | data not provided | data not provided | data not provided | Y | Groundwater Comparison Values: U.S. EPA Residential Tap Water Regional Screening Level, Hazard Index 1.0 0.086 mg/L Assessment of treatment goals based on well-specific averages for 2020-2021 | None, other than noted elsewhere | An insufficient amount of time since completion of the Pilot Study to adequately evaluate lifespan of the treatment media. The change in alkalinity can be used as an indicator of change in the ability of the media to treat selenium. Alkalinity remained relatively similar after 2 years of operation indicating that after 2 years of operation the microbially-mediated chemical reduction of selenium remains similar to the study onset. | Design had insufficient capacity to contain the flux of snow melt in addition to seep water. Soils in the area of the PRB are tight. In the future, when in an layered alluvial system, incorporate a gravel "pressure relief/effluent storage" zone on the downgradient edge to allow for increased ability to receive effluent water and/or flow onto the land surface if capacity is reached. The hydrogeological study was performed during fall low flow conditions as were the excavation and installation of the PRB bench. Additional water zones may be present during different water levels, so future design data collection should include a hydrogeological investigation in the spring to better characterize flux and water bearing zones in the aquifer during high water conditions. The PRB increased Ar, Fe, Mn and Ur due to eroded overburden material in the lenses on the walls of the excavation and from the seep and sedimentation basin sediments transferred to the PRB. Oxidizing conditions favorable to mobilization of Ur exist when ORP is above -200 mV. Bicarbonate that is likely dominant in the near neutral pH conditions in the vicinity of the PRB can enhance Ur mobility. Redox cycling from fluctuating water table can cause Ur mobilization. Heterogeneity of groundwater inflow along the trench, contact with runoff of mine materials, and microbial activity all contribute to factors affecting degree of treatment within the PRB. The incorporation of the Pilot Study into a potential remedy for the Pedro Creek Sub-Basin, at its current scale and in absence of other actions, may require some modifications to facilitate handling of high spring inflows and additional treatment to address the transport of released uranium into the shallow groundwater and surface water. | Operation and maintenance cost, including remote monitoring (e.g., transducers, telemetry, and cameras) and performance monitoring (e.g., sampling, analysis, and reporting), ranges between $20,000 to $40,000 per month. The capital cost for the construction of the PRB and STC was approximately $1.2M including the media, trenching, infiltration gallery, cover, and stormwater controls, or roughly $180/cubic yard of reactive media (1,200 cubic yards for the PRB and 5,500 cubic yards for the STC). | System is seep treatment cell effluent to PRB. Treatment media: 50% granular support media, 12.5% chopped alfalfa hay, 37.5% woodchips/shavings. Average hydraulic conductivity of 8.8-116.2 ft/day in the media. Trench excavated to dry, silty-clay, weathered Dinwoody Formation material to prevent groundwater flow from bypassing under the PRB. Eroded overburden was encountered. Media placed to a depth of 2 ft bgs, covered by non-woven geotextile and 2 ft of Dinwoody Formation material. Infiltration gallery was constructed upgradient to the PRB, and overburden was encountered. Infiltration gallery was overexcavated and compacted Dinwoody Formation materials were used on the base and sidewalls to reduce water contact with the overburden. It was backfilled with coarse drain rock and covered with non-woven geotextile and Dinwoody Formation material. PRB is relatively easy to implement with readily available material and equipment but using the technology to treat seeps or shallow groundwater in close proximity to overburden disposal piles should be approached with caution. The presence of run-of-mine shales in and around excavations contributes to mobilization of unwanted constituents (e.g. arsenic, uranium) | The objectives for the Pilot Study are consistent with the preliminary Remedial Action Objectives (RAOs) for groundwater remedies at Conda. Based on observations from the 2019 and 2020 monitoring, modifications were made to the Pilot Study in fall of 2020. In coordination with the Agencies, it was decided that the modification will require further monitoring in 2021 to fully meet the Pilot Study objectives. 2018-2019 start up period had differing conditions from 2020-2021, and the conditions were not considered representative of long term trends, but reflect the capability of the media to rapidly reach redox and geochemical conditions that facilitate microbially mediated reduction. 2020-2021 are operational conditions. The treatment media contributes to total Ar, Fe and Mn concentrations above the MCLs and drinking water standards. Data indicate that the treatment media in the Seep Treatment Cell and PRB is capable of treating water entering the system with total Se concentrations as high as 6.87 mg/L as well as total Cd concentrations up to 0.00847 mg/L to levels below their respective MCLs. | None, other than those presented elsewhere | GW sampling location GW-41-MA was determined to be upgradient from GW-65-MA on south flow path from Figure 10-5 on page 217. Data collection for upgradient/downgradient wells is in some instances shifted by a day. Flow rate is the range of hydraulic conductivity along the preferential flow pathways.
Final Treatability Study Findings Report Field-Scale Permeable Reactive Barrier Pilot Study Conda/Woodall Mountain Mine | Conda/Woodall Mountain Mine | IDN001002862 | N/A | N/A | GM-65-MA | Former mining site | Permeable reactive barrier (PRB) with seep treatment cell pre-treatment | Passive | Permeable reactive barrier (PRB) | Pre-treatment | Overburden pile in the headwaters areas of Pedro Creek | Y | PRB with pre-treatment | Specific technologies not specified. PRB is chemical and microbially mediated processes that reduce selenate to selenite and then selenium. Treatment media includes a carbon source (i.e. woodchips), alfalfa hay, and inert sand. Seep treatment cell is pre-treatment cell with treatment media. | Access to the groundwater table is needed. Trench excavated through water-bearing zones of alluvial deposits and into underlying weathered bedrock. | Pilot | 2018-2021, modifications made in 2019 to address seepage | Vanadium | V, dissolved | mg/L | N | N/A | [6 empty] | 0.0057 | 0.0013 | -338.4615 |  |  |  | 0.00368 | 2020 - 2021 Average, from operational period, not whole dataset | Data not provided | Data not provided | 0.00166 | 2020 - 2021 Average, from operational period, not whole dataset | Data not provided | Data not provided | Data not provided | Downgradient | 7.15 | 0.19 | mg/L | 5.93 | °C | Data not provided | N/A | Data not provided | N/A | -217.8 | mV | 2183.4 | µmhos/cm | Turbidity = 213 | NTU | data not provided | data not provided | data not provided | data not provided | data not provided | data not provided | N/A | No groundwater comparison value | None, other than noted elsewhere | An insufficient amount of time since completion of the Pilot Study to adequately evaluate lifespan of the treatment media. The change in alkalinity can be used as an indicator of change in the ability of the media to treat selenium. Alkalinity remained relatively similar after 2 years of operation indicating that after 2 years of operation the microbially-mediated chemical reduction of selenium remains similar to the study onset. | Design had insufficient capacity to contain the flux of snow melt in addition to seep water. Soils in the area of the PRB are tight. In the future, when in an layered alluvial system, incorporate a gravel "pressure relief/effluent storage" zone on the downgradient edge to allow for increased ability to receive effluent water and/or flow onto the land surface if capacity is reached. The hydrogeological study was performed during fall low flow conditions as were the excavation and installation of the PRB bench. Additional water zones may be present during different water levels, so future design data collection should include a hydrogeological investigation in the spring to better characterize flux and water bearing zones in the aquifer during high water conditions. The PRB increased Ar, Fe, Mn and Ur due to eroded overburden material in the lenses on the walls of the excavation and from the seep and sedimentation basin sediments transferred to the PRB. Oxidizing conditions favorable to mobilization of Ur exist when ORP is above -200 mV. Bicarbonate that is likely dominant in the near neutral pH conditions in the vicinity of the PRB can enhance Ur mobility. Redox cycling from fluctuating water table can cause Ur mobilization. Heterogeneity of groundwater inflow along the trench, contact with runoff of mine materials, and microbial activity all contribute to factors affecting degree of treatment within the PRB. The incorporation of the Pilot Study into a potential remedy for the Pedro Creek Sub-Basin, at its current scale and in absence of other actions, may require some modifications to facilitate handling of high spring inflows and additional treatment to address the transport of released uranium into the shallow groundwater and surface water. | Operation and maintenance cost, including remote monitoring (e.g., transducers, telemetry, and cameras) and performance monitoring (e.g., sampling, analysis, and reporting), ranges between $20,000 to $40,000 per month. The capital cost for the construction of the PRB and STC was approximately $1.2M including the media, trenching, infiltration gallery, cover, and stormwater controls, or roughly $180/cubic yard of reactive media (1,200 cubic yards for the PRB and 5,500 cubic yards for the STC). | System is seep treatment cell effluent to PRB. Treatment media: 50% granular support media, 12.5% chopped alfalfa hay, 37.5% woodchips/shavings. Average hydraulic conductivity of 8.8-116.2 ft/day in the media. Trench excavated to dry, silty-clay, weathered Dinwoody Formation material to prevent groundwater flow from bypassing under the PRB. Eroded overburden was encountered. Media placed to a depth of 2 ft bgs, covered by non-woven geotextile and 2 ft of Dinwoody Formation material. Infiltration gallery was constructed upgradient to the PRB, and overburden was encountered. Infiltration gallery was overexcavated and compacted Dinwoody Formation materials were used on the base and sidewalls to reduce water contact with the overburden. It was backfilled with coarse drain rock and covered with non-woven geotextile and Dinwoody Formation material. PRB is relatively easy to implement with readily available material and equipment but using the technology to treat seeps or shallow groundwater in close proximity to overburden disposal piles should be approached with caution. The presence of run-of-mine shales in and around excavations contributes to mobilization of unwanted constituents (e.g. arsenic, uranium) | The objectives for the Pilot Study are consistent with the preliminary Remedial Action Objectives (RAOs) for groundwater remedies at Conda. Based on observations from the 2019 and 2020 monitoring, modifications were made to the Pilot Study in fall of 2020. In coordination with the Agencies, it was decided that the modification will require further monitoring in 2021 to fully meet the Pilot Study objectives. 2018-2019 start up period had differing conditions from 2020-2021, and the conditions were not considered representative of long term trends, but reflect the capability of the media to rapidly reach redox and geochemical conditions that facilitate microbially mediated reduction. 2020-2021 are operational conditions. The treatment media contributes to total Ar, Fe and Mn concentrations above the MCLs and drinking water standards. Data indicate that the treatment media in the Seep Treatment Cell and PRB is capable of treating water entering the system with total Se concentrations as high as 6.87 mg/L as well as total Cd concentrations up to 0.00847 mg/L to levels below their respective MCLs. | GW-65-MA is presented as a cross-gradient well but is also shown to be within the southern flow path that moves through the PRB. | GW sampling location GW-41-MA was determined to be upgradient from GW-65-MA on south flow path from Figure 10-5 on page 217. Data collection for upgradient/downgradient wells is in some instances shifted by a day. Flow rate is the range of hydraulic conductivity along the preferential flow pathways.
Final Treatability Study Findings Report Field-Scale Permeable Reactive Barrier Pilot Study Conda/Woodall Mountain Mine | Conda/Woodall Mountain Mine | IDN001002862 | N/A | N/A | GM-65-MA | Former mining site | Permeable reactive barrier (PRB) with seep treatment cell pre-treatment | Passive | Permeable reactive barrier (PRB) | Pre-treatment | Overburden pile in the headwaters areas of Pedro Creek | Y | PRB with pre-treatment | Specific technologies not specified. PRB is chemical and microbially mediated processes that reduce selenate to selenite and then selenium. Treatment media includes a carbon source (i.e. woodchips), alfalfa hay, and inert sand. Seep treatment cell is pre-treatment cell with treatment media. | Access to the groundwater table is needed. Trench excavated through water-bearing zones of alluvial deposits and into underlying weathered bedrock. | Pilot | 2018-2021, modifications made in 2019 to address seepage | Vanadium | V, total | mg/L | N | N/A | [6 empty] | 0.0216 | 0.0037 | -483.7838 |  |  |  | 0.00373 | 2020 - 2021 Average, from operational period, not whole dataset | Data not provided | Data not provided | 0.0023 | 2020 - 2021 Average, from operational period, not whole dataset | Data not provided | Data not provided | Data not provided | Downgradient | 6.7 | 0.24 | mg/L | 5.85 | °C | Data not provided | N/A | Data not provided | N/A | -223.3 | mV | 3179.9 | µmhos/cm | Turbidity = 3.13 | NTU | data not provided | data not provided | data not provided | data not provided | data not provided | data not provided | Y | Groundwater Comparison Values: U.S. EPA Residential Tap Water Regional Screening Level, Hazard Index 1.0 0.086 mg/L Assessment of treatment goals based on well-specific averages for 2020-2021 | None, other than noted elsewhere | An insufficient amount of time since completion of the Pilot Study to adequately evaluate lifespan of the treatment media. The change in alkalinity can be used as an indicator of change in the ability of the media to treat selenium. Alkalinity remained relatively similar after 2 years of operation indicating that after 2 years of operation the microbially-mediated chemical reduction of selenium remains similar to the study onset. | Design had insufficient capacity to contain the flux of snow melt in addition to seep water. Soils in the area of the PRB are tight. In the future, when in an layered alluvial system, incorporate a gravel "pressure relief/effluent storage" zone on the downgradient edge to allow for increased ability to receive effluent water and/or flow onto the land surface if capacity is reached. The hydrogeological study was performed during fall low flow conditions as were the excavation and installation of the PRB bench. Additional water zones may be present during different water levels, so future design data collection should include a hydrogeological investigation in the spring to better characterize flux and water bearing zones in the aquifer during high water conditions. The PRB increased Ar, Fe, Mn and Ur due to eroded overburden material in the lenses on the walls of the excavation and from the seep and sedimentation basin sediments transferred to the PRB. Oxidizing conditions favorable to mobilization of Ur exist when ORP is above -200 mV. Bicarbonate that is likely dominant in the near neutral pH conditions in the vicinity of the PRB can enhance Ur mobility. Redox cycling from fluctuating water table can cause Ur mobilization. Heterogeneity of groundwater inflow along the trench, contact with runoff of mine materials, and microbial activity all contribute to factors affecting degree of treatment within the PRB. The incorporation of the Pilot Study into a potential remedy for the Pedro Creek Sub-Basin, at its current scale and in absence of other actions, may require some modifications to facilitate handling of high spring inflows and additional treatment to address the transport of released uranium into the shallow groundwater and surface water. | Operation and maintenance cost, including remote monitoring (e.g., transducers, telemetry, and cameras) and performance monitoring (e.g., sampling, analysis, and reporting), ranges between $20,000 to $40,000 per month. The capital cost for the construction of the PRB and STC was approximately $1.2M including the media, trenching, infiltration gallery, cover, and stormwater controls, or roughly $180/cubic yard of reactive media (1,200 cubic yards for the PRB and 5,500 cubic yards for the STC). | System is seep treatment cell effluent to PRB. Treatment media: 50% granular support media, 12.5% chopped alfalfa hay, 37.5% woodchips/shavings. Average hydraulic conductivity of 8.8-116.2 ft/day in the media. Trench excavated to dry, silty-clay, weathered Dinwoody Formation material to prevent groundwater flow from bypassing under the PRB. Eroded overburden was encountered. Media placed to a depth of 2 ft bgs, covered by non-woven geotextile and 2 ft of Dinwoody Formation material. Infiltration gallery was constructed upgradient to the PRB, and overburden was encountered. Infiltration gallery was overexcavated and compacted Dinwoody Formation materials were used on the base and sidewalls to reduce water contact with the overburden. It was backfilled with coarse drain rock and covered with non-woven geotextile and Dinwoody Formation material. PRB is relatively easy to implement with readily available material and equipment but using the technology to treat seeps or shallow groundwater in close proximity to overburden disposal piles should be approached with caution. The presence of run-of-mine shales in and around excavations contributes to mobilization of unwanted constituents (e.g. arsenic, uranium) | The objectives for the Pilot Study are consistent with the preliminary Remedial Action Objectives (RAOs) for groundwater remedies at Conda. Based on observations from the 2019 and 2020 monitoring, modifications were made to the Pilot Study in fall of 2020. In coordination with the Agencies, it was decided that the modification will require further monitoring in 2021 to fully meet the Pilot Study objectives. 2018-2019 start up period had differing conditions from 2020-2021, and the conditions were not considered representative of long term trends, but reflect the capability of the media to rapidly reach redox and geochemical conditions that facilitate microbially mediated reduction. 2020-2021 are operational conditions. The treatment media contributes to total Ar, Fe and Mn concentrations above the MCLs and drinking water standards. Data indicate that the treatment media in the Seep Treatment Cell and PRB is capable of treating water entering the system with total Se concentrations as high as 6.87 mg/L as well as total Cd concentrations up to 0.00847 mg/L to levels below their respective MCLs. | GW-65-MA is presented as a cross-gradient well but is also shown to be within the southern flow path that moves through the PRB. | GW sampling location GW-41-MA was determined to be upgradient from GW-65-MA on south flow path from Figure 10-5 on page 217.Data collection for upgradient/downgradient wells is in some instances shifted by a day. Flow rate is the range of hydraulic conductivity along the preferential flow pathways.
Final Treatability Study Findings Report Field-Scale Permeable Reactive Barrier Pilot Study Conda/Woodall Mountain Mine | Conda/Woodall Mountain Mine | IDN001002862 | N/A | N/A | GM-65-MA | Former mining site | Permeable reactive barrier (PRB) with seep treatment cell pre-treatment | Passive | Permeable reactive barrier (PRB) | Pre-treatment | Overburden pile in the headwaters areas of Pedro Creek | Y | PRB with pre-treatment | Specific technologies not specified. PRB is chemical and microbially mediated processes that reduce selenate to selenite and then selenium. Treatment media includes a carbon source (i.e. woodchips), alfalfa hay, and inert sand. Seep treatment cell is pre-treatment cell with treatment media. | Access to the groundwater table is needed. Trench excavated through water-bearing zones of alluvial deposits and into underlying weathered bedrock. | Pilot | 2018-2021, modifications made in 2019 to address seepage | Vanadium | V, dissolved | mg/L | N | N/A | [9 empty] | 0.0008 | 0.0034 | 76.4706 | 0.00368 | 2020 - 2021 Average, from operational period, not whole dataset | Data not provided | Data not provided | 0.00166 | 2020 - 2021 Average, from operational period, not whole dataset | Data not provided | Data not provided | Data not provided | Downgradient | 6.61 | -0.1 | mg/L | 12.1 | °C | Data not provided | N/A | Data not provided | N/A | -168.7 | mV | 3160 | µmhos/cm | Turbidity = 9.09 | NTU | data not provided | data not provided | data not provided | data not provided | data not provided | data not provided | N/A | No groundwater comparison value | None, other than noted elsewhere | An insufficient amount of time since completion of the Pilot Study to adequately evaluate lifespan of the treatment media. The change in alkalinity can be used as an indicator of change in the ability of the media to treat selenium. Alkalinity remained relatively similar after 2 years of operation indicating that after 2 years of operation the microbially-mediated chemical reduction of selenium remains similar to the study onset. | Design had insufficient capacity to contain the flux of snow melt in addition to seep water. Soils in the area of the PRB are tight. In the future, when in an layered alluvial system, incorporate a gravel "pressure relief/effluent storage" zone on the downgradient edge to allow for increased ability to receive effluent water and/or flow onto the land surface if capacity is reached. The hydrogeological study was performed during fall low flow conditions as were the excavation and installation of the PRB bench. Additional water zones may be present during different water levels, so future design data collection should include a hydrogeological investigation in the spring to better characterize flux and water bearing zones in the aquifer during high water conditions. The PRB increased Ar, Fe, Mn and Ur due to eroded overburden material in the lenses on the walls of the excavation and from the seep and sedimentation basin sediments transferred to the PRB. Oxidizing conditions favorable to mobilization of Ur exist when ORP is above -200 mV. Bicarbonate that is likely dominant in the near neutral pH conditions in the vicinity of the PRB can enhance Ur mobility. Redox cycling from fluctuating water table can cause Ur mobilization. Heterogeneity of groundwater inflow along the trench, contact with runoff of mine materials, and microbial activity all contribute to factors affecting degree of treatment within the PRB. The incorporation of the Pilot Study into a potential remedy for the Pedro Creek Sub-Basin, at its current scale and in absence of other actions, may require some modifications to facilitate handling of high spring inflows and additional treatment to address the transport of released uranium into the shallow groundwater and surface water. | Operation and maintenance cost, including remote monitoring (e.g., transducers, telemetry, and cameras) and performance monitoring (e.g., sampling, analysis, and reporting), ranges between $20,000 to $40,000 per month. The capital cost for the construction of the PRB and STC was approximately $1.2M including the media, trenching, infiltration gallery, cover, and stormwater controls, or roughly $180/cubic yard of reactive media (1,200 cubic yards for the PRB and 5,500 cubic yards for the STC). | System is seep treatment cell effluent to PRB. Treatment media: 50% granular support media, 12.5% chopped alfalfa hay, 37.5% woodchips/shavings. Average hydraulic conductivity of 8.8-116.2 ft/day in the media. Trench excavated to dry, silty-clay, weathered Dinwoody Formation material to prevent groundwater flow from bypassing under the PRB. Eroded overburden was encountered. Media placed to a depth of 2 ft bgs, covered by non-woven geotextile and 2 ft of Dinwoody Formation material. Infiltration gallery was constructed upgradient to the PRB, and overburden was encountered. Infiltration gallery was overexcavated and compacted Dinwoody Formation materials were used on the base and sidewalls to reduce water contact with the overburden. It was backfilled with coarse drain rock and covered with non-woven geotextile and Dinwoody Formation material. PRB is relatively easy to implement with readily available material and equipment but using the technology to treat seeps or shallow groundwater in close proximity to overburden disposal piles should be approached with caution. The presence of run-of-mine shales in and around excavations contributes to mobilization of unwanted constituents (e.g. arsenic, uranium) | The objectives for the Pilot Study are consistent with the preliminary Remedial Action Objectives (RAOs) for groundwater remedies at Conda. Based on observations from the 2019 and 2020 monitoring, modifications were made to the Pilot Study in fall of 2020. In coordination with the Agencies, it was decided that the modification will require further monitoring in 2021 to fully meet the Pilot Study objectives. 2018-2019 start up period had differing conditions from 2020-2021, and the conditions were not considered representative of long term trends, but reflect the capability of the media to rapidly reach redox and geochemical conditions that facilitate microbially mediated reduction. 2020-2021 are operational conditions. The treatment media contributes to total Ar, Fe and Mn concentrations above the MCLs and drinking water standards. Data indicate that the treatment media in the Seep Treatment Cell and PRB is capable of treating water entering the system with total Se concentrations as high as 6.87 mg/L as well as total Cd concentrations up to 0.00847 mg/L to levels below their respective MCLs. | GW-65-MA is presented as a cross-gradient well but is also shown to be within the southern flow path that moves through the PRB. | GW sampling location GW-41-MA was determined to be upgradient from GW-65-MA on south flow path from Figure 10-5 on page 217. Data collection for upgradient/downgradient wells is in some instances shifted by a day. Flow rate is the range of hydraulic conductivity along the preferential flow pathways.
Final Treatability Study Findings Report Field-Scale Permeable Reactive Barrier Pilot Study Conda/Woodall Mountain Mine | Conda/Woodall Mountain Mine | IDN001002862 | N/A | N/A | GM-65-MA | Former mining site | Permeable reactive barrier (PRB) with seep treatment cell pre-treatment | Passive | Permeable reactive barrier (PRB) | Pre-treatment | Overburden pile in the headwaters areas of Pedro Creek | Y | PRB with pre-treatment | Specific technologies not specified. PRB is chemical and microbially mediated processes that reduce selenate to selenite and then selenium. Treatment media includes a carbon source (i.e. woodchips), alfalfa hay, and inert sand. Seep treatment cell is pre-treatment cell with treatment media. | Access to the groundwater table is needed. Trench excavated through water-bearing zones of alluvial deposits and into underlying weathered bedrock. | Pilot | 2018-2021, modifications made in 2019 to address seepage | Vanadium | V, total | mg/L | N | N/A | [9 empty] | 0.0009 | 0.0034 | 73.5294 | 0.00373 | 2020 - 2021 Average, from operational period, not whole dataset | Data not provided | Data not provided | 0.0023 | 2020 - 2021 Average, from operational period, not whole dataset | Data not provided | Data not provided | Data not provided | Downgradient | 6.61 | -0.1 | mg/L | 12.1 | °C | Data not provided | N/A | Data not provided | N/A | -168.7 | mV | 3160 | µmhos/cm | Turbidity = 9.09 | NTU | data not provided | data not provided | data not provided | data not provided | data not provided | data not provided | Y | Groundwater Comparison Values: U.S. EPA Residential Tap Water Regional Screening Level, Hazard Index 1.0 0.086 mg/L Assessment of treatment goals based on well-specific averages for 2020-2021 | None, other than noted elsewhere | An insufficient amount of time since completion of the Pilot Study to adequately evaluate lifespan of the treatment media. The change in alkalinity can be used as an indicator of change in the ability of the media to treat selenium. Alkalinity remained relatively similar after 2 years of operation indicating that after 2 years of operation the microbially-mediated chemical reduction of selenium remains similar to the study onset. | Design had insufficient capacity to contain the flux of snow melt in addition to seep water. Soils in the area of the PRB are tight. In the future, when in an layered alluvial system, incorporate a gravel "pressure relief/effluent storage" zone on the downgradient edge to allow for increased ability to receive effluent water and/or flow onto the land surface if capacity is reached. The hydrogeological study was performed during fall low flow conditions as were the excavation and installation of the PRB bench. Additional water zones may be present during different water levels, so future design data collection should include a hydrogeological investigation in the spring to better characterize flux and water bearing zones in the aquifer during high water conditions. The PRB increased Ar, Fe, Mn and Ur due to eroded overburden material in the lenses on the walls of the excavation and from the seep and sedimentation basin sediments transferred to the PRB. Oxidizing conditions favorable to mobilization of Ur exist when ORP is above -200 mV. Bicarbonate that is likely dominant in the near neutral pH conditions in the vicinity of the PRB can enhance Ur mobility. Redox cycling from fluctuating water table can cause Ur mobilization. Heterogeneity of groundwater inflow along the trench, contact with runoff of mine materials, and microbial activity all contribute to factors affecting degree of treatment within the PRB. The incorporation of the Pilot Study into a potential remedy for the Pedro Creek Sub-Basin, at its current scale and in absence of other actions, may require some modifications to facilitate handling of high spring inflows and additional treatment to address the transport of released uranium into the shallow groundwater and surface water. | Operation and maintenance cost, including remote monitoring (e.g., transducers, telemetry, and cameras) and performance monitoring (e.g., sampling, analysis, and reporting), ranges between $20,000 to $40,000 per month. The capital cost for the construction of the PRB and STC was approximately $1.2M including the media, trenching, infiltration gallery, cover, and stormwater controls, or roughly $180/cubic yard of reactive media (1,200 cubic yards for the PRB and 5,500 cubic yards for the STC). | System is seep treatment cell effluent to PRB. Treatment media: 50% granular support media, 12.5% chopped alfalfa hay, 37.5% woodchips/shavings. Average hydraulic conductivity of 8.8-116.2 ft/day in the media. Trench excavated to dry, silty-clay, weathered Dinwoody Formation material to prevent groundwater flow from bypassing under the PRB. Eroded overburden was encountered. Media placed to a depth of 2 ft bgs, covered by non-woven geotextile and 2 ft of Dinwoody Formation material. Infiltration gallery was constructed upgradient to the PRB, and overburden was encountered. Infiltration gallery was overexcavated and compacted Dinwoody Formation materials were used on the base and sidewalls to reduce water contact with the overburden. It was backfilled with coarse drain rock and covered with non-woven geotextile and Dinwoody Formation material. PRB is relatively easy to implement with readily available material and equipment but using the technology to treat seeps or shallow groundwater in close proximity to overburden disposal piles should be approached with caution. The presence of run-of-mine shales in and around excavations contributes to mobilization of unwanted constituents (e.g. arsenic, uranium) | The objectives for the Pilot Study are consistent with the preliminary Remedial Action Objectives (RAOs) for groundwater remedies at Conda. Based on observations from the 2019 and 2020 monitoring, modifications were made to the Pilot Study in fall of 2020. In coordination with the Agencies, it was decided that the modification will require further monitoring in 2021 to fully meet the Pilot Study objectives. 2018-2019 start up period had differing conditions from 2020-2021, and the conditions were not considered representative of long term trends, but reflect the capability of the media to rapidly reach redox and geochemical conditions that facilitate microbially mediated reduction. 2020-2021 are operational conditions. The treatment media contributes to total Ar, Fe and Mn concentrations above the MCLs and drinking water standards. Data indicate that the treatment media in the Seep Treatment Cell and PRB is capable of treating water entering the system with total Se concentrations as high as 6.87 mg/L as well as total Cd concentrations up to 0.00847 mg/L to levels below their respective MCLs. | GW-65-MA is presented as a cross-gradient well but is also shown to be within the southern flow path that moves through the PRB. | GW sampling location GW-41-MA was determined to be upgradient from GW-65-MA on south flow path from Figure 10-5 on page 217.Data collection for upgradient/downgradient wells is in some instances shifted by a day. Flow rate is the range of hydraulic conductivity along the preferential flow pathways.
Final Treatability Study Findings Report Field-Scale Permeable Reactive Barrier Pilot Study Conda/Woodall Mountain Mine | Conda/Woodall Mountain Mine | IDN001002862 | N/A | N/A | GW-41-MA | Former mining site | Permeable reactive barrier (PRB) with seep treatment cell pre-treatment | Passive | Permeable reactive barrier (PRB) | Pre-treatment | Overburden pile in the headwaters areas of Pedro Creek | Y | PRB with pre-treatment | Specific technologies not specified. PRB is chemical and microbially mediated processes that reduce selenate to selenite and then selenium. Treatment media includes a carbon source (i.e. woodchips), alfalfa hay, and inert sand. Seep treatment cell is pre-treatment cell with treatment media. | Access to the groundwater table is needed. Trench excavated through water-bearing zones of alluvial deposits and into underlying weathered bedrock. | Pilot | 2018-2021, modifications made in 2019 to address seepage | Zinc | Zn, dissolved | mg/L | N | N/A | 0.14 | 0.0023 | 98.3571 | [9 empty] | 0.108 | 2020 - 2021 Average, from operational period, not whole dataset | Data not provided | Data not provided | 0.0021 | 2020 - 2021 Average, from operational period, not whole dataset | Data not provided | Data not provided | Data not provided | Upgradient | 6.97 | 0.01 | mg/L | 10.4 | °C | Data not provided | N/A | Data not provided | N/A | 184.1 | mV | 3392 | µmhos/cm | Turbidity = 2.5 | NTU | data not provided | data not provided | data not provided | data not provided | data not provided | data not provided | N/A | No groundwater comparison value | None, other than noted elsewhere | An insufficient amount of time since completion of the Pilot Study to adequately evaluate lifespan of the treatment media. The change in alkalinity can be used as an indicator of change in the ability of the media to treat selenium. Alkalinity remained relatively similar after 2 years of operation indicating that after 2 years of operation the microbially-mediated chemical reduction of selenium remains similar to the study onset. | Design had insufficient capacity to contain the flux of snow melt in addition to seep water. Soils in the area of the PRB are tight. In the future, when in an layered alluvial system, incorporate a gravel "pressure relief/effluent storage" zone on the downgradient edge to allow for increased ability to receive effluent water and/or flow onto the land surface if capacity is reached. The hydrogeological study was performed during fall low flow conditions as were the excavation and installation of the PRB bench. Additional water zones may be present during different water levels, so future design data collection should include a hydrogeological investigation in the spring to better characterize flux and water bearing zones in the aquifer during high water conditions. The PRB increased Ar, Fe, Mn and Ur due to eroded overburden material in the lenses on the walls of the excavation and from the seep and sedimentation basin sediments transferred to the PRB. Oxidizing conditions favorable to mobilization of Ur exist when ORP is above -200 mV. Bicarbonate that is likely dominant in the near neutral pH conditions in the vicinity of the PRB can enhance Ur mobility. Redox cycling from fluctuating water table can cause Ur mobilization. Heterogeneity of groundwater inflow along the trench, contact with runoff of mine materials, and microbial activity all contribute to factors affecting degree of treatment within the PRB. The incorporation of the Pilot Study into a potential remedy for the Pedro Creek Sub-Basin, at its current scale and in absence of other actions, may require some modifications to facilitate handling of high spring inflows and additional treatment to address the transport of released uranium into the shallow groundwater and surface water. | Operation and maintenance cost, including remote monitoring (e.g., transducers, telemetry, and cameras) and performance monitoring (e.g., sampling, analysis, and reporting), ranges between $20,000 to $40,000 per month. The capital cost for the construction of the PRB and STC was approximately $1.2M including the media, trenching, infiltration gallery, cover, and stormwater controls, or roughly $180/cubic yard of reactive media (1,200 cubic yards for the PRB and 5,500 cubic yards for the STC). | System is seep treatment cell effluent to PRB. Treatment media: 50% granular support media, 12.5% chopped alfalfa hay, 37.5% woodchips/shavings. Average hydraulic conductivity of 8.8-116.2 ft/day in the media. Trench excavated to dry, silty-clay, weathered Dinwoody Formation material to prevent groundwater flow from bypassing under the PRB. Eroded overburden was encountered. Media placed to a depth of 2 ft bgs, covered by non-woven geotextile and 2 ft of Dinwoody Formation material. Infiltration gallery was constructed upgradient to the PRB, and overburden was encountered. Infiltration gallery was overexcavated and compacted Dinwoody Formation materials were used on the base and sidewalls to reduce water contact with the overburden. It was backfilled with coarse drain rock and covered with non-woven geotextile and Dinwoody Formation material. PRB is relatively easy to implement with readily available material and equipment but using the technology to treat seeps or shallow groundwater in close proximity to overburden disposal piles should be approached with caution. The presence of run-of-mine shales in and around excavations contributes to mobilization of unwanted constituents (e.g. arsenic, uranium) | The objectives for the Pilot Study are consistent with the preliminary Remedial Action Objectives (RAOs) for groundwater remedies at Conda. Based on observations from the 2019 and 2020 monitoring, modifications were made to the Pilot Study in fall of 2020. In coordination with the Agencies, it was decided that the modification will require further monitoring in 2021 to fully meet the Pilot Study objectives. 2018-2019 start up period had differing conditions from 2020-2021, and the conditions were not considered representative of long term trends, but reflect the capability of the media to rapidly reach redox and geochemical conditions that facilitate microbially mediated reduction. 2020-2021 are operational conditions. The treatment media contributes to total Ar, Fe and Mn concentrations above the MCLs and drinking water standards. Data indicate that the treatment media in the Seep Treatment Cell and PRB is capable of treating water entering the system with total Se concentrations as high as 6.87 mg/L as well as total Cd concentrations up to 0.00847 mg/L to levels below their respective MCLs. | None, other than those presented elsewhere | GW sampling location GW-41-MA was determined to be upgradient from GW-65-MA on south flow path from Figure 10-5 on page 217. Data collection for upgradient/downgradient wells is in some instances shifted by a day. Flow rate is the range of hydraulic conductivity along the preferential flow pathways.
Final Treatability Study Findings Report Field-Scale Permeable Reactive Barrier Pilot Study Conda/Woodall Mountain Mine | Conda/Woodall Mountain Mine | IDN001002862 | N/A | N/A | GW-41-MA | Former mining site | Permeable reactive barrier (PRB) with seep treatment cell pre-treatment | Passive | Permeable reactive barrier (PRB) | Pre-treatment | Overburden pile in the headwaters areas of Pedro Creek | Y | PRB with pre-treatment | Specific technologies not specified. PRB is chemical and microbially mediated processes that reduce selenate to selenite and then selenium. Treatment media includes a carbon source (i.e. woodchips), alfalfa hay, and inert sand. Seep treatment cell is pre-treatment cell with treatment media. | Access to the groundwater table is needed. Trench excavated through water-bearing zones of alluvial deposits and into underlying weathered bedrock. | Pilot | 2018-2021, modifications made in 2019 to address seepage | Zinc | Zn, total | mg/L | N | N/A | 0.137 | 0.0069 | 94.9635 | [9 empty] | 0.106 | 2020 - 2021 Average, from operational period, not whole dataset | Data not provided | Data not provided | 0.0043 | 2020 - 2021 Average, from operational period, not whole dataset | Data not provided | Data not provided | Data not provided | Upgradient | 6.64 | 0 | mg/L | 9.2 | °C | Data not provided | N/A | Data not provided | N/A | 233.1 | mV | 3275 | µmhos/cm | Turbidity = 9.75 | NTU | data not provided | data not provided | data not provided | data not provided | data not provided | data not provided | Y | Groundwater Comparison Value: U.S. EPA MCL 3.13 mg/L Assessment of treatment goals based on well-specific averages for 2020-2021 | None, other than noted elsewhere | An insufficient amount of time since completion of the Pilot Study to adequately evaluate lifespan of the treatment media. The change in alkalinity can be used as an indicator of change in the ability of the media to treat selenium. Alkalinity remained relatively similar after 2 years of operation indicating that after 2 years of operation the microbially-mediated chemical reduction of selenium remains similar to the study onset. | Design had insufficient capacity to contain the flux of snow melt in addition to seep water. Soils in the area of the PRB are tight. In the future, when in an layered alluvial system, incorporate a gravel "pressure relief/effluent storage" zone on the downgradient edge to allow for increased ability to receive effluent water and/or flow onto the land surface if capacity is reached. The hydrogeological study was performed during fall low flow conditions as were the excavation and installation of the PRB bench. Additional water zones may be present during different water levels, so future design data collection should include a hydrogeological investigation in the spring to better characterize flux and water bearing zones in the aquifer during high water conditions. The PRB increased Ar, Fe, Mn and Ur due to eroded overburden material in the lenses on the walls of the excavation and from the seep and sedimentation basin sediments transferred to the PRB. Oxidizing conditions favorable to mobilization of Ur exist when ORP is above -200 mV. Bicarbonate that is likely dominant in the near neutral pH conditions in the vicinity of the PRB can enhance Ur mobility. Redox cycling from fluctuating water table can cause Ur mobilization. Heterogeneity of groundwater inflow along the trench, contact with runoff of mine materials, and microbial activity all contribute to factors affecting degree of treatment within the PRB. The incorporation of the Pilot Study into a potential remedy for the Pedro Creek Sub-Basin, at its current scale and in absence of other actions, may require some modifications to facilitate handling of high spring inflows and additional treatment to address the transport of released uranium into the shallow groundwater and surface water. | Operation and maintenance cost, including remote monitoring (e.g., transducers, telemetry, and cameras) and performance monitoring (e.g., sampling, analysis, and reporting), ranges between $20,000 to $40,000 per month. The capital cost for the construction of the PRB and STC was approximately $1.2M including the media, trenching, infiltration gallery, cover, and stormwater controls, or roughly $180/cubic yard of reactive media (1,200 cubic yards for the PRB and 5,500 cubic yards for the STC). | System is seep treatment cell effluent to PRB. Treatment media: 50% granular support media, 12.5% chopped alfalfa hay, 37.5% woodchips/shavings. Average hydraulic conductivity of 8.8-116.2 ft/day in the media. Trench excavated to dry, silty-clay, weathered Dinwoody Formation material to prevent groundwater flow from bypassing under the PRB. Eroded overburden was encountered. Media placed to a depth of 2 ft bgs, covered by non-woven geotextile and 2 ft of Dinwoody Formation material. Infiltration gallery was constructed upgradient to the PRB, and overburden was encountered. Infiltration gallery was overexcavated and compacted Dinwoody Formation materials were used on the base and sidewalls to reduce water contact with the overburden. It was backfilled with coarse drain rock and covered with non-woven geotextile and Dinwoody Formation material. PRB is relatively easy to implement with readily available material and equipment but using the technology to treat seeps or shallow groundwater in close proximity to overburden disposal piles should be approached with caution. The presence of run-of-mine shales in and around excavations contributes to mobilization of unwanted constituents (e.g. arsenic, uranium) | The objectives for the Pilot Study are consistent with the preliminary Remedial Action Objectives (RAOs) for groundwater remedies at Conda. Based on observations from the 2019 and 2020 monitoring, modifications were made to the Pilot Study in fall of 2020. In coordination with the Agencies, it was decided that the modification will require further monitoring in 2021 to fully meet the Pilot Study objectives. 2018-2019 start up period had differing conditions from 2020-2021, and the conditions were not considered representative of long term trends, but reflect the capability of the media to rapidly reach redox and geochemical conditions that facilitate microbially mediated reduction. 2020-2021 are operational conditions. The treatment media contributes to total Ar, Fe and Mn concentrations above the MCLs and drinking water standards. Data indicate that the treatment media in the Seep Treatment Cell and PRB is capable of treating water entering the system with total Se concentrations as high as 6.87 mg/L as well as total Cd concentrations up to 0.00847 mg/L to levels below their respective MCLs. | None, other than those presented elsewhere | GW sampling location GW-41-MA was determined to be upgradient from GW-65-MA on south flow path from Figure 10-5 on page 217. Data collection for upgradient/downgradient wells is in some instances shifted by a day. Flow rate is the range of hydraulic conductivity along the preferential flow pathways.
Final Treatability Study Findings Report Field-Scale Permeable Reactive Barrier Pilot Study Conda/Woodall Mountain Mine | Conda/Woodall Mountain Mine | IDN001002862 | N/A | N/A | GW-41-MA | Former mining site | Permeable reactive barrier (PRB) with seep treatment cell pre-treatment | Passive | Permeable reactive barrier (PRB) | Pre-treatment | Overburden pile in the headwaters areas of Pedro Creek | Y | PRB with pre-treatment | Specific technologies not specified. PRB is chemical and microbially mediated processes that reduce selenate to selenite and then selenium. Treatment media includes a carbon source (i.e. woodchips), alfalfa hay, and inert sand. Seep treatment cell is pre-treatment cell with treatment media. | Access to the groundwater table is needed. Trench excavated through water-bearing zones of alluvial deposits and into underlying weathered bedrock. | Pilot | 2018-2021, modifications made in 2019 to address seepage | Zinc | Zn, dissolved | mg/L | N | N/A |  |  |  | 0.0183 | 0.0029 | 84.153 | [6 empty] | 0.108 | 2020 - 2021 Average, from operational period, not whole dataset | Data not provided | Data not provided | 0.0021 | 2020 - 2021 Average, from operational period, not whole dataset | Data not provided | Data not provided | Data not provided | Upgradient | 7.18 | 0.5 | mg/L | 8.93 | °C | Data not provided | N/A | Data not provided | N/A | 35.8 | mV | 1901.4 | µmhos/cm | Turbidity = 2.4 | NTU | data not provided | data not provided | data not provided | data not provided | data not provided | data not provided | N/A | No groundwater comparison value | None, other than noted elsewhere | An insufficient amount of time since completion of the Pilot Study to adequately evaluate lifespan of the treatment media. The change in alkalinity can be used as an indicator of change in the ability of the media to treat selenium. Alkalinity remained relatively similar after 2 years of operation indicating that after 2 years of operation the microbially-mediated chemical reduction of selenium remains similar to the study onset. | Design had insufficient capacity to contain the flux of snow melt in addition to seep water. Soils in the area of the PRB are tight. In the future, when in an layered alluvial system, incorporate a gravel "pressure relief/effluent storage" zone on the downgradient edge to allow for increased ability to receive effluent water and/or flow onto the land surface if capacity is reached. The hydrogeological study was performed during fall low flow conditions as were the excavation and installation of the PRB bench. Additional water zones may be present during different water levels, so future design data collection should include a hydrogeological investigation in the spring to better characterize flux and water bearing zones in the aquifer during high water conditions. The PRB increased Ar, Fe, Mn and Ur due to eroded overburden material in the lenses on the walls of the excavation and from the seep and sedimentation basin sediments transferred to the PRB. Oxidizing conditions favorable to mobilization of Ur exist when ORP is above -200 mV. Bicarbonate that is likely dominant in the near neutral pH conditions in the vicinity of the PRB can enhance Ur mobility. Redox cycling from fluctuating water table can cause Ur mobilization. Heterogeneity of groundwater inflow along the trench, contact with runoff of mine materials, and microbial activity all contribute to factors affecting degree of treatment within the PRB. The incorporation of the Pilot Study into a potential remedy for the Pedro Creek Sub-Basin, at its current scale and in absence of other actions, may require some modifications to facilitate handling of high spring inflows and additional treatment to address the transport of released uranium into the shallow groundwater and surface water. | Operation and maintenance cost, including remote monitoring (e.g., transducers, telemetry, and cameras) and performance monitoring (e.g., sampling, analysis, and reporting), ranges between $20,000 to $40,000 per month. The capital cost for the construction of the PRB and STC was approximately $1.2M including the media, trenching, infiltration gallery, cover, and stormwater controls, or roughly $180/cubic yard of reactive media (1,200 cubic yards for the PRB and 5,500 cubic yards for the STC). | System is seep treatment cell effluent to PRB. Treatment media: 50% granular support media, 12.5% chopped alfalfa hay, 37.5% woodchips/shavings. Average hydraulic conductivity of 8.8-116.2 ft/day in the media. Trench excavated to dry, silty-clay, weathered Dinwoody Formation material to prevent groundwater flow from bypassing under the PRB. Eroded overburden was encountered. Media placed to a depth of 2 ft bgs, covered by non-woven geotextile and 2 ft of Dinwoody Formation material. Infiltration gallery was constructed upgradient to the PRB, and overburden was encountered. Infiltration gallery was overexcavated and compacted Dinwoody Formation materials were used on the base and sidewalls to reduce water contact with the overburden. It was backfilled with coarse drain rock and covered with non-woven geotextile and Dinwoody Formation material. PRB is relatively easy to implement with readily available material and equipment but using the technology to treat seeps or shallow groundwater in close proximity to overburden disposal piles should be approached with caution. The presence of run-of-mine shales in and around excavations contributes to mobilization of unwanted constituents (e.g. arsenic, uranium) | The objectives for the Pilot Study are consistent with the preliminary Remedial Action Objectives (RAOs) for groundwater remedies at Conda. Based on observations from the 2019 and 2020 monitoring, modifications were made to the Pilot Study in fall of 2020. In coordination with the Agencies, it was decided that the modification will require further monitoring in 2021 to fully meet the Pilot Study objectives. 2018-2019 start up period had differing conditions from 2020-2021, and the conditions were not considered representative of long term trends, but reflect the capability of the media to rapidly reach redox and geochemical conditions that facilitate microbially mediated reduction. 2020-2021 are operational conditions. The treatment media contributes to total Ar, Fe and Mn concentrations above the MCLs and drinking water standards. Data indicate that the treatment media in the Seep Treatment Cell and PRB is capable of treating water entering the system with total Se concentrations as high as 6.87 mg/L as well as total Cd concentrations up to 0.00847 mg/L to levels below their respective MCLs. | None, other than those presented elsewhere | GW sampling location GW-41-MA was determined to be upgradient from GW-65-MA on south flow path from Figure 10-5 on page 217. Data collection for upgradient/downgradient wells is in some instances shifted by a day. Flow rate is the range of hydraulic conductivity along the preferential flow pathways.
Final Treatability Study Findings Report Field-Scale Permeable Reactive Barrier Pilot Study Conda/Woodall Mountain Mine | Conda/Woodall Mountain Mine | IDN001002862 | N/A | N/A | GW-41-MA | Former mining site | Permeable reactive barrier (PRB) with seep treatment cell pre-treatment | Passive | Permeable reactive barrier (PRB) | Pre-treatment | Overburden pile in the headwaters areas of Pedro Creek | Y | PRB with pre-treatment | Specific technologies not specified. PRB is chemical and microbially mediated processes that reduce selenate to selenite and then selenium. Treatment media includes a carbon source (i.e. woodchips), alfalfa hay, and inert sand. Seep treatment cell is pre-treatment cell with treatment media. | Access to the groundwater table is needed. Trench excavated through water-bearing zones of alluvial deposits and into underlying weathered bedrock. | Pilot | 2018-2021, modifications made in 2019 to address seepage | Zinc | Zn, total | mg/L | N | N/A |  |  |  | 0.0222 | 0.0057 | 74.3243 | [6 empty] | 0.106 | 2020 - 2021 Average, from operational period, not whole dataset | Data not provided | Data not provided | 0.0043 | 2020 - 2021 Average, from operational period, not whole dataset | Data not provided | Data not provided | Data not provided | Upgradient | 6.84 | 0.3 | mg/L | 10.84 | °C | Data not provided | N/A | Data not provided | N/A | 61.2 | mV | 3014.1 | µmhos/cm | Turbidity = 5.81 | NTU | data not provided | data not provided | data not provided | data not provided | data not provided | data not provided | Y | Groundwater Comparison Value: U.S. EPA MCL 3.13 mg/L Assessment of treatment goals based on well-specific averages for 2020-2021 | None, other than noted elsewhere | An insufficient amount of time since completion of the Pilot Study to adequately evaluate lifespan of the treatment media. The change in alkalinity can be used as an indicator of change in the ability of the media to treat selenium. Alkalinity remained relatively similar after 2 years of operation indicating that after 2 years of operation the microbially-mediated chemical reduction of selenium remains similar to the study onset. | Design had insufficient capacity to contain the flux of snow melt in addition to seep water. Soils in the area of the PRB are tight. In the future, when in an layered alluvial system, incorporate a gravel "pressure relief/effluent storage" zone on the downgradient edge to allow for increased ability to receive effluent water and/or flow onto the land surface if capacity is reached. The hydrogeological study was performed during fall low flow conditions as were the excavation and installation of the PRB bench. Additional water zones may be present during different water levels, so future design data collection should include a hydrogeological investigation in the spring to better characterize flux and water bearing zones in the aquifer during high water conditions. The PRB increased Ar, Fe, Mn and Ur due to eroded overburden material in the lenses on the walls of the excavation and from the seep and sedimentation basin sediments transferred to the PRB. Oxidizing conditions favorable to mobilization of Ur exist when ORP is above -200 mV. Bicarbonate that is likely dominant in the near neutral pH conditions in the vicinity of the PRB can enhance Ur mobility. Redox cycling from fluctuating water table can cause Ur mobilization. Heterogeneity of groundwater inflow along the trench, contact with runoff of mine materials, and microbial activity all contribute to factors affecting degree of treatment within the PRB. The incorporation of the Pilot Study into a potential remedy for the Pedro Creek Sub-Basin, at its current scale and in absence of other actions, may require some modifications to facilitate handling of high spring inflows and additional treatment to address the transport of released uranium into the shallow groundwater and surface water. | Operation and maintenance cost, including remote monitoring (e.g., transducers, telemetry, and cameras) and performance monitoring (e.g., sampling, analysis, and reporting), ranges between $20,000 to $40,000 per month. The capital cost for the construction of the PRB and STC was approximately $1.2M including the media, trenching, infiltration gallery, cover, and stormwater controls, or roughly $180/cubic yard of reactive media (1,200 cubic yards for the PRB and 5,500 cubic yards for the STC). | System is seep treatment cell effluent to PRB. Treatment media: 50% granular support media, 12.5% chopped alfalfa hay, 37.5% woodchips/shavings. Average hydraulic conductivity of 8.8-116.2 ft/day in the media. Trench excavated to dry, silty-clay, weathered Dinwoody Formation material to prevent groundwater flow from bypassing under the PRB. Eroded overburden was encountered. Media placed to a depth of 2 ft bgs, covered by non-woven geotextile and 2 ft of Dinwoody Formation material. Infiltration gallery was constructed upgradient to the PRB, and overburden was encountered. Infiltration gallery was overexcavated and compacted Dinwoody Formation materials were used on the base and sidewalls to reduce water contact with the overburden. It was backfilled with coarse drain rock and covered with non-woven geotextile and Dinwoody Formation material. PRB is relatively easy to implement with readily available material and equipment but using the technology to treat seeps or shallow groundwater in close proximity to overburden disposal piles should be approached with caution. The presence of run-of-mine shales in and around excavations contributes to mobilization of unwanted constituents (e.g. arsenic, uranium) | The objectives for the Pilot Study are consistent with the preliminary Remedial Action Objectives (RAOs) for groundwater remedies at Conda. Based on observations from the 2019 and 2020 monitoring, modifications were made to the Pilot Study in fall of 2020. In coordination with the Agencies, it was decided that the modification will require further monitoring in 2021 to fully meet the Pilot Study objectives. 2018-2019 start up period had differing conditions from 2020-2021, and the conditions were not considered representative of long term trends, but reflect the capability of the media to rapidly reach redox and geochemical conditions that facilitate microbially mediated reduction. 2020-2021 are operational conditions. The treatment media contributes to total Ar, Fe and Mn concentrations above the MCLs and drinking water standards. Data indicate that the treatment media in the Seep Treatment Cell and PRB is capable of treating water entering the system with total Se concentrations as high as 6.87 mg/L as well as total Cd concentrations up to 0.00847 mg/L to levels below their respective MCLs. | None, other than those presented elsewhere | GW sampling location GW-41-MA was determined to be upgradient from GW-65-MA on south flow path from Figure 10-5 on page 217. Data collection for upgradient/downgradient wells is in some instances shifted by a day. Flow rate is the range of hydraulic conductivity along the preferential flow pathways.
Final Treatability Study Findings Report Field-Scale Permeable Reactive Barrier Pilot Study Conda/Woodall Mountain Mine | Conda/Woodall Mountain Mine | IDN001002862 | N/A | N/A | GW-65-MA | Former mining site | Permeable reactive barrier (PRB) with seep treatment cell pre-treatment | Passive | Permeable reactive barrier (PRB) | Pre-treatment | Overburden pile in the headwaters areas of Pedro Creek | Y | PRB with pre-treatment | Specific technologies not specified. PRB is chemical and microbially mediated processes that reduce selenate to selenite and then selenium. Treatment media includes a carbon source (i.e. woodchips), alfalfa hay, and inert sand. Seep treatment cell is pre-treatment cell with treatment media. | Access to the groundwater table is needed. Trench excavated through water-bearing zones of alluvial deposits and into underlying weathered bedrock. | Pilot | 2018-2021, modifications made in 2019 to address seepage | Zinc | Zn, dissolved | mg/L | N | N/A | [6 empty] | 0.008 | 0.0312 | 74.359 |  |  |  | 0.108 | 2020 - 2021 Average, from operational period, not whole dataset | Data not provided | Data not provided | 0.0021 | 2020 - 2021 Average, from operational period, not whole dataset | Data not provided | Data not provided | Data not provided | Downgradient | 6.53 | 0.41 | mg/L | 7.3 | °C | Data not provided | N/A | Data not provided | N/A | 15.2 | mV | 3395 | µmhos/cm | Turbidity = 49 | NTU | data not provided | data not provided | data not provided | data not provided | data not provided | data not provided | N/A | No groundwater comparison value | None, other than noted elsewhere | An insufficient amount of time since completion of the Pilot Study to adequately evaluate lifespan of the treatment media. The change in alkalinity can be used as an indicator of change in the ability of the media to treat selenium. Alkalinity remained relatively similar after 2 years of operation indicating that after 2 years of operation the microbially-mediated chemical reduction of selenium remains similar to the study onset. | Design had insufficient capacity to contain the flux of snow melt in addition to seep water. Soils in the area of the PRB are tight. In the future, when in an layered alluvial system, incorporate a gravel "pressure relief/effluent storage" zone on the downgradient edge to allow for increased ability to receive effluent water and/or flow onto the land surface if capacity is reached. The hydrogeological study was performed during fall low flow conditions as were the excavation and installation of the PRB bench. Additional water zones may be present during different water levels, so future design data collection should include a hydrogeological investigation in the spring to better characterize flux and water bearing zones in the aquifer during high water conditions. The PRB increased Ar, Fe, Mn and Ur due to eroded overburden material in the lenses on the walls of the excavation and from the seep and sedimentation basin sediments transferred to the PRB. Oxidizing conditions favorable to mobilization of Ur exist when ORP is above -200 mV. Bicarbonate that is likely dominant in the near neutral pH conditions in the vicinity of the PRB can enhance Ur mobility. Redox cycling from fluctuating water table can cause Ur mobilization. Heterogeneity of groundwater inflow along the trench, contact with runoff of mine materials, and microbial activity all contribute to factors affecting degree of treatment within the PRB. The incorporation of the Pilot Study into a potential remedy for the Pedro Creek Sub-Basin, at its current scale and in absence of other actions, may require some modifications to facilitate handling of high spring inflows and additional treatment to address the transport of released uranium into the shallow groundwater and surface water. | Operation and maintenance cost, including remote monitoring (e.g., transducers, telemetry, and cameras) and performance monitoring (e.g., sampling, analysis, and reporting), ranges between $20,000 to $40,000 per month. The capital cost for the construction of the PRB and STC was approximately $1.2M including the media, trenching, infiltration gallery, cover, and stormwater controls, or roughly $180/cubic yard of reactive media (1,200 cubic yards for the PRB and 5,500 cubic yards for the STC). | System is seep treatment cell effluent to PRB. Treatment media: 50% granular support media, 12.5% chopped alfalfa hay, 37.5% woodchips/shavings. Average hydraulic conductivity of 8.8-116.2 ft/day in the media. Trench excavated to dry, silty-clay, weathered Dinwoody Formation material to prevent groundwater flow from bypassing under the PRB. Eroded overburden was encountered. Media placed to a depth of 2 ft bgs, covered by non-woven geotextile and 2 ft of Dinwoody Formation material. Infiltration gallery was constructed upgradient to the PRB, and overburden was encountered. Infiltration gallery was overexcavated and compacted Dinwoody Formation materials were used on the base and sidewalls to reduce water contact with the overburden. It was backfilled with coarse drain rock and covered with non-woven geotextile and Dinwoody Formation material. PRB is relatively easy to implement with readily available material and equipment but using the technology to treat seeps or shallow groundwater in close proximity to overburden disposal piles should be approached with caution. The presence of run-of-mine shales in and around excavations contributes to mobilization of unwanted constituents (e.g. arsenic, uranium) | The objectives for the Pilot Study are consistent with the preliminary Remedial Action Objectives (RAOs) for groundwater remedies at Conda. Based on observations from the 2019 and 2020 monitoring, modifications were made to the Pilot Study in fall of 2020. In coordination with the Agencies, it was decided that the modification will require further monitoring in 2021 to fully meet the Pilot Study objectives. 2018-2019 start up period had differing conditions from 2020-2021, and the conditions were not considered representative of long term trends, but reflect the capability of the media to rapidly reach redox and geochemical conditions that facilitate microbially mediated reduction. 2020-2021 are operational conditions. The treatment media contributes to total Ar, Fe and Mn concentrations above the MCLs and drinking water standards. Data indicate that the treatment media in the Seep Treatment Cell and PRB is capable of treating water entering the system with total Se concentrations as high as 6.87 mg/L as well as total Cd concentrations up to 0.00847 mg/L to levels below their respective MCLs. | GW-65-MA is presented as a cross-gradient well but is also shown to be within the southern flow path that moves through the PRB. | GW sampling location GW-41-MA was determined to be upgradient from GW-65-MA on south flow path from Figure 10-5 on page 217. Data collection for upgradient/downgradient wells is in some instances shifted by a day. Flow rate is the range of hydraulic conductivity along the preferential flow pathways.
Final Treatability Study Findings Report Field-Scale Permeable Reactive Barrier Pilot Study Conda/Woodall Mountain Mine | Conda/Woodall Mountain Mine | IDN001002862 | N/A | N/A | GW-65-MA | Former mining site | Permeable reactive barrier (PRB) with seep treatment cell pre-treatment | Passive | Permeable reactive barrier (PRB) | Pre-treatment | Overburden pile in the headwaters areas of Pedro Creek | Y | PRB with pre-treatment | Specific technologies not specified. PRB is chemical and microbially mediated processes that reduce selenate to selenite and then selenium. Treatment media includes a carbon source (i.e. woodchips), alfalfa hay, and inert sand. Seep treatment cell is pre-treatment cell with treatment media. | Access to the groundwater table is needed. Trench excavated through water-bearing zones of alluvial deposits and into underlying weathered bedrock. | Pilot | 2018-2021, modifications made in 2019 to address seepage | Zinc | Zn, total | mg/L | N | N/A | [6 empty] | 0.032 | 0.0313 | -2.2364 |  |  |  | 0.106 | 2020 - 2021 Average, from operational period, not whole dataset | Data not provided | Data not provided | 0.0043 | 2020 - 2021 Average, from operational period, not whole dataset | Data not provided | Data not provided | Data not provided | Downgradient | 6.7 | 0.24 | mg/L | 5.85 | °C | Data not provided | N/A | Data not provided | N/A | -223.3 | mV | 3179.9 | µmhos/cm | Turbidity = 3.13 | NTU | data not provided | data not provided | data not provided | data not provided | data not provided | data not provided | Y | Groundwater Comparison Value: U.S. EPA MCL 3.13 mg/L Assessment of treatment goals based on well-specific averages for 2020-2021 | None, other than noted elsewhere | An insufficient amount of time since completion of the Pilot Study to adequately evaluate lifespan of the treatment media. The change in alkalinity can be used as an indicator of change in the ability of the media to treat selenium. Alkalinity remained relatively similar after 2 years of operation indicating that after 2 years of operation the microbially-mediated chemical reduction of selenium remains similar to the study onset. | Design had insufficient capacity to contain the flux of snow melt in addition to seep water. Soils in the area of the PRB are tight. In the future, when in an layered alluvial system, incorporate a gravel "pressure relief/effluent storage" zone on the downgradient edge to allow for increased ability to receive effluent water and/or flow onto the land surface if capacity is reached. The hydrogeological study was performed during fall low flow conditions as were the excavation and installation of the PRB bench. Additional water zones may be present during different water levels, so future design data collection should include a hydrogeological investigation in the spring to better characterize flux and water bearing zones in the aquifer during high water conditions. The PRB increased Ar, Fe, Mn and Ur due to eroded overburden material in the lenses on the walls of the excavation and from the seep and sedimentation basin sediments transferred to the PRB. Oxidizing conditions favorable to mobilization of Ur exist when ORP is above -200 mV. Bicarbonate that is likely dominant in the near neutral pH conditions in the vicinity of the PRB can enhance Ur mobility. Redox cycling from fluctuating water table can cause Ur mobilization. Heterogeneity of groundwater inflow along the trench, contact with runoff of mine materials, and microbial activity all contribute to factors affecting degree of treatment within the PRB. The incorporation of the Pilot Study into a potential remedy for the Pedro Creek Sub-Basin, at its current scale and in absence of other actions, may require some modifications to facilitate handling of high spring inflows and additional treatment to address the transport of released uranium into the shallow groundwater and surface water. | Operation and maintenance cost, including remote monitoring (e.g., transducers, telemetry, and cameras) and performance monitoring (e.g., sampling, analysis, and reporting), ranges between $20,000 to $40,000 per month. The capital cost for the construction of the PRB and STC was approximately $1.2M including the media, trenching, infiltration gallery, cover, and stormwater controls, or roughly $180/cubic yard of reactive media (1,200 cubic yards for the PRB and 5,500 cubic yards for the STC). | System is seep treatment cell effluent to PRB. Treatment media: 50% granular support media, 12.5% chopped alfalfa hay, 37.5% woodchips/shavings. Average hydraulic conductivity of 8.8-116.2 ft/day in the media. Trench excavated to dry, silty-clay, weathered Dinwoody Formation material to prevent groundwater flow from bypassing under the PRB. Eroded overburden was encountered. Media placed to a depth of 2 ft bgs, covered by non-woven geotextile and 2 ft of Dinwoody Formation material. Infiltration gallery was constructed upgradient to the PRB, and overburden was encountered. Infiltration gallery was overexcavated and compacted Dinwoody Formation materials were used on the base and sidewalls to reduce water contact with the overburden. It was backfilled with coarse drain rock and covered with non-woven geotextile and Dinwoody Formation material. PRB is relatively easy to implement with readily available material and equipment but using the technology to treat seeps or shallow groundwater in close proximity to overburden disposal piles should be approached with caution. The presence of run-of-mine shales in and around excavations contributes to mobilization of unwanted constituents (e.g. arsenic, uranium) | The objectives for the Pilot Study are consistent with the preliminary Remedial Action Objectives (RAOs) for groundwater remedies at Conda. Based on observations from the 2019 and 2020 monitoring, modifications were made to the Pilot Study in fall of 2020. In coordination with the Agencies, it was decided that the modification will require further monitoring in 2021 to fully meet the Pilot Study objectives. 2018-2019 start up period had differing conditions from 2020-2021, and the conditions were not considered representative of long term trends, but reflect the capability of the media to rapidly reach redox and geochemical conditions that facilitate microbially mediated reduction. 2020-2021 are operational conditions. The treatment media contributes to total Ar, Fe and Mn concentrations above the MCLs and drinking water standards. Data indicate that the treatment media in the Seep Treatment Cell and PRB is capable of treating water entering the system with total Se concentrations as high as 6.87 mg/L as well as total Cd concentrations up to 0.00847 mg/L to levels below their respective MCLs. | GW-65-MA is presented as a cross-gradient well but is also shown to be within the southern flow path that moves through the PRB. | GW sampling location GW-41-MA was determined to be upgradient from GW-65-MA on south flow path from Figure 10-5 on page 217. Data collection for upgradient/downgradient wells is in some instances shifted by a day. Flow rate is the range of hydraulic conductivity along the preferential flow pathways.
Final Treatability Study Findings Report Field-Scale Permeable Reactive Barrier Pilot Study Conda/Woodall Mountain Mine | Conda/Woodall Mountain Mine | IDN001002862 | N/A | N/A | GW-65-MA | Former mining site | Permeable reactive barrier (PRB) with seep treatment cell pre-treatment | Passive | Permeable reactive barrier (PRB) | Pre-treatment | Overburden pile in the headwaters areas of Pedro Creek | Y | PRB with pre-treatment | Specific technologies not specified. PRB is chemical and microbially mediated processes that reduce selenate to selenite and then selenium. Treatment media includes a carbon source (i.e. woodchips), alfalfa hay, and inert sand. Seep treatment cell is pre-treatment cell with treatment media. | Access to the groundwater table is needed. Trench excavated through water-bearing zones of alluvial deposits and into underlying weathered bedrock. | Pilot | 2018-2021, modifications made in 2019 to address seepage | Zinc | Zn, dissolved | mg/L | N | N/A | [9 empty] | ND | 0.0324–0.133 | 97.1 - 99.2 | 0.108 | 2020 - 2021 Average, from operational period, not whole dataset | Data not provided | Data not provided | 0.0021 | 2020 - 2021 Average, from operational period, not whole dataset | Data not provided | Data not provided | Data not provided | Downgradient | 6.6–7.03 | (-)0.1–0.19 | mg/L | 8–12.8 | °C | Data not provided | N/A | Data not provided | N/A | (-)276–(-)79.8 | mV | 2831–3249 | µmhos/cm | Turbidity = 3.46–9.09 | NTU | data not provided | data not provided | data not provided | data not provided | data not provided | data not provided | N/A | No groundwater comparison value | None, other than noted elsewhere | An insufficient amount of time since completion of the Pilot Study to adequately evaluate lifespan of the treatment media. The change in alkalinity can be used as an indicator of change in the ability of the media to treat selenium. Alkalinity remained relatively similar after 2 years of operation indicating that after 2 years of operation the microbially-mediated chemical reduction of selenium remains similar to the study onset. | Design had insufficient capacity to contain the flux of snow melt in addition to seep water. Soils in the area of the PRB are tight. In the future, when in an layered alluvial system, incorporate a gravel "pressure relief/effluent storage" zone on the downgradient edge to allow for increased ability to receive effluent water and/or flow onto the land surface if capacity is reached. The hydrogeological study was performed during fall low flow conditions as were the excavation and installation of the PRB bench. Additional water zones may be present during different water levels, so future design data collection should include a hydrogeological investigation in the spring to better characterize flux and water bearing zones in the aquifer during high water conditions. The PRB increased Ar, Fe, Mn and Ur due to eroded overburden material in the lenses on the walls of the excavation and from the seep and sedimentation basin sediments transferred to the PRB. Oxidizing conditions favorable to mobilization of Ur exist when ORP is above -200 mV. Bicarbonate that is likely dominant in the near neutral pH conditions in the vicinity of the PRB can enhance Ur mobility. Redox cycling from fluctuating water table can cause Ur mobilization. Heterogeneity of groundwater inflow along the trench, contact with runoff of mine materials, and microbial activity all contribute to factors affecting degree of treatment within the PRB. The incorporation of the Pilot Study into a potential remedy for the Pedro Creek Sub-Basin, at its current scale and in absence of other actions, may require some modifications to facilitate handling of high spring inflows and additional treatment to address the transport of released uranium into the shallow groundwater and surface water. | Operation and maintenance cost, including remote monitoring (e.g., transducers, telemetry, and cameras) and performance monitoring (e.g., sampling, analysis, and reporting), ranges between $20,000 to $40,000 per month. The capital cost for the construction of the PRB and STC was approximately $1.2M including the media, trenching, infiltration gallery, cover, and stormwater controls, or roughly $180/cubic yard of reactive media (1,200 cubic yards for the PRB and 5,500 cubic yards for the STC). | System is seep treatment cell effluent to PRB. Treatment media: 50% granular support media, 12.5% chopped alfalfa hay, 37.5% woodchips/shavings. Average hydraulic conductivity of 8.8-116.2 ft/day in the media. Trench excavated to dry, silty-clay, weathered Dinwoody Formation material to prevent groundwater flow from bypassing under the PRB. Eroded overburden was encountered. Media placed to a depth of 2 ft bgs, covered by non-woven geotextile and 2 ft of Dinwoody Formation material. Infiltration gallery was constructed upgradient to the PRB, and overburden was encountered. Infiltration gallery was overexcavated and compacted Dinwoody Formation materials were used on the base and sidewalls to reduce water contact with the overburden. It was backfilled with coarse drain rock and covered with non-woven geotextile and Dinwoody Formation material. PRB is relatively easy to implement with readily available material and equipment but using the technology to treat seeps or shallow groundwater in close proximity to overburden disposal piles should be approached with caution. The presence of run-of-mine shales in and around excavations contributes to mobilization of unwanted constituents (e.g. arsenic, uranium) | The objectives for the Pilot Study are consistent with the preliminary Remedial Action Objectives (RAOs) for groundwater remedies at Conda. Based on observations from the 2019 and 2020 monitoring, modifications were made to the Pilot Study in fall of 2020. In coordination with the Agencies, it was decided that the modification will require further monitoring in 2021 to fully meet the Pilot Study objectives. 2018-2019 start up period had differing conditions from 2020-2021, and the conditions were not considered representative of long term trends, but reflect the capability of the media to rapidly reach redox and geochemical conditions that facilitate microbially mediated reduction. 2020-2021 are operational conditions. The treatment media contributes to total Ar, Fe and Mn concentrations above the MCLs and drinking water standards. Data indicate that the treatment media in the Seep Treatment Cell and PRB is capable of treating water entering the system with total Se concentrations as high as 6.87 mg/L as well as total Cd concentrations up to 0.00847 mg/L to levels below their respective MCLs. | GW-65-MA is presented as a cross-gradient well but is also shown to be within the southern flow path that moves through the PRB. | ND = non detect, Detection limit 0.002-0.0027 mg/L. GW sampling location GW-41-MA was determined to be upgradient from GW-65-MA on south flow path from Figure 10-5 on page 217. Data collection for upgradient/downgradient wells is in some instances shifted by a day. Flow rate is the range of hydraulic conductivity along the preferential flow pathways.
Final Treatability Study Findings Report Field-Scale Permeable Reactive Barrier Pilot Study Conda/Woodall Mountain Mine | Conda/Woodall Mountain Mine | IDN001002862 | N/A | N/A | GW-65-MA | Former mining site | Permeable reactive barrier (PRB) with seep treatment cell pre-treatment | Passive | Permeable reactive barrier (PRB) | Pre-treatment | Overburden pile in the headwaters areas of Pedro Creek | Y | PRB with pre-treatment | Specific technologies not specified. PRB is chemical and microbially mediated processes that reduce selenate to selenite and then selenium. Treatment media includes a carbon source (i.e. woodchips), alfalfa hay, and inert sand. Seep treatment cell is pre-treatment cell with treatment media. | Access to the groundwater table is needed. Trench excavated through water-bearing zones of alluvial deposits and into underlying weathered bedrock. | Pilot | 2018-2021, modifications made in 2019 to address seepage | Zinc | Zn, total | mg/L | N | N/A | [9 empty] | ND | 0.0341–0.113 | 97.1 - 99.2 | 0.106 | 2020 - 2021 Average, from operational period, not whole dataset | Data not provided | Data not provided | 0.0043 | 2020 - 2021 Average, from operational period, not whole dataset | Data not provided | Data not provided | Data not provided | Downgradient | 6.55–6.93 | 0–0.19 | mg/L | 8.6–12.8 | °C | Data not provided | N/A | Data not provided | N/A | (-)233.8–(-)31.62.9 | mV | 2831 –3162.9 | µmhos/cm | Turbidity = 3.46–4.2 | NTU | data not provided | data not provided | data not provided | data not provided | data not provided | data not provided | Y | Groundwater Comparison Value: U.S. EPA MCL 3.13 mg/L Assessment of treatment goals based on well-specific averages for 2020-2021 | None, other than noted elsewhere | An insufficient amount of time since completion of the Pilot Study to adequately evaluate lifespan of the treatment media. The change in alkalinity can be used as an indicator of change in the ability of the media to treat selenium. Alkalinity remained relatively similar after 2 years of operation indicating that after 2 years of operation the microbially-mediated chemical reduction of selenium remains similar to the study onset. | Design had insufficient capacity to contain the flux of snow melt in addition to seep water. Soils in the area of the PRB are tight. In the future, when in an layered alluvial system, incorporate a gravel "pressure relief/effluent storage" zone on the downgradient edge to allow for increased ability to receive effluent water and/or flow onto the land surface if capacity is reached. The hydrogeological study was performed during fall low flow conditions as were the excavation and installation of the PRB bench. Additional water zones may be present during different water levels, so future design data collection should include a hydrogeological investigation in the spring to better characterize flux and water bearing zones in the aquifer during high water conditions. The PRB increased Ar, Fe, Mn and Ur due to eroded overburden material in the lenses on the walls of the excavation and from the seep and sedimentation basin sediments transferred to the PRB. Oxidizing conditions favorable to mobilization of Ur exist when ORP is above -200 mV. Bicarbonate that is likely dominant in the near neutral pH conditions in the vicinity of the PRB can enhance Ur mobility. Redox cycling from fluctuating water table can cause Ur mobilization. Heterogeneity of groundwater inflow along the trench, contact with runoff of mine materials, and microbial activity all contribute to factors affecting degree of treatment within the PRB. The incorporation of the Pilot Study into a potential remedy for the Pedro Creek Sub-Basin, at its current scale and in absence of other actions, may require some modifications to facilitate handling of high spring inflows and additional treatment to address the transport of released uranium into the shallow groundwater and surface water. | Operation and maintenance cost, including remote monitoring (e.g., transducers, telemetry, and cameras) and performance monitoring (e.g., sampling, analysis, and reporting), ranges between $20,000 to $40,000 per month. The capital cost for the construction of the PRB and STC was approximately $1.2M including the media, trenching, infiltration gallery, cover, and stormwater controls, or roughly $180/cubic yard of reactive media (1,200 cubic yards for the PRB and 5,500 cubic yards for the STC). | System is seep treatment cell effluent to PRB. Treatment media: 50% granular support media, 12.5% chopped alfalfa hay, 37.5% woodchips/shavings. Average hydraulic conductivity of 8.8-116.2 ft/day in the media. Trench excavated to dry, silty-clay, weathered Dinwoody Formation material to prevent groundwater flow from bypassing under the PRB. Eroded overburden was encountered. Media placed to a depth of 2 ft bgs, covered by non-woven geotextile and 2 ft of Dinwoody Formation material. Infiltration gallery was constructed upgradient to the PRB, and overburden was encountered. Infiltration gallery was overexcavated and compacted Dinwoody Formation materials were used on the base and sidewalls to reduce water contact with the overburden. It was backfilled with coarse drain rock and covered with non-woven geotextile and Dinwoody Formation material. PRB is relatively easy to implement with readily available material and equipment but using the technology to treat seeps or shallow groundwater in close proximity to overburden disposal piles should be approached with caution. The presence of run-of-mine shales in and around excavations contributes to mobilization of unwanted constituents (e.g. arsenic, uranium) | The objectives for the Pilot Study are consistent with the preliminary Remedial Action Objectives (RAOs) for groundwater remedies at Conda. Based on observations from the 2019 and 2020 monitoring, modifications were made to the Pilot Study in fall of 2020. In coordination with the Agencies, it was decided that the modification will require further monitoring in 2021 to fully meet the Pilot Study objectives. 2018-2019 start up period had differing conditions from 2020-2021, and the conditions were not considered representative of long term trends, but reflect the capability of the media to rapidly reach redox and geochemical conditions that facilitate microbially mediated reduction. 2020-2021 are operational conditions. The treatment media contributes to total Ar, Fe and Mn concentrations above the MCLs and drinking water standards. Data indicate that the treatment media in the Seep Treatment Cell and PRB is capable of treating water entering the system with total Se concentrations as high as 6.87 mg/L as well as total Cd concentrations up to 0.00847 mg/L to levels below their respective MCLs. | GW-65-MA is presented as a cross-gradient well but is also shown to be within the southern flow path that moves through the PRB. | ND = non detect, Detection limit 0.002 mg/L. GW sampling location GW-41-MA was determined to be upgradient from GW-65-MA on south flow path from Figure 10-5 on page 217. Data collection for upgradient/downgradient wells is in some instances shifted by a day. Flow rate is the range of hydraulic conductivity along the preferential flow pathways.
Final Treatability Study Findings Report Field-Scale Permeable Reactive Barrier Pilot Study Conda/Woodall Mountain Mine | Conda/Woodall Mountain Mine | IDN001002862 | N/A | N/A | GM-41-MA | Former mining site | Permeable reactive barrier (PRB) with seep treatment cell pre-treatment | Passive | Permeable reactive barrier (PRB) | Pre-treatment | Overburden pile in the headwaters areas of Pedro Creek | Y | PRB with pre-treatment | Specific technologies not specified. PRB is chemical and microbially mediated processes that reduce selenate to selenite and then selenium. Treatment media includes a carbon source (i.e. woodchips), alfalfa hay, and inert sand. Seep treatment cell is pre-treatment cell with treatment media. | Access to the groundwater table is needed. Trench excavated through water-bearing zones of alluvial deposits and into underlying weathered bedrock. | Pilot | 2018-2021, modifications made in 2019 to address seepage | Sulfate | Sulfate, total | mg/L | N | N/A | 2200 | 1950 | 11.3636 | [9 empty] | 2070 | 2020 - 2021 Average, from operational period, not whole dataset | Data not provided | Data not provided | 1985 | 2020 - 2021 Average, from operational period, not whole dataset | Data not provided | Data not provided | Data not provided | Upgradient | 6.78 | 0.1 | mg/L | 11.2 | °C | Data not provided | N/A | Data not provided | N/A | 216 | mV | 3334 | µmhos/cm | Turbidity = 3.99 | NTU | data not provided | data not provided | data not provided | data not provided | data not provided | data not provided | N | Groundwater Comparison Value: U.S. EPA Secondary Drinking Water Standard 250 mg/L Assessment of treatment goals based on well-specific averages for 2020-2021 | None, other than noted elsewhere | An insufficient amount of time since completion of the Pilot Study to adequately evaluate lifespan of the treatment media. The change in alkalinity can be used as an indicator of change in the ability of the media to treat selenium. Alkalinity remained relatively similar after 2 years of operation indicating that after 2 years of operation the microbially-mediated chemical reduction of selenium remains similar to the study onset. | Design had insufficient capacity to contain the flux of snow melt in addition to seep water. Soils in the area of the PRB are tight. In the future, when in an layered alluvial system, incorporate a gravel "pressure relief/effluent storage" zone on the downgradient edge to allow for increased ability to receive effluent water and/or flow onto the land surface if capacity is reached. The hydrogeological study was performed during fall low flow conditions as were the excavation and installation of the PRB bench. Additional water zones may be present during different water levels, so future design data collection should include a hydrogeological investigation in the spring to better characterize flux and water bearing zones in the aquifer during high water conditions. The PRB increased Ar, Fe, Mn and Ur due to eroded overburden material in the lenses on the walls of the excavation and from the seep and sedimentation basin sediments transferred to the PRB. Oxidizing conditions favorable to mobilization of Ur exist when ORP is above -200 mV. Bicarbonate that is likely dominant in the near neutral pH conditions in the vicinity of the PRB can enhance Ur mobility. Redox cycling from fluctuating water table can cause Ur mobilization. Heterogeneity of groundwater inflow along the trench, contact with runoff of mine materials, and microbial activity all contribute to factors affecting degree of treatment within the PRB. The incorporation of the Pilot Study into a potential remedy for the Pedro Creek Sub-Basin, at its current scale and in absence of other actions, may require some modifications to facilitate handling of high spring inflows and additional treatment to address the transport of released uranium into the shallow groundwater and surface water. | Operation and maintenance cost, including remote monitoring (e.g., transducers, telemetry, and cameras) and performance monitoring (e.g., sampling, analysis, and reporting), ranges between $20,000 to $40,000 per month. The capital cost for the construction of the PRB and STC was approximately $1.2M including the media, trenching, infiltration gallery, cover, and stormwater controls, or roughly $180/cubic yard of reactive media (1,200 cubic yards for the PRB and 5,500 cubic yards for the STC). | System is seep treatment cell effluent to PRB. Treatment media: 50% granular support media, 12.5% chopped alfalfa hay, 37.5% woodchips/shavings. Average hydraulic conductivity of 8.8-116.2 ft/day in the media. Trench excavated to dry, silty-clay, weathered Dinwoody Formation material to prevent groundwater flow from bypassing under the PRB. Eroded overburden was encountered. Media placed to a depth of 2 ft bgs, covered by non-woven geotextile and 2 ft of Dinwoody Formation material. Infiltration gallery was constructed upgradient to the PRB, and overburden was encountered. Infiltration gallery was overexcavated and compacted Dinwoody Formation materials were used on the base and sidewalls to reduce water contact with the overburden. It was backfilled with coarse drain rock and covered with non-woven geotextile and Dinwoody Formation material. PRB is relatively easy to implement with readily available material and equipment but using the technology to treat seeps or shallow groundwater in close proximity to overburden disposal piles should be approached with caution. The presence of run-of-mine shales in and around excavations contributes to mobilization of unwanted constituents (e.g. arsenic, uranium) | The objectives for the Pilot Study are consistent with the preliminary Remedial Action Objectives (RAOs) for groundwater remedies at Conda. Based on observations from the 2019 and 2020 monitoring, modifications were made to the Pilot Study in fall of 2020. In coordination with the Agencies, it was decided that the modification will require further monitoring in 2021 to fully meet the Pilot Study objectives. 2018-2019 start up period had differing conditions from 2020-2021, and the conditions were not considered representative of long term trends, but reflect the capability of the media to rapidly reach redox and geochemical conditions that facilitate microbially mediated reduction. 2020-2021 are operational conditions. The treatment media contributes to total Ar, Fe and Mn concentrations above the MCLs and drinking water standards. Data indicate that the treatment media in the Seep Treatment Cell and PRB is capable of treating water entering the system with total Se concentrations as high as 6.87 mg/L as well as total Cd concentrations up to 0.00847 mg/L to levels below their respective MCLs. | None, other than those presented elsewhere | GW sampling location GW-41-MA was determined to be upgradient from GW-65-MA on south flow path from Figure 10-5 on page 217. Data collection for upgradient/downgradient wells is in some instances shifted by a day. Flow rate is the range of hydraulic conductivity along the preferential flow pathways.
Final Treatability Study Findings Report Field-Scale Permeable Reactive Barrier Pilot Study Conda/Woodall Mountain Mine | Conda/Woodall Mountain Mine | IDN001002862 | N/A | N/A | GM-41-MA | Former mining site | Permeable reactive barrier (PRB) with seep treatment cell pre-treatment | Passive | Permeable reactive barrier (PRB) | Pre-treatment | Overburden pile in the headwaters areas of Pedro Creek | Y | PRB with pre-treatment | Specific technologies not specified. PRB is chemical and microbially mediated processes that reduce selenate to selenite and then selenium. Treatment media includes a carbon source (i.e. woodchips), alfalfa hay, and inert sand. Seep treatment cell is pre-treatment cell with treatment media. | Access to the groundwater table is needed. Trench excavated through water-bearing zones of alluvial deposits and into underlying weathered bedrock. | Pilot | 2018-2021, modifications made in 2019 to address seepage | Sulfate | Sulfate, total | mg/L | N | N/A |  |  |  | 1990 | 1510 | 24.1206 | [6 empty] | 2070 | 2020 - 2021 Average, from operational period, not whole dataset | Data not provided | Data not provided | 1985 | 2020 - 2021 Average, from operational period, not whole dataset | Data not provided | Data not provided | Data not provided | Upgradient | 7.18 | 0.5 | mg/L | 8.93 | °C | Data not provided | N/A | Data not provided | N/A | 35.8 | mV | 1901.4 | µmhos/cm | Turbidity = 2.4 | NTU | data not provided | data not provided | data not provided | data not provided | data not provided | data not provided | N | Groundwater Comparison Value: U.S. EPA Secondary Drinking Water Standard 250 mg/L Assessment of treatment goals based on well-specific averages for 2020-2021 | None, other than noted elsewhere | An insufficient amount of time since completion of the Pilot Study to adequately evaluate lifespan of the treatment media. The change in alkalinity can be used as an indicator of change in the ability of the media to treat selenium. Alkalinity remained relatively similar after 2 years of operation indicating that after 2 years of operation the microbially-mediated chemical reduction of selenium remains similar to the study onset. | Design had insufficient capacity to contain the flux of snow melt in addition to seep water. Soils in the area of the PRB are tight. In the future, when in an layered alluvial system, incorporate a gravel "pressure relief/effluent storage" zone on the downgradient edge to allow for increased ability to receive effluent water and/or flow onto the land surface if capacity is reached. The hydrogeological study was performed during fall low flow conditions as were the excavation and installation of the PRB bench. Additional water zones may be present during different water levels, so future design data collection should include a hydrogeological investigation in the spring to better characterize flux and water bearing zones in the aquifer during high water conditions. The PRB increased Ar, Fe, Mn and Ur due to eroded overburden material in the lenses on the walls of the excavation and from the seep and sedimentation basin sediments transferred to the PRB. Oxidizing conditions favorable to mobilization of Ur exist when ORP is above -200 mV. Bicarbonate that is likely dominant in the near neutral pH conditions in the vicinity of the PRB can enhance Ur mobility. Redox cycling from fluctuating water table can cause Ur mobilization. Heterogeneity of groundwater inflow along the trench, contact with runoff of mine materials, and microbial activity all contribute to factors affecting degree of treatment within the PRB. The incorporation of the Pilot Study into a potential remedy for the Pedro Creek Sub-Basin, at its current scale and in absence of other actions, may require some modifications to facilitate handling of high spring inflows and additional treatment to address the transport of released uranium into the shallow groundwater and surface water. | Operation and maintenance cost, including remote monitoring (e.g., transducers, telemetry, and cameras) and performance monitoring (e.g., sampling, analysis, and reporting), ranges between $20,000 to $40,000 per month. The capital cost for the construction of the PRB and STC was approximately $1.2M including the media, trenching, infiltration gallery, cover, and stormwater controls, or roughly $180/cubic yard of reactive media (1,200 cubic yards for the PRB and 5,500 cubic yards for the STC). | System is seep treatment cell effluent to PRB. Treatment media: 50% granular support media, 12.5% chopped alfalfa hay, 37.5% woodchips/shavings. Average hydraulic conductivity of 8.8-116.2 ft/day in the media. Trench excavated to dry, silty-clay, weathered Dinwoody Formation material to prevent groundwater flow from bypassing under the PRB. Eroded overburden was encountered. Media placed to a depth of 2 ft bgs, covered by non-woven geotextile and 2 ft of Dinwoody Formation material. Infiltration gallery was constructed upgradient to the PRB, and overburden was encountered. Infiltration gallery was overexcavated and compacted Dinwoody Formation materials were used on the base and sidewalls to reduce water contact with the overburden. It was backfilled with coarse drain rock and covered with non-woven geotextile and Dinwoody Formation material. PRB is relatively easy to implement with readily available material and equipment but using the technology to treat seeps or shallow groundwater in close proximity to overburden disposal piles should be approached with caution. The presence of run-of-mine shales in and around excavations contributes to mobilization of unwanted constituents (e.g. arsenic, uranium) | The objectives for the Pilot Study are consistent with the preliminary Remedial Action Objectives (RAOs) for groundwater remedies at Conda. Based on observations from the 2019 and 2020 monitoring, modifications were made to the Pilot Study in fall of 2020. In coordination with the Agencies, it was decided that the modification will require further monitoring in 2021 to fully meet the Pilot Study objectives. 2018-2019 start up period had differing conditions from 2020-2021, and the conditions were not considered representative of long term trends, but reflect the capability of the media to rapidly reach redox and geochemical conditions that facilitate microbially mediated reduction. 2020-2021 are operational conditions. The treatment media contributes to total Ar, Fe and Mn concentrations above the MCLs and drinking water standards. Data indicate that the treatment media in the Seep Treatment Cell and PRB is capable of treating water entering the system with total Se concentrations as high as 6.87 mg/L as well as total Cd concentrations up to 0.00847 mg/L to levels below their respective MCLs. | None, other than those presented elsewhere | GW sampling location GW-41-MA was determined to be upgradient from GW-65-MA on south flow path from Figure 10-5 on page 217.Data collection for upgradient/downgradient wells is in some instances shifted by a day. Flow rate is the range of hydraulic conductivity along the preferential flow pathways.
Final Treatability Study Findings Report Field-Scale Permeable Reactive Barrier Pilot Study Conda/Woodall Mountain Mine | Conda/Woodall Mountain Mine | IDN001002862 | N/A | N/A | GM-65-MA | Former mining site | Permeable reactive barrier (PRB) with seep treatment cell pre-treatment | Passive | Permeable reactive barrier (PRB) | Pre-treatment | Overburden pile in the headwaters areas of Pedro Creek | Y | PRB with pre-treatment | Specific technologies not specified. PRB is chemical and microbially mediated processes that reduce selenate to selenite and then selenium. Treatment media includes a carbon source (i.e. woodchips), alfalfa hay, and inert sand. Seep treatment cell is pre-treatment cell with treatment media. | Access to the groundwater table is needed. Trench excavated through water-bearing zones of alluvial deposits and into underlying weathered bedrock. | Pilot | 2018-2021, modifications made in 2019 to address seepage | Sulfate | Sulfate, total | mg/L | N | N/A | [6 empty] | 2180 | 2140 | -1.8692 |  |  |  | 2070 | 2020 - 2021 Average, from operational period, not whole dataset | Data not provided | Data not provided | 1985 | 2020 - 2021 Average, from operational period, not whole dataset | Data not provided | Data not provided | Data not provided | Downgradient | 6.5 | 0.01 | mg/L | 11 | °C | Data not provided | N/A | Data not provided | N/A | -84.5 | mV | 3259 | µmhos/cm | Turbidity = 1.54 | NTU | data not provided | data not provided | data not provided | data not provided | data not provided | data not provided | N | Groundwater Comparison Value: U.S. EPA Secondary Drinking Water Standard 250 mg/L Assessment of treatment goals based on well-specific averages for 2020-2021 | None, other than noted elsewhere | An insufficient amount of time since completion of the Pilot Study to adequately evaluate lifespan of the treatment media. The change in alkalinity can be used as an indicator of change in the ability of the media to treat selenium. Alkalinity remained relatively similar after 2 years of operation indicating that after 2 years of operation the microbially-mediated chemical reduction of selenium remains similar to the study onset. | Design had insufficient capacity to contain the flux of snow melt in addition to seep water. Soils in the area of the PRB are tight. In the future, when in an layered alluvial system, incorporate a gravel "pressure relief/effluent storage" zone on the downgradient edge to allow for increased ability to receive effluent water and/or flow onto the land surface if capacity is reached. The hydrogeological study was performed during fall low flow conditions as were the excavation and installation of the PRB bench. Additional water zones may be present during different water levels, so future design data collection should include a hydrogeological investigation in the spring to better characterize flux and water bearing zones in the aquifer during high water conditions. The PRB increased Ar, Fe, Mn and Ur due to eroded overburden material in the lenses on the walls of the excavation and from the seep and sedimentation basin sediments transferred to the PRB. Oxidizing conditions favorable to mobilization of Ur exist when ORP is above -200 mV. Bicarbonate that is likely dominant in the near neutral pH conditions in the vicinity of the PRB can enhance Ur mobility. Redox cycling from fluctuating water table can cause Ur mobilization. Heterogeneity of groundwater inflow along the trench, contact with runoff of mine materials, and microbial activity all contribute to factors affecting degree of treatment within the PRB. The incorporation of the Pilot Study into a potential remedy for the Pedro Creek Sub-Basin, at its current scale and in absence of other actions, may require some modifications to facilitate handling of high spring inflows and additional treatment to address the transport of released uranium into the shallow groundwater and surface water. | Operation and maintenance cost, including remote monitoring (e.g., transducers, telemetry, and cameras) and performance monitoring (e.g., sampling, analysis, and reporting), ranges between $20,000 to $40,000 per month. The capital cost for the construction of the PRB and STC was approximately $1.2M including the media, trenching, infiltration gallery, cover, and stormwater controls, or roughly $180/cubic yard of reactive media (1,200 cubic yards for the PRB and 5,500 cubic yards for the STC). | System is seep treatment cell effluent to PRB. Treatment media: 50% granular support media, 12.5% chopped alfalfa hay, 37.5% woodchips/shavings. Average hydraulic conductivity of 8.8-116.2 ft/day in the media. Trench excavated to dry, silty-clay, weathered Dinwoody Formation material to prevent groundwater flow from bypassing under the PRB. Eroded overburden was encountered. Media placed to a depth of 2 ft bgs, covered by non-woven geotextile and 2 ft of Dinwoody Formation material. Infiltration gallery was constructed upgradient to the PRB, and overburden was encountered. Infiltration gallery was overexcavated and compacted Dinwoody Formation materials were used on the base and sidewalls to reduce water contact with the overburden. It was backfilled with coarse drain rock and covered with non-woven geotextile and Dinwoody Formation material. PRB is relatively easy to implement with readily available material and equipment but using the technology to treat seeps or shallow groundwater in close proximity to overburden disposal piles should be approached with caution. The presence of run-of-mine shales in and around excavations contributes to mobilization of unwanted constituents (e.g. arsenic, uranium) | The objectives for the Pilot Study are consistent with the preliminary Remedial Action Objectives (RAOs) for groundwater remedies at Conda. Based on observations from the 2019 and 2020 monitoring, modifications were made to the Pilot Study in fall of 2020. In coordination with the Agencies, it was decided that the modification will require further monitoring in 2021 to fully meet the Pilot Study objectives. 2018-2019 start up period had differing conditions from 2020-2021, and the conditions were not considered representative of long term trends, but reflect the capability of the media to rapidly reach redox and geochemical conditions that facilitate microbially mediated reduction. 2020-2021 are operational conditions. The treatment media contributes to total Ar, Fe and Mn concentrations above the MCLs and drinking water standards. Data indicate that the treatment media in the Seep Treatment Cell and PRB is capable of treating water entering the system with total Se concentrations as high as 6.87 mg/L as well as total Cd concentrations up to 0.00847 mg/L to levels below their respective MCLs. | GW-65-MA is presented as a cross-gradient well but is also shown to be within the southern flow path that moves through the PRB. | GW sampling location GW-41-MA was determined to be upgradient from GW-65-MA on south flow path from Figure 10-5 on page 217. Data collection for upgradient/downgradient wells is in some instances shifted by a day. Flow rate is the range of hydraulic conductivity along the preferential flow pathways.
Final Treatability Study Findings Report Field-Scale Permeable Reactive Barrier Pilot Study Conda/Woodall Mountain Mine | Conda/Woodall Mountain Mine | IDN001002862 | N/A | N/A | GM-65-MA | Former mining site | Permeable reactive barrier (PRB) with seep treatment cell pre-treatment | Passive | Permeable reactive barrier (PRB) | Pre-treatment | Overburden pile in the headwaters areas of Pedro Creek | Y | PRB with pre-treatment | Specific technologies not specified. PRB is chemical and microbially mediated processes that reduce selenate to selenite and then selenium. Treatment media includes a carbon source (i.e. woodchips), alfalfa hay, and inert sand. Seep treatment cell is pre-treatment cell with treatment media. | Access to the groundwater table is needed. Trench excavated through water-bearing zones of alluvial deposits and into underlying weathered bedrock. | Pilot | 2018-2021, modifications made in 2019 to address seepage | Sulfate | Sulfate, total | mg/L | N | N/A | [9 empty] | 1510 | 1990 | 24.1206 | 2070 | 2020 - 2021 Average, from operational period, not whole dataset | Data not provided | Data not provided | 1985 | 2020 - 2021 Average, from operational period, not whole dataset | Data not provided | Data not provided | Data not provided | Downgradient | 6.55 | -0.01 | mg/L | 7.5 | °C | Data not provided | N/A | Data not provided | N/A | -94.3 | mV | 2759 | µmhos/cm | Turbidity = 16.33 | NTU | data not provided | data not provided | data not provided | data not provided | data not provided | data not provided | N | Groundwater Comparison Value: U.S. EPA Secondary Drinking Water Standard 250 mg/L Assessment of treatment goals based on well-specific averages for 2020-2021 | None, other than noted elsewhere | An insufficient amount of time since completion of the Pilot Study to adequately evaluate lifespan of the treatment media. The change in alkalinity can be used as an indicator of change in the ability of the media to treat selenium. Alkalinity remained relatively similar after 2 years of operation indicating that after 2 years of operation the microbially-mediated chemical reduction of selenium remains similar to the study onset. | Design had insufficient capacity to contain the flux of snow melt in addition to seep water. Soils in the area of the PRB are tight. In the future, when in an layered alluvial system, incorporate a gravel "pressure relief/effluent storage" zone on the downgradient edge to allow for increased ability to receive effluent water and/or flow onto the land surface if capacity is reached. The hydrogeological study was performed during fall low flow conditions as were the excavation and installation of the PRB bench. Additional water zones may be present during different water levels, so future design data collection should include a hydrogeological investigation in the spring to better characterize flux and water bearing zones in the aquifer during high water conditions. The PRB increased Ar, Fe, Mn and Ur due to eroded overburden material in the lenses on the walls of the excavation and from the seep and sedimentation basin sediments transferred to the PRB. Oxidizing conditions favorable to mobilization of Ur exist when ORP is above -200 mV. Bicarbonate that is likely dominant in the near neutral pH conditions in the vicinity of the PRB can enhance Ur mobility. Redox cycling from fluctuating water table can cause Ur mobilization. Heterogeneity of groundwater inflow along the trench, contact with runoff of mine materials, and microbial activity all contribute to factors affecting degree of treatment within the PRB. The incorporation of the Pilot Study into a potential remedy for the Pedro Creek Sub-Basin, at its current scale and in absence of other actions, may require some modifications to facilitate handling of high spring inflows and additional treatment to address the transport of released uranium into the shallow groundwater and surface water. | Operation and maintenance cost, including remote monitoring (e.g., transducers, telemetry, and cameras) and performance monitoring (e.g., sampling, analysis, and reporting), ranges between $20,000 to $40,000 per month. The capital cost for the construction of the PRB and STC was approximately $1.2M including the media, trenching, infiltration gallery, cover, and stormwater controls, or roughly $180/cubic yard of reactive media (1,200 cubic yards for the PRB and 5,500 cubic yards for the STC). | System is seep treatment cell effluent to PRB. Treatment media: 50% granular support media, 12.5% chopped alfalfa hay, 37.5% woodchips/shavings. Average hydraulic conductivity of 8.8-116.2 ft/day in the media. Trench excavated to dry, silty-clay, weathered Dinwoody Formation material to prevent groundwater flow from bypassing under the PRB. Eroded overburden was encountered. Media placed to a depth of 2 ft bgs, covered by non-woven geotextile and 2 ft of Dinwoody Formation material. Infiltration gallery was constructed upgradient to the PRB, and overburden was encountered. Infiltration gallery was overexcavated and compacted Dinwoody Formation materials were used on the base and sidewalls to reduce water contact with the overburden. It was backfilled with coarse drain rock and covered with non-woven geotextile and Dinwoody Formation material. PRB is relatively easy to implement with readily available material and equipment but using the technology to treat seeps or shallow groundwater in close proximity to overburden disposal piles should be approached with caution. The presence of run-of-mine shales in and around excavations contributes to mobilization of unwanted constituents (e.g. arsenic, uranium) | The objectives for the Pilot Study are consistent with the preliminary Remedial Action Objectives (RAOs) for groundwater remedies at Conda. Based on observations from the 2019 and 2020 monitoring, modifications were made to the Pilot Study in fall of 2020. In coordination with the Agencies, it was decided that the modification will require further monitoring in 2021 to fully meet the Pilot Study objectives. 2018-2019 start up period had differing conditions from 2020-2021, and the conditions were not considered representative of long term trends, but reflect the capability of the media to rapidly reach redox and geochemical conditions that facilitate microbially mediated reduction. 2020-2021 are operational conditions. The treatment media contributes to total Ar, Fe and Mn concentrations above the MCLs and drinking water standards. Data indicate that the treatment media in the Seep Treatment Cell and PRB is capable of treating water entering the system with total Se concentrations as high as 6.87 mg/L as well as total Cd concentrations up to 0.00847 mg/L to levels below their respective MCLs. | GW-65-MA is presented as a cross-gradient well but is also shown to be within the southern flow path that moves through the PRB. | GW sampling location GW-41-MA was determined to be upgradient from GW-65-MA on south flow path from Figure 10-5 on page 217. Data collection for upgradient/downgradient wells is in some instances shifted by a day. Flow rate is the range of hydraulic conductivity along the preferential flow pathways.
Final Treatability Study Findings Report Field-Scale Permeable Reactive Barrier Pilot Study Conda/Woodall Mountain Mine | Conda/Woodall Mountain Mine | IDN001002862 | N/A | N/A | GM-41-MA | Former mining site | Permeable reactive barrier (PRB) with seep treatment cell pre-treatment | Passive | Permeable reactive barrier (PRB) | Pre-treatment | Overburden pile in the headwaters areas of Pedro Creek | Y | PRB with pre-treatment | Specific technologies not specified. PRB is chemical and microbially mediated processes that reduce selenate to selenite and then selenium. Treatment media includes a carbon source (i.e. woodchips), alfalfa hay, and inert sand. Seep treatment cell is pre-treatment cell with treatment media. | Access to the groundwater table is needed. Trench excavated through water-bearing zones of alluvial deposits and into underlying weathered bedrock. | Pilot | 2018-2021, modifications made in 2019 to address seepage | Alkalinity | Total as CaCO3 | mg/L | N | N/A | 537 | 761 | -41.7132 | [9 empty] | 307 | 2020 - 2021 Average, from operational period, not whole dataset | Data not provided | Data not provided | 319 | 2020 - 2021 Average, from operational period, not whole dataset | Data not provided | Data not provided | Data not provided | Upgradient | 7.22 | 0.42 | mg/L | 8.06 | °C | Data not provided | N/A | Data not provided | N/A | -146.6 | mV | 2463.2 | µmhos/cm | None | N/A | data not provided | data not provided | data not provided | data not provided | data not provided | data not provided | N/A | No groundwater comparison value | None, other than noted elsewhere | An insufficient amount of time since completion of the Pilot Study to adequately evaluate lifespan of the treatment media. The change in alkalinity can be used as an indicator of change in the ability of the media to treat selenium. Alkalinity remained relatively similar after 2 years of operation indicating that after 2 years of operation the microbially-mediated chemical reduction of selenium remains similar to the study onset. | Design had insufficient capacity to contain the flux of snow melt in addition to seep water. Soils in the area of the PRB are tight. In the future, when in an layered alluvial system, incorporate a gravel "pressure relief/effluent storage" zone on the downgradient edge to allow for increased ability to receive effluent water and/or flow onto the land surface if capacity is reached. The hydrogeological study was performed during fall low flow conditions as were the excavation and installation of the PRB bench. Additional water zones may be present during different water levels, so future design data collection should include a hydrogeological investigation in the spring to better characterize flux and water bearing zones in the aquifer during high water conditions. The PRB increased Ar, Fe, Mn and Ur due to eroded overburden material in the lenses on the walls of the excavation and from the seep and sedimentation basin sediments transferred to the PRB. Oxidizing conditions favorable to mobilization of Ur exist when ORP is above -200 mV. Bicarbonate that is likely dominant in the near neutral pH conditions in the vicinity of the PRB can enhance Ur mobility. Redox cycling from fluctuating water table can cause Ur mobilization. Heterogeneity of groundwater inflow along the trench, contact with runoff of mine materials, and microbial activity all contribute to factors affecting degree of treatment within the PRB. The incorporation of the Pilot Study into a potential remedy for the Pedro Creek Sub-Basin, at its current scale and in absence of other actions, may require some modifications to facilitate handling of high spring inflows and additional treatment to address the transport of released uranium into the shallow groundwater and surface water. | Operation and maintenance cost, including remote monitoring (e.g., transducers, telemetry, and cameras) and performance monitoring (e.g., sampling, analysis, and reporting), ranges between $20,000 to $40,000 per month. The capital cost for the construction of the PRB and STC was approximately $1.2M including the media, trenching, infiltration gallery, cover, and stormwater controls, or roughly $180/cubic yard of reactive media (1,200 cubic yards for the PRB and 5,500 cubic yards for the STC). | System is seep treatment cell effluent to PRB. Treatment media: 50% granular support media, 12.5% chopped alfalfa hay, 37.5% woodchips/shavings. Average hydraulic conductivity of 8.8-116.2 ft/day in the media. Trench excavated to dry, silty-clay, weathered Dinwoody Formation material to prevent groundwater flow from bypassing under the PRB. Eroded overburden was encountered. Media placed to a depth of 2 ft bgs, covered by non-woven geotextile and 2 ft of Dinwoody Formation material. Infiltration gallery was constructed upgradient to the PRB, and overburden was encountered. Infiltration gallery was overexcavated and compacted Dinwoody Formation materials were used on the base and sidewalls to reduce water contact with the overburden. It was backfilled with coarse drain rock and covered with non-woven geotextile and Dinwoody Formation material. PRB is relatively easy to implement with readily available material and equipment but using the technology to treat seeps or shallow groundwater in close proximity to overburden disposal piles should be approached with caution. The presence of run-of-mine shales in and around excavations contributes to mobilization of unwanted constituents (e.g. arsenic, uranium) | The objectives for the Pilot Study are consistent with the preliminary Remedial Action Objectives (RAOs) for groundwater remedies at Conda. Based on observations from the 2019 and 2020 monitoring, modifications were made to the Pilot Study in fall of 2020. In coordination with the Agencies, it was decided that the modification will require further monitoring in 2021 to fully meet the Pilot Study objectives. 2018-2019 start up period had differing conditions from 2020-2021, and the conditions were not considered representative of long term trends, but reflect the capability of the media to rapidly reach redox and geochemical conditions that facilitate microbially mediated reduction. 2020-2021 are operational conditions. The treatment media contributes to total Ar, Fe and Mn concentrations above the MCLs and drinking water standards. Data indicate that the treatment media in the Seep Treatment Cell and PRB is capable of treating water entering the system with total Se concentrations as high as 6.87 mg/L as well as total Cd concentrations up to 0.00847 mg/L to levels below their respective MCLs. | None, other than those presented elsewhere | GW sampling location GW-41-MA was determined to be upgradient from GW-65-MA on south flow path from Figure 10-5 on page 217. Data collection for upgradient/downgradient wells is in some instances shifted by a day. Flow rate is the range of hydraulic conductivity along the preferential flow pathways.
Final Treatability Study Findings Report Field-Scale Permeable Reactive Barrier Pilot Study Conda/Woodall Mountain Mine | Conda/Woodall Mountain Mine | IDN001002862 | N/A | N/A | GM-41-MA | Former mining site | Permeable reactive barrier (PRB) with seep treatment cell pre-treatment | Passive | Permeable reactive barrier (PRB) | Pre-treatment | Overburden pile in the headwaters areas of Pedro Creek | Y | PRB with pre-treatment | Specific technologies not specified. PRB is chemical and microbially mediated processes that reduce selenate to selenite and then selenium. Treatment media includes a carbon source (i.e. woodchips), alfalfa hay, and inert sand. Seep treatment cell is pre-treatment cell with treatment media. | Access to the groundwater table is needed. Trench excavated through water-bearing zones of alluvial deposits and into underlying weathered bedrock. | Pilot | 2018-2021, modifications made in 2019 to address seepage | Alkalinity | Total as CaCO3 | mg/L | N | N/A |  |  |  | 264 | 300 | -13.6364 | [6 empty] | 307 | 2020 - 2021 Average, from operational period, not whole dataset | Data not provided | Data not provided | 319 | 2020 - 2021 Average, from operational period, not whole dataset | Data not provided | Data not provided | Data not provided | Upgradient | 6.62 | 0 | mg/L | 7.9 | °C | Data not provided | N/A | Data not provided | N/A | -52.8 | mV | 3130 | µmhos/cm | Turbidity = 53.3 | NTU | data not provided | data not provided | data not provided | data not provided | data not provided | data not provided | N/A | No groundwater comparison value | None, other than noted elsewhere | An insufficient amount of time since completion of the Pilot Study to adequately evaluate lifespan of the treatment media. The change in alkalinity can be used as an indicator of change in the ability of the media to treat selenium. Alkalinity remained relatively similar after 2 years of operation indicating that after 2 years of operation the microbially-mediated chemical reduction of selenium remains similar to the study onset. | Design had insufficient capacity to contain the flux of snow melt in addition to seep water. Soils in the area of the PRB are tight. In the future, when in an layered alluvial system, incorporate a gravel "pressure relief/effluent storage" zone on the downgradient edge to allow for increased ability to receive effluent water and/or flow onto the land surface if capacity is reached. The hydrogeological study was performed during fall low flow conditions as were the excavation and installation of the PRB bench. Additional water zones may be present during different water levels, so future design data collection should include a hydrogeological investigation in the spring to better characterize flux and water bearing zones in the aquifer during high water conditions. The PRB increased Ar, Fe, Mn and Ur due to eroded overburden material in the lenses on the walls of the excavation and from the seep and sedimentation basin sediments transferred to the PRB. Oxidizing conditions favorable to mobilization of Ur exist when ORP is above -200 mV. Bicarbonate that is likely dominant in the near neutral pH conditions in the vicinity of the PRB can enhance Ur mobility. Redox cycling from fluctuating water table can cause Ur mobilization. Heterogeneity of groundwater inflow along the trench, contact with runoff of mine materials, and microbial activity all contribute to factors affecting degree of treatment within the PRB. The incorporation of the Pilot Study into a potential remedy for the Pedro Creek Sub-Basin, at its current scale and in absence of other actions, may require some modifications to facilitate handling of high spring inflows and additional treatment to address the transport of released uranium into the shallow groundwater and surface water. | Operation and maintenance cost, including remote monitoring (e.g., transducers, telemetry, and cameras) and performance monitoring (e.g., sampling, analysis, and reporting), ranges between $20,000 to $40,000 per month. The capital cost for the construction of the PRB and STC was approximately $1.2M including the media, trenching, infiltration gallery, cover, and stormwater controls, or roughly $180/cubic yard of reactive media (1,200 cubic yards for the PRB and 5,500 cubic yards for the STC). | System is seep treatment cell effluent to PRB. Treatment media: 50% granular support media, 12.5% chopped alfalfa hay, 37.5% woodchips/shavings. Average hydraulic conductivity of 8.8-116.2 ft/day in the media. Trench excavated to dry, silty-clay, weathered Dinwoody Formation material to prevent groundwater flow from bypassing under the PRB. Eroded overburden was encountered. Media placed to a depth of 2 ft bgs, covered by non-woven geotextile and 2 ft of Dinwoody Formation material. Infiltration gallery was constructed upgradient to the PRB, and overburden was encountered. Infiltration gallery was overexcavated and compacted Dinwoody Formation materials were used on the base and sidewalls to reduce water contact with the overburden. It was backfilled with coarse drain rock and covered with non-woven geotextile and Dinwoody Formation material. PRB is relatively easy to implement with readily available material and equipment but using the technology to treat seeps or shallow groundwater in close proximity to overburden disposal piles should be approached with caution. The presence of run-of-mine shales in and around excavations contributes to mobilization of unwanted constituents (e.g. arsenic, uranium) | The objectives for the Pilot Study are consistent with the preliminary Remedial Action Objectives (RAOs) for groundwater remedies at Conda. Based on observations from the 2019 and 2020 monitoring, modifications were made to the Pilot Study in fall of 2020. In coordination with the Agencies, it was decided that the modification will require further monitoring in 2021 to fully meet the Pilot Study objectives. 2018-2019 start up period had differing conditions from 2020-2021, and the conditions were not considered representative of long term trends, but reflect the capability of the media to rapidly reach redox and geochemical conditions that facilitate microbially mediated reduction. 2020-2021 are operational conditions. The treatment media contributes to total Ar, Fe and Mn concentrations above the MCLs and drinking water standards. Data indicate that the treatment media in the Seep Treatment Cell and PRB is capable of treating water entering the system with total Se concentrations as high as 6.87 mg/L as well as total Cd concentrations up to 0.00847 mg/L to levels below their respective MCLs. | None, other than those presented elsewhere | GW sampling location GW-41-MA was determined to be upgradient from GW-65-MA on south flow path from Figure 10-5 on page 217. Data collection for upgradient/downgradient wells is in some instances shifted by a day. Flow rate is the range of hydraulic conductivity along the preferential flow pathways.
Final Treatability Study Findings Report Field-Scale Permeable Reactive Barrier Pilot Study Conda/Woodall Mountain Mine | Conda/Woodall Mountain Mine | IDN001002862 | N/A | N/A | GM-65-MA | Former mining site | Permeable reactive barrier (PRB) with seep treatment cell pre-treatment | Passive | Permeable reactive barrier (PRB) | Pre-treatment | Overburden pile in the headwaters areas of Pedro Creek | Y | PRB with pre-treatment | Specific technologies not specified. PRB is chemical and microbially mediated processes that reduce selenate to selenite and then selenium. Treatment media includes a carbon source (i.e. woodchips), alfalfa hay, and inert sand. Seep treatment cell is pre-treatment cell with treatment media. | Access to the groundwater table is needed. Trench excavated through water-bearing zones of alluvial deposits and into underlying weathered bedrock. | Pilot | 2018-2021, modifications made in 2019 to address seepage | Alkalinity | Total as CaCO3 | mg/L | N | N/A | [6 empty] | 761 | 537 | -41.7132 |  |  |  | 307 | 2020 - 2021 Average, from operational period, not whole dataset | Data not provided | Data not provided | 319 | 2020 - 2021 Average, from operational period, not whole dataset | Data not provided | Data not provided | Data not provided | Downgradient | 7.35 | 0.22 | mg/L | 4.96 | °C | Data not provided | N/A | Data not provided | N/A | -135.8 | mV | 2120.7 | µmhos/cm | None | N/A | data not provided | data not provided | data not provided | data not provided | data not provided | data not provided | N/A | No groundwater comparison value | None, other than noted elsewhere | An insufficient amount of time since completion of the Pilot Study to adequately evaluate lifespan of the treatment media. The change in alkalinity can be used as an indicator of change in the ability of the media to treat selenium. Alkalinity remained relatively similar after 2 years of operation indicating that after 2 years of operation the microbially-mediated chemical reduction of selenium remains similar to the study onset. | Design had insufficient capacity to contain the flux of snow melt in addition to seep water. Soils in the area of the PRB are tight. In the future, when in an layered alluvial system, incorporate a gravel "pressure relief/effluent storage" zone on the downgradient edge to allow for increased ability to receive effluent water and/or flow onto the land surface if capacity is reached. The hydrogeological study was performed during fall low flow conditions as were the excavation and installation of the PRB bench. Additional water zones may be present during different water levels, so future design data collection should include a hydrogeological investigation in the spring to better characterize flux and water bearing zones in the aquifer during high water conditions. The PRB increased Ar, Fe, Mn and Ur due to eroded overburden material in the lenses on the walls of the excavation and from the seep and sedimentation basin sediments transferred to the PRB. Oxidizing conditions favorable to mobilization of Ur exist when ORP is above -200 mV. Bicarbonate that is likely dominant in the near neutral pH conditions in the vicinity of the PRB can enhance Ur mobility. Redox cycling from fluctuating water table can cause Ur mobilization. Heterogeneity of groundwater inflow along the trench, contact with runoff of mine materials, and microbial activity all contribute to factors affecting degree of treatment within the PRB. The incorporation of the Pilot Study into a potential remedy for the Pedro Creek Sub-Basin, at its current scale and in absence of other actions, may require some modifications to facilitate handling of high spring inflows and additional treatment to address the transport of released uranium into the shallow groundwater and surface water. | Operation and maintenance cost, including remote monitoring (e.g., transducers, telemetry, and cameras) and performance monitoring (e.g., sampling, analysis, and reporting), ranges between $20,000 to $40,000 per month. The capital cost for the construction of the PRB and STC was approximately $1.2M including the media, trenching, infiltration gallery, cover, and stormwater controls, or roughly $180/cubic yard of reactive media (1,200 cubic yards for the PRB and 5,500 cubic yards for the STC). | System is seep treatment cell effluent to PRB. Treatment media: 50% granular support media, 12.5% chopped alfalfa hay, 37.5% woodchips/shavings. Average hydraulic conductivity of 8.8-116.2 ft/day in the media. Trench excavated to dry, silty-clay, weathered Dinwoody Formation material to prevent groundwater flow from bypassing under the PRB. Eroded overburden was encountered. Media placed to a depth of 2 ft bgs, covered by non-woven geotextile and 2 ft of Dinwoody Formation material. Infiltration gallery was constructed upgradient to the PRB, and overburden was encountered. Infiltration gallery was overexcavated and compacted Dinwoody Formation materials were used on the base and sidewalls to reduce water contact with the overburden. It was backfilled with coarse drain rock and covered with non-woven geotextile and Dinwoody Formation material. PRB is relatively easy to implement with readily available material and equipment but using the technology to treat seeps or shallow groundwater in close proximity to overburden disposal piles should be approached with caution. The presence of run-of-mine shales in and around excavations contributes to mobilization of unwanted constituents (e.g. arsenic, uranium) | The objectives for the Pilot Study are consistent with the preliminary Remedial Action Objectives (RAOs) for groundwater remedies at Conda. Based on observations from the 2019 and 2020 monitoring, modifications were made to the Pilot Study in fall of 2020. In coordination with the Agencies, it was decided that the modification will require further monitoring in 2021 to fully meet the Pilot Study objectives. 2018-2019 start up period had differing conditions from 2020-2021, and the conditions were not considered representative of long term trends, but reflect the capability of the media to rapidly reach redox and geochemical conditions that facilitate microbially mediated reduction. 2020-2021 are operational conditions. The treatment media contributes to total Ar, Fe and Mn concentrations above the MCLs and drinking water standards. Data indicate that the treatment media in the Seep Treatment Cell and PRB is capable of treating water entering the system with total Se concentrations as high as 6.87 mg/L as well as total Cd concentrations up to 0.00847 mg/L to levels below their respective MCLs. | GW-65-MA is presented as a cross-gradient well but is also shown to be within the southern flow path that moves through the PRB. | GW sampling location GW-41-MA was determined to be upgradient from GW-65-MA on south flow path from Figure 10-5 on page 217. Data collection for upgradient/downgradient wells is in some instances shifted by a day. Flow rate is the range of hydraulic conductivity along the preferential flow pathways.
Final Treatability Study Findings Report Field-Scale Permeable Reactive Barrier Pilot Study Conda/Woodall Mountain Mine | Conda/Woodall Mountain Mine | IDN001002862 | N/A | N/A | GM-65-MA | Former mining site | Permeable reactive barrier (PRB) with seep treatment cell pre-treatment | Passive | Permeable reactive barrier (PRB) | Pre-treatment | Overburden pile in the headwaters areas of Pedro Creek | Y | PRB with pre-treatment | Specific technologies not specified. PRB is chemical and microbially mediated processes that reduce selenate to selenite and then selenium. Treatment media includes a carbon source (i.e. woodchips), alfalfa hay, and inert sand. Seep treatment cell is pre-treatment cell with treatment media. | Access to the groundwater table is needed. Trench excavated through water-bearing zones of alluvial deposits and into underlying weathered bedrock. | Pilot | 2018-2021, modifications made in 2019 to address seepage | Alkalinity | Total as CaCO3 | mg/L | N | N/A | [9 empty] | 285 | 305 | 6.5574 | 307 | 2020 - 2021 Average, from operational period, not whole dataset | Data not provided | Data not provided | 319 | 2020 - 2021 Average, from operational period, not whole dataset | Data not provided | Data not provided | Data not provided | Downgradient | 6.61 | -0.1 | mg/L | 12.1 | °C | Data not provided | N/A | Data not provided | N/A | -168.7 | mV | 3160 | µmhos/cm | Turbidity = 9.09 | NTU | data not provided | data not provided | data not provided | data not provided | data not provided | data not provided | N/A | No groundwater comparison value | None, other than noted elsewhere | An insufficient amount of time since completion of the Pilot Study to adequately evaluate lifespan of the treatment media. The change in alkalinity can be used as an indicator of change in the ability of the media to treat selenium. Alkalinity remained relatively similar after 2 years of operation indicating that after 2 years of operation the microbially-mediated chemical reduction of selenium remains similar to the study onset. | Design had insufficient capacity to contain the flux of snow melt in addition to seep water. Soils in the area of the PRB are tight. In the future, when in an layered alluvial system, incorporate a gravel "pressure relief/effluent storage" zone on the downgradient edge to allow for increased ability to receive effluent water and/or flow onto the land surface if capacity is reached. The hydrogeological study was performed during fall low flow conditions as were the excavation and installation of the PRB bench. Additional water zones may be present during different water levels, so future design data collection should include a hydrogeological investigation in the spring to better characterize flux and water bearing zones in the aquifer during high water conditions. The PRB increased Ar, Fe, Mn and Ur due to eroded overburden material in the lenses on the walls of the excavation and from the seep and sedimentation basin sediments transferred to the PRB. Oxidizing conditions favorable to mobilization of Ur exist when ORP is above -200 mV. Bicarbonate that is likely dominant in the near neutral pH conditions in the vicinity of the PRB can enhance Ur mobility. Redox cycling from fluctuating water table can cause Ur mobilization. Heterogeneity of groundwater inflow along the trench, contact with runoff of mine materials, and microbial activity all contribute to factors affecting degree of treatment within the PRB. The incorporation of the Pilot Study into a potential remedy for the Pedro Creek Sub-Basin, at its current scale and in absence of other actions, may require some modifications to facilitate handling of high spring inflows and additional treatment to address the transport of released uranium into the shallow groundwater and surface water. | Operation and maintenance cost, including remote monitoring (e.g., transducers, telemetry, and cameras) and performance monitoring (e.g., sampling, analysis, and reporting), ranges between $20,000 to $40,000 per month. The capital cost for the construction of the PRB and STC was approximately $1.2M including the media, trenching, infiltration gallery, cover, and stormwater controls, or roughly $180/cubic yard of reactive media (1,200 cubic yards for the PRB and 5,500 cubic yards for the STC). | System is seep treatment cell effluent to PRB. Treatment media: 50% granular support media, 12.5% chopped alfalfa hay, 37.5% woodchips/shavings. Average hydraulic conductivity of 8.8-116.2 ft/day in the media. Trench excavated to dry, silty-clay, weathered Dinwoody Formation material to prevent groundwater flow from bypassing under the PRB. Eroded overburden was encountered. Media placed to a depth of 2 ft bgs, covered by non-woven geotextile and 2 ft of Dinwoody Formation material. Infiltration gallery was constructed upgradient to the PRB, and overburden was encountered. Infiltration gallery was overexcavated and compacted Dinwoody Formation materials were used on the base and sidewalls to reduce water contact with the overburden. It was backfilled with coarse drain rock and covered with non-woven geotextile and Dinwoody Formation material. PRB is relatively easy to implement with readily available material and equipment but using the technology to treat seeps or shallow groundwater in close proximity to overburden disposal piles should be approached with caution. The presence of run-of-mine shales in and around excavations contributes to mobilization of unwanted constituents (e.g. arsenic, uranium) | The objectives for the Pilot Study are consistent with the preliminary Remedial Action Objectives (RAOs) for groundwater remedies at Conda. Based on observations from the 2019 and 2020 monitoring, modifications were made to the Pilot Study in fall of 2020. In coordination with the Agencies, it was decided that the modification will require further monitoring in 2021 to fully meet the Pilot Study objectives. 2018-2019 start up period had differing conditions from 2020-2021, and the conditions were not considered representative of long term trends, but reflect the capability of the media to rapidly reach redox and geochemical conditions that facilitate microbially mediated reduction. 2020-2021 are operational conditions. The treatment media contributes to total Ar, Fe and Mn concentrations above the MCLs and drinking water standards. Data indicate that the treatment media in the Seep Treatment Cell and PRB is capable of treating water entering the system with total Se concentrations as high as 6.87 mg/L as well as total Cd concentrations up to 0.00847 mg/L to levels below their respective MCLs. | GW-65-MA is presented as a cross-gradient well but is also shown to be within the southern flow path that moves through the PRB. | GW sampling location GW-41-MA was determined to be upgradient from GW-65-MA on south flow path from Figure 10-5 on page 217. Data collection for upgradient/downgradient wells is in some instances shifted by a day. Flow rate is the range of hydraulic conductivity along the preferential flow pathways.
Final Treatability Study Findings Report Field-Scale Permeable Reactive Barrier Pilot Study Conda/Woodall Mountain Mine | Conda/Woodall Mountain Mine | IDN001002862 | N/A | N/A | STC-NES5-EF | Former mining site | Permeable reactive barrier (PRB) with seep treatment cell pre-treatment | Passive | Permeable reactive barrier (PRB) | Pre-treatment | Overburden pile in the headwaters areas of Pedro Creek | Y | PRB with pre-treatment | Specific technologies not specified. PRB is chemical and microbially mediated processes that reduce selenate to selenite and then selenium. Treatment media includes a carbon source (i.e. woodchips), alfalfa hay, and inert sand. Seep treatment cell is pre-treatment cell with treatment media. | Access to the groundwater table is needed. Trench excavated through water-bearing zones of alluvial deposits and into underlying weathered bedrock. | Pilot | 2018-2021, modifications made in 2019 to address seepage | Selenium | Se, dissolved | mg/L | N | N/A | 0.0237 | 0.0091 | 61.6034 | [9 empty] | 0.0091 | 2020 - 2021 Average, from operational period, not whole dataset | Data not provided | Data not provided | 0.00206 | 2020 - 2021 Average, from operational period, not whole dataset | Data not provided | Data not provided | Data not provided | Upgradient | 6.66 | 0.31 | mg/L | 17.8 | °C | Data not provided | N/A | Data not provided | N/A | -55.9 | mV | 1114.7 | µmhos/cm | Turbidity = 12.7 | NTU | data not provided | data not provided | data not provided | data not provided | data not provided | data not provided | N/A | No groundwater comparison value | No samples were collected at STC-NES5-EF between November 2018 and April 2019. | An insufficient amount of time since completion of the Pilot Study to adequately evaluate lifespan of the treatment media. The change in alkalinity can be used as an indicator of change in the ability of the media to treat selenium. Alkalinity remained relatively similar after 2 years of operation indicating that after 2 years of operation the microbially-mediated chemical reduction of selenium remains similar to the study onset. | Design had insufficient capacity to contain the flux of snow melt in addition to seep water. Soils in the area of the PRB are tight. In the future, when in an layered alluvial system, incorporate a gravel "pressure relief/effluent storage" zone on the downgradient edge to allow for increased ability to receive effluent water and/or flow onto the land surface if capacity is reached. The hydrogeological study was performed during fall low flow conditions as were the excavation and installation of the PRB bench. Additional water zones may be present during different water levels, so future design data collection should include a hydrogeological investigation in the spring to better characterize flux and water bearing zones in the aquifer during high water conditions. The PRB increased Ar, Fe, Mn and Ur due to eroded overburden material in the lenses on the walls of the excavation and from the seep and sedimentation basin sediments transferred to the PRB. Oxidizing conditions favorable to mobilization of Ur exist when ORP is above -200 mV. Bicarbonate that is likely dominant in the near neutral pH conditions in the vicinity of the PRB can enhance Ur mobility. Redox cycling from fluctuating water table can cause Ur mobilization. Heterogeneity of groundwater inflow along the trench, contact with runoff of mine materials, and microbial activity all contribute to factors affecting degree of treatment within the PRB. The incorporation of the Pilot Study into a potential remedy for the Pedro Creek Sub-Basin, at its current scale and in absence of other actions, may require some modifications to facilitate handling of high spring inflows and additional treatment to address the transport of released uranium into the shallow groundwater and surface water. | Operation and maintenance cost, including remote monitoring (e.g., transducers, telemetry, and cameras) and performance monitoring (e.g., sampling, analysis, and reporting), ranges between $20,000 to $40,000 per month. The capital cost for the construction of the PRB and STC was approximately $1.2M including the media, trenching, infiltration gallery, cover, and stormwater controls, or roughly $180/cubic yard of reactive media (1,200 cubic yards for the PRB and 5,500 cubic yards for the STC). | System is seep treatment cell effluent to PRB. Treatment media: 50% granular support media, 12.5% chopped alfalfa hay, 37.5% woodchips/shavings. Average hydraulic conductivity of 8.8-116.2 ft/day in the media. Trench excavated to dry, silty-clay, weathered Dinwoody Formation material to prevent groundwater flow from bypassing under the PRB. Eroded overburden was encountered. Media placed to a depth of 2 ft bgs, covered by non-woven geotextile and 2 ft of Dinwoody Formation material. Infiltration gallery was constructed upgradient to the PRB, and overburden was encountered. Infiltration gallery was overexcavated and compacted Dinwoody Formation materials were used on the base and sidewalls to reduce water contact with the overburden. It was backfilled with coarse drain rock and covered with non-woven geotextile and Dinwoody Formation material. PRB is relatively easy to implement with readily available material and equipment but using the technology to treat seeps or shallow groundwater in close proximity to overburden disposal piles should be approached with caution. The presence of run-of-mine shales in and around excavations contributes to mobilization of unwanted constituents (e.g. arsenic, uranium) | The objectives for the Pilot Study are consistent with the preliminary Remedial Action Objectives (RAOs) for groundwater remedies at Conda. Based on observations from the 2019 and 2020 monitoring, modifications were made to the Pilot Study in fall of 2020. In coordination with the Agencies, it was decided that the modification will require further monitoring in 2021 to fully meet the Pilot Study objectives. 2018-2019 start up period had differing conditions from 2020-2021, and the conditions were not considered representative of long term trends, but reflect the capability of the media to rapidly reach redox and geochemical conditions that facilitate microbially mediated reduction. 2020-2021 are operational conditions. The treatment media contributes to total Ar, Fe and Mn concentrations above the MCLs and drinking water standards. Data indicate that the treatment media in the Seep Treatment Cell and PRB is capable of treating water entering the system with total Se concentrations as high as 6.87 mg/L as well as total Cd concentrations up to 0.00847 mg/L to levels below their respective MCLs. | None, other than those presented elsewhere | Effluent from the pretreatment STC (STC-NES5-EF) is the upgradient inflow through the central flow path. Data collection for upgradient/downgradient wells is in some instances shifted by 1-2 days. Reporting on effluents from Well 64 is only considered during the period that effluent from the pretreatment is available for comparison (June 2019-Oct 2021)
Final Treatability Study Findings Report Field-Scale Permeable Reactive Barrier Pilot Study Conda/Woodall Mountain Mine | Conda/Woodall Mountain Mine | IDN001002862 | N/A | N/A | STC-NES5-EF | Former mining site | Permeable reactive barrier (PRB) with seep treatment cell pre-treatment | Passive | Permeable reactive barrier (PRB) | Pre-treatment | Overburden pile in the headwaters areas of Pedro Creek | Y | PRB with pre-treatment | Specific technologies not specified. PRB is chemical and microbially mediated processes that reduce selenate to selenite and then selenium. Treatment media includes a carbon source (i.e. woodchips), alfalfa hay, and inert sand. Seep treatment cell is pre-treatment cell with treatment media. | Access to the groundwater table is needed. Trench excavated through water-bearing zones of alluvial deposits and into underlying weathered bedrock. | Pilot | 2018-2021, modifications made in 2019 to address seepage | Selenium | Se, total | mg/L | N | N/A | 0.165 | 0.0126 | 92.3636 | [9 empty] | 0.0146 | 2020 - 2021 Average, from operational period, not whole dataset | Data not provided | Data not provided | 0.00258 | 2020 - 2021 Average, from operational period, not whole dataset | Data not provided | Data not provided | Data not provided | Upgradient | 6.67 | 4.08 | mg/L | 11.5 | °C | Data not provided | N/A | Data not provided | N/A | -76.5 | mV | 3328 | µmhos/cm | None | N/A | data not provided | data not provided | data not provided | data not provided | data not provided | data not provided | Y | Groundwater Comparison Value: U.S. EPA MCL 0.05 mg/L Assessment of treatment goals based on well-specific averages for 2020-2021 | No samples were collected at STC-NES5-EF between November 2018 and April 2019. | An insufficient amount of time since completion of the Pilot Study to adequately evaluate lifespan of the treatment media. The change in alkalinity can be used as an indicator of change in the ability of the media to treat selenium. Alkalinity remained relatively similar after 2 years of operation indicating that after 2 years of operation the microbially-mediated chemical reduction of selenium remains similar to the study onset. | Design had insufficient capacity to contain the flux of snow melt in addition to seep water. Soils in the area of the PRB are tight. In the future, when in an layered alluvial system, incorporate a gravel "pressure relief/effluent storage" zone on the downgradient edge to allow for increased ability to receive effluent water and/or flow onto the land surface if capacity is reached. The hydrogeological study was performed during fall low flow conditions as were the excavation and installation of the PRB bench. Additional water zones may be present during different water levels, so future design data collection should include a hydrogeological investigation in the spring to better characterize flux and water bearing zones in the aquifer during high water conditions. The PRB increased Ar, Fe, Mn and Ur due to eroded overburden material in the lenses on the walls of the excavation and from the seep and sedimentation basin sediments transferred to the PRB. Oxidizing conditions favorable to mobilization of Ur exist when ORP is above -200 mV. Bicarbonate that is likely dominant in the near neutral pH conditions in the vicinity of the PRB can enhance Ur mobility. Redox cycling from fluctuating water table can cause Ur mobilization. Heterogeneity of groundwater inflow along the trench, contact with runoff of mine materials, and microbial activity all contribute to factors affecting degree of treatment within the PRB. The incorporation of the Pilot Study into a potential remedy for the Pedro Creek Sub-Basin, at its current scale and in absence of other actions, may require some modifications to facilitate handling of high spring inflows and additional treatment to address the transport of released uranium into the shallow groundwater and surface water. | Operation and maintenance cost, including remote monitoring (e.g., transducers, telemetry, and cameras) and performance monitoring (e.g., sampling, analysis, and reporting), ranges between $20,000 to $40,000 per month. The capital cost for the construction of the PRB and STC was approximately $1.2M including the media, trenching, infiltration gallery, cover, and stormwater controls, or roughly $180/cubic yard of reactive media (1,200 cubic yards for the PRB and 5,500 cubic yards for the STC). | System is seep treatment cell effluent to PRB. Treatment media: 50% granular support media, 12.5% chopped alfalfa hay, 37.5% woodchips/shavings. Average hydraulic conductivity of 8.8-116.2 ft/day in the media. Trench excavated to dry, silty-clay, weathered Dinwoody Formation material to prevent groundwater flow from bypassing under the PRB. Eroded overburden was encountered. Media placed to a depth of 2 ft bgs, covered by non-woven geotextile and 2 ft of Dinwoody Formation material. Infiltration gallery was constructed upgradient to the PRB, and overburden was encountered. Infiltration gallery was overexcavated and compacted Dinwoody Formation materials were used on the base and sidewalls to reduce water contact with the overburden. It was backfilled with coarse drain rock and covered with non-woven geotextile and Dinwoody Formation material. PRB is relatively easy to implement with readily available material and equipment but using the technology to treat seeps or shallow groundwater in close proximity to overburden disposal piles should be approached with caution. The presence of run-of-mine shales in and around excavations contributes to mobilization of unwanted constituents (e.g. arsenic, uranium) | The objectives for the Pilot Study are consistent with the preliminary Remedial Action Objectives (RAOs) for groundwater remedies at Conda. Based on observations from the 2019 and 2020 monitoring, modifications were made to the Pilot Study in fall of 2020. In coordination with the Agencies, it was decided that the modification will require further monitoring in 2021 to fully meet the Pilot Study objectives. 2018-2019 start up period had differing conditions from 2020-2021, and the conditions were not considered representative of long term trends, but reflect the capability of the media to rapidly reach redox and geochemical conditions that facilitate microbially mediated reduction. 2020-2021 are operational conditions. The treatment media contributes to total Ar, Fe and Mn concentrations above the MCLs and drinking water standards. Data indicate that the treatment media in the Seep Treatment Cell and PRB is capable of treating water entering the system with total Se concentrations as high as 6.87 mg/L as well as total Cd concentrations up to 0.00847 mg/L to levels below their respective MCLs. | None, other than those presented elsewhere | Effluent from the pretreatment STC (STC-NES5-EF) is the upgradient inflow through the central flow path. Data collection for upgradient/downgradient wells is in some instances shifted by 1-2 days. Reporting on effluents from Well 64 is only considered during the period that effluent from the pretreatment is available for comparison (June 2019-Oct 2021)
Final Treatability Study Findings Report Field-Scale Permeable Reactive Barrier Pilot Study Conda/Woodall Mountain Mine | Conda/Woodall Mountain Mine | IDN001002862 | N/A | N/A | STC-NES5-EF | Former mining site | Permeable reactive barrier (PRB) with seep treatment cell pre-treatment | Passive | Permeable reactive barrier (PRB) | Pre-treatment | Overburden pile in the headwaters areas of Pedro Creek | Y | PRB with pre-treatment | Specific technologies not specified. PRB is chemical and microbially mediated processes that reduce selenate to selenite and then selenium. Treatment media includes a carbon source (i.e. woodchips), alfalfa hay, and inert sand. Seep treatment cell is pre-treatment cell with treatment media. | Access to the groundwater table is needed. Trench excavated through water-bearing zones of alluvial deposits and into underlying weathered bedrock. | Pilot | 2018-2021, modifications made in 2019 to address seepage | Selenium | Se, dissolved | mg/L | N | N/A |  |  |  | 0.0062 | 0.00285 | 54.0323 | [6 empty] | 0.0091 | 2020 - 2021 Average, from operational period, not whole dataset | Data not provided | Data not provided | 0.00206 | 2020 - 2021 Average, from operational period, not whole dataset | Data not provided | Data not provided | Data not provided | Upgradient | 7.01 | 1.51 | mg/L | 11.2 | °C | Data not provided | N/A | Data not provided | N/A | -122.6 | mV | 2067 | µmhos/cm | Turbidity = 225.61 | NTU | data not provided | data not provided | data not provided | data not provided | data not provided | data not provided | N/A | No groundwater comparison value | No samples were collected at STC-NES5-EF between November 2018 and April 2019. | An insufficient amount of time since completion of the Pilot Study to adequately evaluate lifespan of the treatment media. The change in alkalinity can be used as an indicator of change in the ability of the media to treat selenium. Alkalinity remained relatively similar after 2 years of operation indicating that after 2 years of operation the microbially-mediated chemical reduction of selenium remains similar to the study onset. | Design had insufficient capacity to contain the flux of snow melt in addition to seep water. Soils in the area of the PRB are tight. In the future, when in an layered alluvial system, incorporate a gravel "pressure relief/effluent storage" zone on the downgradient edge to allow for increased ability to receive effluent water and/or flow onto the land surface if capacity is reached. The hydrogeological study was performed during fall low flow conditions as were the excavation and installation of the PRB bench. Additional water zones may be present during different water levels, so future design data collection should include a hydrogeological investigation in the spring to better characterize flux and water bearing zones in the aquifer during high water conditions. The PRB increased Ar, Fe, Mn and Ur due to eroded overburden material in the lenses on the walls of the excavation and from the seep and sedimentation basin sediments transferred to the PRB. Oxidizing conditions favorable to mobilization of Ur exist when ORP is above -200 mV. Bicarbonate that is likely dominant in the near neutral pH conditions in the vicinity of the PRB can enhance Ur mobility. Redox cycling from fluctuating water table can cause Ur mobilization. Heterogeneity of groundwater inflow along the trench, contact with runoff of mine materials, and microbial activity all contribute to factors affecting degree of treatment within the PRB. The incorporation of the Pilot Study into a potential remedy for the Pedro Creek Sub-Basin, at its current scale and in absence of other actions, may require some modifications to facilitate handling of high spring inflows and additional treatment to address the transport of released uranium into the shallow groundwater and surface water. | Operation and maintenance cost, including remote monitoring (e.g., transducers, telemetry, and cameras) and performance monitoring (e.g., sampling, analysis, and reporting), ranges between $20,000 to $40,000 per month. The capital cost for the construction of the PRB and STC was approximately $1.2M including the media, trenching, infiltration gallery, cover, and stormwater controls, or roughly $180/cubic yard of reactive media (1,200 cubic yards for the PRB and 5,500 cubic yards for the STC). | System is seep treatment cell effluent to PRB. Treatment media: 50% granular support media, 12.5% chopped alfalfa hay, 37.5% woodchips/shavings. Average hydraulic conductivity of 8.8-116.2 ft/day in the media. Trench excavated to dry, silty-clay, weathered Dinwoody Formation material to prevent groundwater flow from bypassing under the PRB. Eroded overburden was encountered. Media placed to a depth of 2 ft bgs, covered by non-woven geotextile and 2 ft of Dinwoody Formation material. Infiltration gallery was constructed upgradient to the PRB, and overburden was encountered. Infiltration gallery was overexcavated and compacted Dinwoody Formation materials were used on the base and sidewalls to reduce water contact with the overburden. It was backfilled with coarse drain rock and covered with non-woven geotextile and Dinwoody Formation material. PRB is relatively easy to implement with readily available material and equipment but using the technology to treat seeps or shallow groundwater in close proximity to overburden disposal piles should be approached with caution. The presence of run-of-mine shales in and around excavations contributes to mobilization of unwanted constituents (e.g. arsenic, uranium) | The objectives for the Pilot Study are consistent with the preliminary Remedial Action Objectives (RAOs) for groundwater remedies at Conda. Based on observations from the 2019 and 2020 monitoring, modifications were made to the Pilot Study in fall of 2020. In coordination with the Agencies, it was decided that the modification will require further monitoring in 2021 to fully meet the Pilot Study objectives. 2018-2019 start up period had differing conditions from 2020-2021, and the conditions were not considered representative of long term trends, but reflect the capability of the media to rapidly reach redox and geochemical conditions that facilitate microbially mediated reduction. 2020-2021 are operational conditions. The treatment media contributes to total Ar, Fe and Mn concentrations above the MCLs and drinking water standards. Data indicate that the treatment media in the Seep Treatment Cell and PRB is capable of treating water entering the system with total Se concentrations as high as 6.87 mg/L as well as total Cd concentrations up to 0.00847 mg/L to levels below their respective MCLs. | None, other than those presented elsewhere | Effluent from the pretreatment STC (STC-NES5-EF) is the upgradient inflow through the central flow path. Data collection for upgradient/downgradient wells is in some instances shifted by 1-2 days. Reporting on effluents from Well 64 is only considered during the period that effluent from the pretreatment is available for comparison (June 2019-Oct 2021)
Final Treatability Study Findings Report Field-Scale Permeable Reactive Barrier Pilot Study Conda/Woodall Mountain Mine | Conda/Woodall Mountain Mine | IDN001002862 | N/A | N/A | STC-NES5-EF | Former mining site | Permeable reactive barrier (PRB) with seep treatment cell pre-treatment | Passive | Permeable reactive barrier (PRB) | Pre-treatment | Overburden pile in the headwaters areas of Pedro Creek | Y | PRB with pre-treatment | Specific technologies not specified. PRB is chemical and microbially mediated processes that reduce selenate to selenite and then selenium. Treatment media includes a carbon source (i.e. woodchips), alfalfa hay, and inert sand. Seep treatment cell is pre-treatment cell with treatment media. | Access to the groundwater table is needed. Trench excavated through water-bearing zones of alluvial deposits and into underlying weathered bedrock. | Pilot | 2018-2021, modifications made in 2019 to address seepage | Selenium | Se, total | mg/L | N | N/A |  |  |  | 0.0078 | 0.00347 | 55.5128 | [6 empty] | 0.0146 | 2020 - 2021 Average, from operational period, not whole dataset | Data not provided | Data not provided | 0.00258 | 2020 - 2021 Average, from operational period, not whole dataset | Data not provided | Data not provided | Data not provided | Upgradient | 7.01 | 1.51 | mg/L | 11.2 | °C | Data not provided | N/A | Data not provided | N/A | -122.6 | mV | 2067 | µmhos/cm | Turbidity = 225.61 | NTU | data not provided | data not provided | data not provided | data not provided | data not provided | data not provided | Y | Groundwater Comparison Value: U.S. EPA MCL 0.05 mg/L Assessment of treatment goals based on well-specific averages for 2020-2021 | No samples were collected at STC-NES5-EF between November 2018 and April 2019. | An insufficient amount of time since completion of the Pilot Study to adequately evaluate lifespan of the treatment media. The change in alkalinity can be used as an indicator of change in the ability of the media to treat selenium. Alkalinity remained relatively similar after 2 years of operation indicating that after 2 years of operation the microbially-mediated chemical reduction of selenium remains similar to the study onset. | Design had insufficient capacity to contain the flux of snow melt in addition to seep water. Soils in the area of the PRB are tight. In the future, when in an layered alluvial system, incorporate a gravel "pressure relief/effluent storage" zone on the downgradient edge to allow for increased ability to receive effluent water and/or flow onto the land surface if capacity is reached. The hydrogeological study was performed during fall low flow conditions as were the excavation and installation of the PRB bench. Additional water zones may be present during different water levels, so future design data collection should include a hydrogeological investigation in the spring to better characterize flux and water bearing zones in the aquifer during high water conditions. The PRB increased Ar, Fe, Mn and Ur due to eroded overburden material in the lenses on the walls of the excavation and from the seep and sedimentation basin sediments transferred to the PRB. Oxidizing conditions favorable to mobilization of Ur exist when ORP is above -200 mV. Bicarbonate that is likely dominant in the near neutral pH conditions in the vicinity of the PRB can enhance Ur mobility. Redox cycling from fluctuating water table can cause Ur mobilization. Heterogeneity of groundwater inflow along the trench, contact with runoff of mine materials, and microbial activity all contribute to factors affecting degree of treatment within the PRB. The incorporation of the Pilot Study into a potential remedy for the Pedro Creek Sub-Basin, at its current scale and in absence of other actions, may require some modifications to facilitate handling of high spring inflows and additional treatment to address the transport of released uranium into the shallow groundwater and surface water. | Operation and maintenance cost, including remote monitoring (e.g., transducers, telemetry, and cameras) and performance monitoring (e.g., sampling, analysis, and reporting), ranges between $20,000 to $40,000 per month. The capital cost for the construction of the PRB and STC was approximately $1.2M including the media, trenching, infiltration gallery, cover, and stormwater controls, or roughly $180/cubic yard of reactive media (1,200 cubic yards for the PRB and 5,500 cubic yards for the STC). | System is seep treatment cell effluent to PRB. Treatment media: 50% granular support media, 12.5% chopped alfalfa hay, 37.5% woodchips/shavings. Average hydraulic conductivity of 8.8-116.2 ft/day in the media. Trench excavated to dry, silty-clay, weathered Dinwoody Formation material to prevent groundwater flow from bypassing under the PRB. Eroded overburden was encountered. Media placed to a depth of 2 ft bgs, covered by non-woven geotextile and 2 ft of Dinwoody Formation material. Infiltration gallery was constructed upgradient to the PRB, and overburden was encountered. Infiltration gallery was overexcavated and compacted Dinwoody Formation materials were used on the base and sidewalls to reduce water contact with the overburden. It was backfilled with coarse drain rock and covered with non-woven geotextile and Dinwoody Formation material. PRB is relatively easy to implement with readily available material and equipment but using the technology to treat seeps or shallow groundwater in close proximity to overburden disposal piles should be approached with caution. The presence of run-of-mine shales in and around excavations contributes to mobilization of unwanted constituents (e.g. arsenic, uranium) | The objectives for the Pilot Study are consistent with the preliminary Remedial Action Objectives (RAOs) for groundwater remedies at Conda. Based on observations from the 2019 and 2020 monitoring, modifications were made to the Pilot Study in fall of 2020. In coordination with the Agencies, it was decided that the modification will require further monitoring in 2021 to fully meet the Pilot Study objectives. 2018-2019 start up period had differing conditions from 2020-2021, and the conditions were not considered representative of long term trends, but reflect the capability of the media to rapidly reach redox and geochemical conditions that facilitate microbially mediated reduction. 2020-2021 are operational conditions. The treatment media contributes to total Ar, Fe and Mn concentrations above the MCLs and drinking water standards. Data indicate that the treatment media in the Seep Treatment Cell and PRB is capable of treating water entering the system with total Se concentrations as high as 6.87 mg/L as well as total Cd concentrations up to 0.00847 mg/L to levels below their respective MCLs. | None, other than those presented elsewhere | Effluent from the pretreatment STC (STC-NES5-EF) is the upgradient inflow through the central flow path. Data collection for upgradient/downgradient wells is in some instances shifted by 1-2 days. Reporting on effluents from Well 64 is only considered during the period that effluent from the pretreatment is available for comparison (June 2019-Oct 2021)
Final Treatability Study Findings Report Field-Scale Permeable Reactive Barrier Pilot Study Conda/Woodall Mountain Mine | Conda/Woodall Mountain Mine | IDN001002862 | N/A | N/A | GW-64-MA | Former mining site | Permeable reactive barrier (PRB) with seep treatment cell pre-treatment | Passive | Permeable reactive barrier (PRB) | Pre-treatment | Overburden pile in the headwaters areas of Pedro Creek | Y | PRB with pre-treatment | Specific technologies not specified. PRB is chemical and microbially mediated processes that reduce selenate to selenite and then selenium. Treatment media includes a carbon source (i.e. woodchips), alfalfa hay, and inert sand. Seep treatment cell is pre-treatment cell with treatment media. | Access to the groundwater table is needed. Trench excavated through water-bearing zones of alluvial deposits and into underlying weathered bedrock. | Pilot | 2018-2021, modifications made in 2019 to address seepage | Selenium | Se, dissolved | mg/L | N | N/A | [6 empty] | 0.0117 | 0.0185 | 36.7568 |  |  |  | 0.0091 | 2020 - 2021 Average, from operational period, not whole dataset | Data not provided | Data not provided | 0.00206 | 2020 - 2021 Average, from operational period, not whole dataset | Data not provided | Data not provided | Data not provided | Downgradient | 6.7 | 0 | mg/L | 9.6 | °C | Data not provided | N/A | Data not provided | N/A | -220.7 | mV | 2973 | µmhos/cm | Turbidity = 37.58 | NTU | data not provided | data not provided | data not provided | data not provided | data not provided | data not provided | N/A | No groundwater comparison value | No samples were collected at STC-NES5-EF between November 2018 and April 2019. | An insufficient amount of time since completion of the Pilot Study to adequately evaluate lifespan of the treatment media. The change in alkalinity can be used as an indicator of change in the ability of the media to treat selenium. Alkalinity remained relatively similar after 2 years of operation indicating that after 2 years of operation the microbially-mediated chemical reduction of selenium remains similar to the study onset. | Design had insufficient capacity to contain the flux of snow melt in addition to seep water. Soils in the area of the PRB are tight. In the future, when in an layered alluvial system, incorporate a gravel "pressure relief/effluent storage" zone on the downgradient edge to allow for increased ability to receive effluent water and/or flow onto the land surface if capacity is reached. The hydrogeological study was performed during fall low flow conditions as were the excavation and installation of the PRB bench. Additional water zones may be present during different water levels, so future design data collection should include a hydrogeological investigation in the spring to better characterize flux and water bearing zones in the aquifer during high water conditions. The PRB increased Ar, Fe, Mn and Ur due to eroded overburden material in the lenses on the walls of the excavation and from the seep and sedimentation basin sediments transferred to the PRB. Oxidizing conditions favorable to mobilization of Ur exist when ORP is above -200 mV. Bicarbonate that is likely dominant in the near neutral pH conditions in the vicinity of the PRB can enhance Ur mobility. Redox cycling from fluctuating water table can cause Ur mobilization. Heterogeneity of groundwater inflow along the trench, contact with runoff of mine materials, and microbial activity all contribute to factors affecting degree of treatment within the PRB. The incorporation of the Pilot Study into a potential remedy for the Pedro Creek Sub-Basin, at its current scale and in absence of other actions, may require some modifications to facilitate handling of high spring inflows and additional treatment to address the transport of released uranium into the shallow groundwater and surface water. | Operation and maintenance cost, including remote monitoring (e.g., transducers, telemetry, and cameras) and performance monitoring (e.g., sampling, analysis, and reporting), ranges between $20,000 to $40,000 per month. The capital cost for the construction of the PRB and STC was approximately $1.2M including the media, trenching, infiltration gallery, cover, and stormwater controls, or roughly $180/cubic yard of reactive media (1,200 cubic yards for the PRB and 5,500 cubic yards for the STC). | System is seep treatment cell effluent to PRB. Treatment media: 50% granular support media, 12.5% chopped alfalfa hay, 37.5% woodchips/shavings. Average hydraulic conductivity of 8.8-116.2 ft/day in the media. Trench excavated to dry, silty-clay, weathered Dinwoody Formation material to prevent groundwater flow from bypassing under the PRB. Eroded overburden was encountered. Media placed to a depth of 2 ft bgs, covered by non-woven geotextile and 2 ft of Dinwoody Formation material. Infiltration gallery was constructed upgradient to the PRB, and overburden was encountered. Infiltration gallery was overexcavated and compacted Dinwoody Formation materials were used on the base and sidewalls to reduce water contact with the overburden. It was backfilled with coarse drain rock and covered with non-woven geotextile and Dinwoody Formation material. PRB is relatively easy to implement with readily available material and equipment but using the technology to treat seeps or shallow groundwater in close proximity to overburden disposal piles should be approached with caution. The presence of run-of-mine shales in and around excavations contributes to mobilization of unwanted constituents (e.g. arsenic, uranium) | The objectives for the Pilot Study are consistent with the preliminary Remedial Action Objectives (RAOs) for groundwater remedies at Conda. Based on observations from the 2019 and 2020 monitoring, modifications were made to the Pilot Study in fall of 2020. In coordination with the Agencies, it was decided that the modification will require further monitoring in 2021 to fully meet the Pilot Study objectives. 2018-2019 start up period had differing conditions from 2020-2021, and the conditions were not considered representative of long term trends, but reflect the capability of the media to rapidly reach redox and geochemical conditions that facilitate microbially mediated reduction. 2020-2021 are operational conditions. The treatment media contributes to total Ar, Fe and Mn concentrations above the MCLs and drinking water standards. Data indicate that the treatment media in the Seep Treatment Cell and PRB is capable of treating water entering the system with total Se concentrations as high as 6.87 mg/L as well as total Cd concentrations up to 0.00847 mg/L to levels below their respective MCLs. | None, other than those presented elsewhere | Effluent from the pretreatment STC (STC-NES5-EF) is the upgradient inflow through the central flow path. Data collection for upgradient/downgradient wells is in some instances shifted by 1-2 days. Reporting on effluents from Well 64 is only considered during the period that effluent from the pretreatment is available for comparison (June 2019-Oct 2021)
Final Treatability Study Findings Report Field-Scale Permeable Reactive Barrier Pilot Study Conda/Woodall Mountain Mine | Conda/Woodall Mountain Mine | IDN001002862 | N/A | N/A | GW-64-MA | Former mining site | Permeable reactive barrier (PRB) with seep treatment cell pre-treatment | Passive | Permeable reactive barrier (PRB) | Pre-treatment | Overburden pile in the headwaters areas of Pedro Creek | Y | PRB with pre-treatment | Specific technologies not specified. PRB is chemical and microbially mediated processes that reduce selenate to selenite and then selenium. Treatment media includes a carbon source (i.e. woodchips), alfalfa hay, and inert sand. Seep treatment cell is pre-treatment cell with treatment media. | Access to the groundwater table is needed. Trench excavated through water-bearing zones of alluvial deposits and into underlying weathered bedrock. | Pilot | 2018-2021, modifications made in 2019 to address seepage | Selenium | Se, total | mg/L | N | N/A | [6 empty] | 0.0129 | 0.0256 | 49.6094 |  |  |  | 0.0146 | 2020 - 2021 Average, from operational period, not whole dataset | Data not provided | Data not provided | 0.00258 | 2020 - 2021 Average, from operational period, not whole dataset | Data not provided | Data not provided | Data not provided | Downgradient | 6.7 | 0 | mg/L | 9.6 | °C | Data not provided | N/A | Data not provided | N/A | -220.7 | mV | 2973 | µmhos/cm | Turbidity = 37.58 | NTU | data not provided | data not provided | data not provided | data not provided | data not provided | data not provided | Y | Groundwater Comparison Value: U.S. EPA MCL 0.05 mg/L Assessment of treatment goals based on well-specific averages for 2020-2021 | No samples were collected at STC-NES5-EF between November 2018 and April 2019. | An insufficient amount of time since completion of the Pilot Study to adequately evaluate lifespan of the treatment media. The change in alkalinity can be used as an indicator of change in the ability of the media to treat selenium. Alkalinity remained relatively similar after 2 years of operation indicating that after 2 years of operation the microbially-mediated chemical reduction of selenium remains similar to the study onset. | Design had insufficient capacity to contain the flux of snow melt in addition to seep water. Soils in the area of the PRB are tight. In the future, when in an layered alluvial system, incorporate a gravel "pressure relief/effluent storage" zone on the downgradient edge to allow for increased ability to receive effluent water and/or flow onto the land surface if capacity is reached. The hydrogeological study was performed during fall low flow conditions as were the excavation and installation of the PRB bench. Additional water zones may be present during different water levels, so future design data collection should include a hydrogeological investigation in the spring to better characterize flux and water bearing zones in the aquifer during high water conditions. The PRB increased Ar, Fe, Mn and Ur due to eroded overburden material in the lenses on the walls of the excavation and from the seep and sedimentation basin sediments transferred to the PRB. Oxidizing conditions favorable to mobilization of Ur exist when ORP is above -200 mV. Bicarbonate that is likely dominant in the near neutral pH conditions in the vicinity of the PRB can enhance Ur mobility. Redox cycling from fluctuating water table can cause Ur mobilization. Heterogeneity of groundwater inflow along the trench, contact with runoff of mine materials, and microbial activity all contribute to factors affecting degree of treatment within the PRB. The incorporation of the Pilot Study into a potential remedy for the Pedro Creek Sub-Basin, at its current scale and in absence of other actions, may require some modifications to facilitate handling of high spring inflows and additional treatment to address the transport of released uranium into the shallow groundwater and surface water. | Operation and maintenance cost, including remote monitoring (e.g., transducers, telemetry, and cameras) and performance monitoring (e.g., sampling, analysis, and reporting), ranges between $20,000 to $40,000 per month. The capital cost for the construction of the PRB and STC was approximately $1.2M including the media, trenching, infiltration gallery, cover, and stormwater controls, or roughly $180/cubic yard of reactive media (1,200 cubic yards for the PRB and 5,500 cubic yards for the STC). | System is seep treatment cell effluent to PRB. Treatment media: 50% granular support media, 12.5% chopped alfalfa hay, 37.5% woodchips/shavings. Average hydraulic conductivity of 8.8-116.2 ft/day in the media. Trench excavated to dry, silty-clay, weathered Dinwoody Formation material to prevent groundwater flow from bypassing under the PRB. Eroded overburden was encountered. Media placed to a depth of 2 ft bgs, covered by non-woven geotextile and 2 ft of Dinwoody Formation material. Infiltration gallery was constructed upgradient to the PRB, and overburden was encountered. Infiltration gallery was overexcavated and compacted Dinwoody Formation materials were used on the base and sidewalls to reduce water contact with the overburden. It was backfilled with coarse drain rock and covered with non-woven geotextile and Dinwoody Formation material. PRB is relatively easy to implement with readily available material and equipment but using the technology to treat seeps or shallow groundwater in close proximity to overburden disposal piles should be approached with caution. The presence of run-of-mine shales in and around excavations contributes to mobilization of unwanted constituents (e.g. arsenic, uranium) | The objectives for the Pilot Study are consistent with the preliminary Remedial Action Objectives (RAOs) for groundwater remedies at Conda. Based on observations from the 2019 and 2020 monitoring, modifications were made to the Pilot Study in fall of 2020. In coordination with the Agencies, it was decided that the modification will require further monitoring in 2021 to fully meet the Pilot Study objectives. 2018-2019 start up period had differing conditions from 2020-2021, and the conditions were not considered representative of long term trends, but reflect the capability of the media to rapidly reach redox and geochemical conditions that facilitate microbially mediated reduction. 2020-2021 are operational conditions. The treatment media contributes to total Ar, Fe and Mn concentrations above the MCLs and drinking water standards. Data indicate that the treatment media in the Seep Treatment Cell and PRB is capable of treating water entering the system with total Se concentrations as high as 6.87 mg/L as well as total Cd concentrations up to 0.00847 mg/L to levels below their respective MCLs. | None, other than those presented elsewhere | Effluent from the pretreatment STC (STC-NES5-EF) is the upgradient inflow through the central flow path. Data collection for upgradient/downgradient wells is in some instances shifted by 1-2 days. Reporting on effluents from Well 64 is only considered during the period that effluent from the pretreatment is available for comparison (June 2019-Oct 2021)
Final Treatability Study Findings Report Field-Scale Permeable Reactive Barrier Pilot Study Conda/Woodall Mountain Mine | Conda/Woodall Mountain Mine | IDN001002862 | N/A | N/A | GW-64-MA | Former mining site | Permeable reactive barrier (PRB) with seep treatment cell pre-treatment | Passive | Permeable reactive barrier (PRB) | Pre-treatment | Overburden pile in the headwaters areas of Pedro Creek | Y | PRB with pre-treatment | Specific technologies not specified. PRB is chemical and microbially mediated processes that reduce selenate to selenite and then selenium. Treatment media includes a carbon source (i.e. woodchips), alfalfa hay, and inert sand. Seep treatment cell is pre-treatment cell with treatment media. | Access to the groundwater table is needed. Trench excavated through water-bearing zones of alluvial deposits and into underlying weathered bedrock. | Pilot | 2018-2021, modifications made in 2019 to address seepage | Selenium | Se, dissolved | mg/L | N | N/A | [9 empty] | 0.00154 | 0.0096 | 83.9583 | 0.0091 | 2020 - 2021 Average, from operational period, not whole dataset | Data not provided | Data not provided | 0.00206 | 2020 - 2021 Average, from operational period, not whole dataset | Data not provided | Data not provided | Data not provided | Downgradient | 6.78 | 0 | mg/L | 10.5 | °C | Data not provided | N/A | Data not provided | N/A | -259.1 | mV | 3086 | µmhos/cm | Turbidity = 12.97 | NTU | data not provided | data not provided | data not provided | data not provided | data not provided | data not provided | N/A | No groundwater comparison value | No samples were collected at STC-NES5-EF between November 2018 and April 2019. | An insufficient amount of time since completion of the Pilot Study to adequately evaluate lifespan of the treatment media. The change in alkalinity can be used as an indicator of change in the ability of the media to treat selenium. Alkalinity remained relatively similar after 2 years of operation indicating that after 2 years of operation the microbially-mediated chemical reduction of selenium remains similar to the study onset. | Design had insufficient capacity to contain the flux of snow melt in addition to seep water. Soils in the area of the PRB are tight. In the future, when in an layered alluvial system, incorporate a gravel "pressure relief/effluent storage" zone on the downgradient edge to allow for increased ability to receive effluent water and/or flow onto the land surface if capacity is reached. The hydrogeological study was performed during fall low flow conditions as were the excavation and installation of the PRB bench. Additional water zones may be present during different water levels, so future design data collection should include a hydrogeological investigation in the spring to better characterize flux and water bearing zones in the aquifer during high water conditions. The PRB increased Ar, Fe, Mn and Ur due to eroded overburden material in the lenses on the walls of the excavation and from the seep and sedimentation basin sediments transferred to the PRB. Oxidizing conditions favorable to mobilization of Ur exist when ORP is above -200 mV. Bicarbonate that is likely dominant in the near neutral pH conditions in the vicinity of the PRB can enhance Ur mobility. Redox cycling from fluctuating water table can cause Ur mobilization. Heterogeneity of groundwater inflow along the trench, contact with runoff of mine materials, and microbial activity all contribute to factors affecting degree of treatment within the PRB. The incorporation of the Pilot Study into a potential remedy for the Pedro Creek Sub-Basin, at its current scale and in absence of other actions, may require some modifications to facilitate handling of high spring inflows and additional treatment to address the transport of released uranium into the shallow groundwater and surface water. | Operation and maintenance cost, including remote monitoring (e.g., transducers, telemetry, and cameras) and performance monitoring (e.g., sampling, analysis, and reporting), ranges between $20,000 to $40,000 per month. The capital cost for the construction of the PRB and STC was approximately $1.2M including the media, trenching, infiltration gallery, cover, and stormwater controls, or roughly $180/cubic yard of reactive media (1,200 cubic yards for the PRB and 5,500 cubic yards for the STC). | System is seep treatment cell effluent to PRB. Treatment media: 50% granular support media, 12.5% chopped alfalfa hay, 37.5% woodchips/shavings. Average hydraulic conductivity of 8.8-116.2 ft/day in the media. Trench excavated to dry, silty-clay, weathered Dinwoody Formation material to prevent groundwater flow from bypassing under the PRB. Eroded overburden was encountered. Media placed to a depth of 2 ft bgs, covered by non-woven geotextile and 2 ft of Dinwoody Formation material. Infiltration gallery was constructed upgradient to the PRB, and overburden was encountered. Infiltration gallery was overexcavated and compacted Dinwoody Formation materials were used on the base and sidewalls to reduce water contact with the overburden. It was backfilled with coarse drain rock and covered with non-woven geotextile and Dinwoody Formation material. PRB is relatively easy to implement with readily available material and equipment but using the technology to treat seeps or shallow groundwater in close proximity to overburden disposal piles should be approached with caution. The presence of run-of-mine shales in and around excavations contributes to mobilization of unwanted constituents (e.g. arsenic, uranium) | The objectives for the Pilot Study are consistent with the preliminary Remedial Action Objectives (RAOs) for groundwater remedies at Conda. Based on observations from the 2019 and 2020 monitoring, modifications were made to the Pilot Study in fall of 2020. In coordination with the Agencies, it was decided that the modification will require further monitoring in 2021 to fully meet the Pilot Study objectives. 2018-2019 start up period had differing conditions from 2020-2021, and the conditions were not considered representative of long term trends, but reflect the capability of the media to rapidly reach redox and geochemical conditions that facilitate microbially mediated reduction. 2020-2021 are operational conditions. The treatment media contributes to total Ar, Fe and Mn concentrations above the MCLs and drinking water standards. Data indicate that the treatment media in the Seep Treatment Cell and PRB is capable of treating water entering the system with total Se concentrations as high as 6.87 mg/L as well as total Cd concentrations up to 0.00847 mg/L to levels below their respective MCLs. | None, other than those presented elsewhere | Effluent from the pretreatment STC (STC-NES5-EF) is the upgradient inflow through the central flow path. Data collection for upgradient/downgradient wells is in some instances shifted by 1-2 days. Reporting on effluents from Well 64 is only considered during the period that effluent from the pretreatment is available for comparison (June 2019-Oct 2021)
Final Treatability Study Findings Report Field-Scale Permeable Reactive Barrier Pilot Study Conda/Woodall Mountain Mine | Conda/Woodall Mountain Mine | IDN001002862 | N/A | N/A | GW-64-MA | Former mining site | Permeable reactive barrier (PRB) with seep treatment cell pre-treatment | Passive | Permeable reactive barrier (PRB) | Pre-treatment | Overburden pile in the headwaters areas of Pedro Creek | Y | PRB with pre-treatment | Specific technologies not specified. PRB is chemical and microbially mediated processes that reduce selenate to selenite and then selenium. Treatment media includes a carbon source (i.e. woodchips), alfalfa hay, and inert sand. Seep treatment cell is pre-treatment cell with treatment media. | Access to the groundwater table is needed. Trench excavated through water-bearing zones of alluvial deposits and into underlying weathered bedrock. | Pilot | 2018-2021, modifications made in 2019 to address seepage | Selenium | Se, total | mg/L | N | N/A | [9 empty] | 0.00198 | Data not provided | Not Applicable | 0.0146 | 2020 - 2021 Average, from operational period, not whole dataset | Data not provided | Data not provided | 0.00258 | 2020 - 2021 Average, from operational period, not whole dataset | Data not provided | Data not provided | Data not provided | Downgradient | 6.9 | -0.12 | mg/L | 9.4 | °C | Data not provided | N/A | Data not provided | N/A | -234.8 | mV | 2994 | µmhos/cm | Turbidity = 2.92 | NTU | data not provided | data not provided | data not provided | data not provided | data not provided | data not provided | Y | Groundwater Comparison Value: U.S. EPA MCL 0.05 mg/L Assessment of treatment goals based on well-specific averages for 2020-2021 | No samples were collected at STC-NES5-EF between November 2018 and April 2019. | An insufficient amount of time since completion of the Pilot Study to adequately evaluate lifespan of the treatment media. The change in alkalinity can be used as an indicator of change in the ability of the media to treat selenium. Alkalinity remained relatively similar after 2 years of operation indicating that after 2 years of operation the microbially-mediated chemical reduction of selenium remains similar to the study onset. | Design had insufficient capacity to contain the flux of snow melt in addition to seep water. Soils in the area of the PRB are tight. In the future, when in an layered alluvial system, incorporate a gravel "pressure relief/effluent storage" zone on the downgradient edge to allow for increased ability to receive effluent water and/or flow onto the land surface if capacity is reached. The hydrogeological study was performed during fall low flow conditions as were the excavation and installation of the PRB bench. Additional water zones may be present during different water levels, so future design data collection should include a hydrogeological investigation in the spring to better characterize flux and water bearing zones in the aquifer during high water conditions. The PRB increased Ar, Fe, Mn and Ur due to eroded overburden material in the lenses on the walls of the excavation and from the seep and sedimentation basin sediments transferred to the PRB. Oxidizing conditions favorable to mobilization of Ur exist when ORP is above -200 mV. Bicarbonate that is likely dominant in the near neutral pH conditions in the vicinity of the PRB can enhance Ur mobility. Redox cycling from fluctuating water table can cause Ur mobilization. Heterogeneity of groundwater inflow along the trench, contact with runoff of mine materials, and microbial activity all contribute to factors affecting degree of treatment within the PRB. The incorporation of the Pilot Study into a potential remedy for the Pedro Creek Sub-Basin, at its current scale and in absence of other actions, may require some modifications to facilitate handling of high spring inflows and additional treatment to address the transport of released uranium into the shallow groundwater and surface water. | Operation and maintenance cost, including remote monitoring (e.g., transducers, telemetry, and cameras) and performance monitoring (e.g., sampling, analysis, and reporting), ranges between $20,000 to $40,000 per month. The capital cost for the construction of the PRB and STC was approximately $1.2M including the media, trenching, infiltration gallery, cover, and stormwater controls, or roughly $180/cubic yard of reactive media (1,200 cubic yards for the PRB and 5,500 cubic yards for the STC). | System is seep treatment cell effluent to PRB. Treatment media: 50% granular support media, 12.5% chopped alfalfa hay, 37.5% woodchips/shavings. Average hydraulic conductivity of 8.8-116.2 ft/day in the media. Trench excavated to dry, silty-clay, weathered Dinwoody Formation material to prevent groundwater flow from bypassing under the PRB. Eroded overburden was encountered. Media placed to a depth of 2 ft bgs, covered by non-woven geotextile and 2 ft of Dinwoody Formation material. Infiltration gallery was constructed upgradient to the PRB, and overburden was encountered. Infiltration gallery was overexcavated and compacted Dinwoody Formation materials were used on the base and sidewalls to reduce water contact with the overburden. It was backfilled with coarse drain rock and covered with non-woven geotextile and Dinwoody Formation material. PRB is relatively easy to implement with readily available material and equipment but using the technology to treat seeps or shallow groundwater in close proximity to overburden disposal piles should be approached with caution. The presence of run-of-mine shales in and around excavations contributes to mobilization of unwanted constituents (e.g. arsenic, uranium) | The objectives for the Pilot Study are consistent with the preliminary Remedial Action Objectives (RAOs) for groundwater remedies at Conda. Based on observations from the 2019 and 2020 monitoring, modifications were made to the Pilot Study in fall of 2020. In coordination with the Agencies, it was decided that the modification will require further monitoring in 2021 to fully meet the Pilot Study objectives. 2018-2019 start up period had differing conditions from 2020-2021, and the conditions were not considered representative of long term trends, but reflect the capability of the media to rapidly reach redox and geochemical conditions that facilitate microbially mediated reduction. 2020-2021 are operational conditions. The treatment media contributes to total Ar, Fe and Mn concentrations above the MCLs and drinking water standards. Data indicate that the treatment media in the Seep Treatment Cell and PRB is capable of treating water entering the system with total Se concentrations as high as 6.87 mg/L as well as total Cd concentrations up to 0.00847 mg/L to levels below their respective MCLs. | None, other than those presented elsewhere | Effluent from the pretreatment STC (STC-NES5-EF) is the upgradient inflow through the central flow path. Data collection for upgradient/downgradient wells is in some instances shifted by 1-2 days. Reporting on effluents from Well 64 is only considered during the period that effluent from the pretreatment is available for comparison (June 2019-Oct 2021)
Final Treatability Study Findings Report Field-Scale Permeable Reactive Barrier Pilot Study Conda/Woodall Mountain Mine | Conda/Woodall Mountain Mine | IDN001002862 | N/A | N/A | STC-NES5-EF | Former mining site | Permeable reactive barrier (PRB) with seep treatment cell pre-treatment | Passive | Permeable reactive barrier (PRB) | Pre-treatment | Overburden pile in the headwaters areas of Pedro Creek | Y | PRB with pre-treatment | Specific technologies not specified. PRB is chemical and microbially mediated processes that reduce selenate to selenite and then selenium. Treatment media includes a carbon source (i.e. woodchips), alfalfa hay, and inert sand. Seep treatment cell is pre-treatment cell with treatment media. | Access to the groundwater table is needed. Trench excavated through water-bearing zones of alluvial deposits and into underlying weathered bedrock. | Pilot | 2018-2021, modifications made in 2019 to address seepage | Arsenic | As, dissolved | mg/L | N | N/A | 0.116 | 0.0118 | 89.8276 | [9 empty] | 0.0528 | 2020 - 2021 Average, from operational period, not whole dataset | Data not provided | Data not provided | 0.00936 | 2020 - 2021 Average, from operational period, not whole dataset | Data not provided | Data not provided | Data not provided | Upgradient | 7.43 | 5.54 | mg/L | 6.5 | °C | Data not provided | N/A | Data not provided | N/A | -103.1 | mV | 2831 | µmhos/cm | Turbidity = 55.11 | NTU | data not provided | data not provided | data not provided | data not provided | data not provided | data not provided | N/A | No groundwater comparison value | No samples were collected at STC-NES5-EF between November 2018 and April 2019. | An insufficient amount of time since completion of the Pilot Study to adequately evaluate lifespan of the treatment media. The change in alkalinity can be used as an indicator of change in the ability of the media to treat selenium. Alkalinity remained relatively similar after 2 years of operation indicating that after 2 years of operation the microbially-mediated chemical reduction of selenium remains similar to the study onset. | Design had insufficient capacity to contain the flux of snow melt in addition to seep water. Soils in the area of the PRB are tight. In the future, when in an layered alluvial system, incorporate a gravel "pressure relief/effluent storage" zone on the downgradient edge to allow for increased ability to receive effluent water and/or flow onto the land surface if capacity is reached. The hydrogeological study was performed during fall low flow conditions as were the excavation and installation of the PRB bench. Additional water zones may be present during different water levels, so future design data collection should include a hydrogeological investigation in the spring to better characterize flux and water bearing zones in the aquifer during high water conditions. The PRB increased Ar, Fe, Mn and Ur due to eroded overburden material in the lenses on the walls of the excavation and from the seep and sedimentation basin sediments transferred to the PRB. Oxidizing conditions favorable to mobilization of Ur exist when ORP is above -200 mV. Bicarbonate that is likely dominant in the near neutral pH conditions in the vicinity of the PRB can enhance Ur mobility. Redox cycling from fluctuating water table can cause Ur mobilization. Heterogeneity of groundwater inflow along the trench, contact with runoff of mine materials, and microbial activity all contribute to factors affecting degree of treatment within the PRB. The incorporation of the Pilot Study into a potential remedy for the Pedro Creek Sub-Basin, at its current scale and in absence of other actions, may require some modifications to facilitate handling of high spring inflows and additional treatment to address the transport of released uranium into the shallow groundwater and surface water. | Operation and maintenance cost, including remote monitoring (e.g., transducers, telemetry, and cameras) and performance monitoring (e.g., sampling, analysis, and reporting), ranges between $20,000 to $40,000 per month. The capital cost for the construction of the PRB and STC was approximately $1.2M including the media, trenching, infiltration gallery, cover, and stormwater controls, or roughly $180/cubic yard of reactive media (1,200 cubic yards for the PRB and 5,500 cubic yards for the STC). | System is seep treatment cell effluent to PRB. Treatment media: 50% granular support media, 12.5% chopped alfalfa hay, 37.5% woodchips/shavings. Average hydraulic conductivity of 8.8-116.2 ft/day in the media. Trench excavated to dry, silty-clay, weathered Dinwoody Formation material to prevent groundwater flow from bypassing under the PRB. Eroded overburden was encountered. Media placed to a depth of 2 ft bgs, covered by non-woven geotextile and 2 ft of Dinwoody Formation material. Infiltration gallery was constructed upgradient to the PRB, and overburden was encountered. Infiltration gallery was overexcavated and compacted Dinwoody Formation materials were used on the base and sidewalls to reduce water contact with the overburden. It was backfilled with coarse drain rock and covered with non-woven geotextile and Dinwoody Formation material. PRB is relatively easy to implement with readily available material and equipment but using the technology to treat seeps or shallow groundwater in close proximity to overburden disposal piles should be approached with caution. The presence of run-of-mine shales in and around excavations contributes to mobilization of unwanted constituents (e.g. arsenic, uranium) | The objectives for the Pilot Study are consistent with the preliminary Remedial Action Objectives (RAOs) for groundwater remedies at Conda. Based on observations from the 2019 and 2020 monitoring, modifications were made to the Pilot Study in fall of 2020. In coordination with the Agencies, it was decided that the modification will require further monitoring in 2021 to fully meet the Pilot Study objectives. 2018-2019 start up period had differing conditions from 2020-2021, and the conditions were not considered representative of long term trends, but reflect the capability of the media to rapidly reach redox and geochemical conditions that facilitate microbially mediated reduction. 2020-2021 are operational conditions. The treatment media contributes to total Ar, Fe and Mn concentrations above the MCLs and drinking water standards. Data indicate that the treatment media in the Seep Treatment Cell and PRB is capable of treating water entering the system with total Se concentrations as high as 6.87 mg/L as well as total Cd concentrations up to 0.00847 mg/L to levels below their respective MCLs. | None, other than those presented elsewhere | Effluent from the pretreatment STC (STC-NES5-EF) is the upgradient inflow through the central flow path. Data collection for upgradient/downgradient wells is in some instances shifted by 1-2 days. Reporting on effluents from Well 64 is only considered during the period that effluent from the pretreatment is available for comparison (June 2019-Oct 2021)
Final Treatability Study Findings Report Field-Scale Permeable Reactive Barrier Pilot Study Conda/Woodall Mountain Mine | Conda/Woodall Mountain Mine | IDN001002862 | N/A | N/A | STC-NES5-EF | Former mining site | Permeable reactive barrier (PRB) with seep treatment cell pre-treatment | Passive | Permeable reactive barrier (PRB) | Pre-treatment | Overburden pile in the headwaters areas of Pedro Creek | Y | PRB with pre-treatment | Specific technologies not specified. PRB is chemical and microbially mediated processes that reduce selenate to selenite and then selenium. Treatment media includes a carbon source (i.e. woodchips), alfalfa hay, and inert sand. Seep treatment cell is pre-treatment cell with treatment media. | Access to the groundwater table is needed. Trench excavated through water-bearing zones of alluvial deposits and into underlying weathered bedrock. | Pilot | 2018-2021, modifications made in 2019 to address seepage | Arsenic | As, total | mg/L | N | N/A | 0.1 | 0.015 | 85 | [9 empty] | 0.0496 | 2020 - 2021 Average, from operational period, not whole dataset | Data not provided | Data not provided | 0.0108 | 2020 - 2021 Average, from operational period, not whole dataset | Data not provided | Data not provided | Data not provided | Upgradient | 7.43 | 5.54 | mg/L | 6.5 | °C | Data not provided | N/A | Data not provided | N/A | -103.1 | mV | 2831 | µmhos/cm | Turbidity = 55.11 | NTU | data not provided | data not provided | data not provided | data not provided | data not provided | data not provided | N | Groundwater Comparison Value: U.S. EPA MCL 0.01 mg/L Assessment of treatment goals based on well-specific averages for 2020-2021 | No samples were collected at STC-NES5-EF between November 2018 and April 2019. | An insufficient amount of time since completion of the Pilot Study to adequately evaluate lifespan of the treatment media. The change in alkalinity can be used as an indicator of change in the ability of the media to treat selenium. Alkalinity remained relatively similar after 2 years of operation indicating that after 2 years of operation the microbially-mediated chemical reduction of selenium remains similar to the study onset. | Design had insufficient capacity to contain the flux of snow melt in addition to seep water. Soils in the area of the PRB are tight. In the future, when in an layered alluvial system, incorporate a gravel "pressure relief/effluent storage" zone on the downgradient edge to allow for increased ability to receive effluent water and/or flow onto the land surface if capacity is reached. The hydrogeological study was performed during fall low flow conditions as were the excavation and installation of the PRB bench. Additional water zones may be present during different water levels, so future design data collection should include a hydrogeological investigation in the spring to better characterize flux and water bearing zones in the aquifer during high water conditions. The PRB increased Ar, Fe, Mn and Ur due to eroded overburden material in the lenses on the walls of the excavation and from the seep and sedimentation basin sediments transferred to the PRB. Oxidizing conditions favorable to mobilization of Ur exist when ORP is above -200 mV. Bicarbonate that is likely dominant in the near neutral pH conditions in the vicinity of the PRB can enhance Ur mobility. Redox cycling from fluctuating water table can cause Ur mobilization. Heterogeneity of groundwater inflow along the trench, contact with runoff of mine materials, and microbial activity all contribute to factors affecting degree of treatment within the PRB. The incorporation of the Pilot Study into a potential remedy for the Pedro Creek Sub-Basin, at its current scale and in absence of other actions, may require some modifications to facilitate handling of high spring inflows and additional treatment to address the transport of released uranium into the shallow groundwater and surface water. | Operation and maintenance cost, including remote monitoring (e.g., transducers, telemetry, and cameras) and performance monitoring (e.g., sampling, analysis, and reporting), ranges between $20,000 to $40,000 per month. The capital cost for the construction of the PRB and STC was approximately $1.2M including the media, trenching, infiltration gallery, cover, and stormwater controls, or roughly $180/cubic yard of reactive media (1,200 cubic yards for the PRB and 5,500 cubic yards for the STC). | System is seep treatment cell effluent to PRB. Treatment media: 50% granular support media, 12.5% chopped alfalfa hay, 37.5% woodchips/shavings. Average hydraulic conductivity of 8.8-116.2 ft/day in the media. Trench excavated to dry, silty-clay, weathered Dinwoody Formation material to prevent groundwater flow from bypassing under the PRB. Eroded overburden was encountered. Media placed to a depth of 2 ft bgs, covered by non-woven geotextile and 2 ft of Dinwoody Formation material. Infiltration gallery was constructed upgradient to the PRB, and overburden was encountered. Infiltration gallery was overexcavated and compacted Dinwoody Formation materials were used on the base and sidewalls to reduce water contact with the overburden. It was backfilled with coarse drain rock and covered with non-woven geotextile and Dinwoody Formation material. PRB is relatively easy to implement with readily available material and equipment but using the technology to treat seeps or shallow groundwater in close proximity to overburden disposal piles should be approached with caution. The presence of run-of-mine shales in and around excavations contributes to mobilization of unwanted constituents (e.g. arsenic, uranium) | The objectives for the Pilot Study are consistent with the preliminary Remedial Action Objectives (RAOs) for groundwater remedies at Conda. Based on observations from the 2019 and 2020 monitoring, modifications were made to the Pilot Study in fall of 2020. In coordination with the Agencies, it was decided that the modification will require further monitoring in 2021 to fully meet the Pilot Study objectives. 2018-2019 start up period had differing conditions from 2020-2021, and the conditions were not considered representative of long term trends, but reflect the capability of the media to rapidly reach redox and geochemical conditions that facilitate microbially mediated reduction. 2020-2021 are operational conditions. The treatment media contributes to total Ar, Fe and Mn concentrations above the MCLs and drinking water standards. Data indicate that the treatment media in the Seep Treatment Cell and PRB is capable of treating water entering the system with total Se concentrations as high as 6.87 mg/L as well as total Cd concentrations up to 0.00847 mg/L to levels below their respective MCLs. | None, other than those presented elsewhere | Effluent from the pretreatment STC (STC-NES5-EF) is the upgradient inflow through the central flow path. Data collection for upgradient/downgradient wells is in some instances shifted by 1-2 days. Reporting on effluents from Well 64 is only considered during the period that effluent from the pretreatment is available for comparison (June 2019-Oct 2021)
Final Treatability Study Findings Report Field-Scale Permeable Reactive Barrier Pilot Study Conda/Woodall Mountain Mine | Conda/Woodall Mountain Mine | IDN001002862 | N/A | N/A | STC-NES5-EF | Former mining site | Permeable reactive barrier (PRB) with seep treatment cell pre-treatment | Passive | Permeable reactive barrier (PRB) | Pre-treatment | Overburden pile in the headwaters areas of Pedro Creek | Y | PRB with pre-treatment | Specific technologies not specified. PRB is chemical and microbially mediated processes that reduce selenate to selenite and then selenium. Treatment media includes a carbon source (i.e. woodchips), alfalfa hay, and inert sand. Seep treatment cell is pre-treatment cell with treatment media. | Access to the groundwater table is needed. Trench excavated through water-bearing zones of alluvial deposits and into underlying weathered bedrock. | Pilot | 2018-2021, modifications made in 2019 to address seepage | Arsenic | As, dissolved | mg/L | N | N/A |  |  |  | 0.0138 | 0.0118 | 14.4928 | [6 empty] | 0.0528 | 2020 - 2021 Average, from operational period, not whole dataset | Data not provided | Data not provided | 0.00936 | 2020 - 2021 Average, from operational period, not whole dataset | Data not provided | Data not provided | Data not provided | Upgradient | 6.67 | 4.08 | mg/L | 11.5 | °C | Data not provided | N/A | Data not provided | N/A | -76.5 | mV | 3328 | µmhos/cm | Turbidity = 205 | NTU | data not provided | data not provided | data not provided | data not provided | data not provided | data not provided | N/A | No groundwater comparison value | No samples were collected at STC-NES5-EF between November 2018 and April 2019. | An insufficient amount of time since completion of the Pilot Study to adequately evaluate lifespan of the treatment media. The change in alkalinity can be used as an indicator of change in the ability of the media to treat selenium. Alkalinity remained relatively similar after 2 years of operation indicating that after 2 years of operation the microbially-mediated chemical reduction of selenium remains similar to the study onset. | Design had insufficient capacity to contain the flux of snow melt in addition to seep water. Soils in the area of the PRB are tight. In the future, when in an layered alluvial system, incorporate a gravel "pressure relief/effluent storage" zone on the downgradient edge to allow for increased ability to receive effluent water and/or flow onto the land surface if capacity is reached. The hydrogeological study was performed during fall low flow conditions as were the excavation and installation of the PRB bench. Additional water zones may be present during different water levels, so future design data collection should include a hydrogeological investigation in the spring to better characterize flux and water bearing zones in the aquifer during high water conditions. The PRB increased Ar, Fe, Mn and Ur due to eroded overburden material in the lenses on the walls of the excavation and from the seep and sedimentation basin sediments transferred to the PRB. Oxidizing conditions favorable to mobilization of Ur exist when ORP is above -200 mV. Bicarbonate that is likely dominant in the near neutral pH conditions in the vicinity of the PRB can enhance Ur mobility. Redox cycling from fluctuating water table can cause Ur mobilization. Heterogeneity of groundwater inflow along the trench, contact with runoff of mine materials, and microbial activity all contribute to factors affecting degree of treatment within the PRB. The incorporation of the Pilot Study into a potential remedy for the Pedro Creek Sub-Basin, at its current scale and in absence of other actions, may require some modifications to facilitate handling of high spring inflows and additional treatment to address the transport of released uranium into the shallow groundwater and surface water. | Operation and maintenance cost, including remote monitoring (e.g., transducers, telemetry, and cameras) and performance monitoring (e.g., sampling, analysis, and reporting), ranges between $20,000 to $40,000 per month. The capital cost for the construction of the PRB and STC was approximately $1.2M including the media, trenching, infiltration gallery, cover, and stormwater controls, or roughly $180/cubic yard of reactive media (1,200 cubic yards for the PRB and 5,500 cubic yards for the STC). | System is seep treatment cell effluent to PRB. Treatment media: 50% granular support media, 12.5% chopped alfalfa hay, 37.5% woodchips/shavings. Average hydraulic conductivity of 8.8-116.2 ft/day in the media. Trench excavated to dry, silty-clay, weathered Dinwoody Formation material to prevent groundwater flow from bypassing under the PRB. Eroded overburden was encountered. Media placed to a depth of 2 ft bgs, covered by non-woven geotextile and 2 ft of Dinwoody Formation material. Infiltration gallery was constructed upgradient to the PRB, and overburden was encountered. Infiltration gallery was overexcavated and compacted Dinwoody Formation materials were used on the base and sidewalls to reduce water contact with the overburden. It was backfilled with coarse drain rock and covered with non-woven geotextile and Dinwoody Formation material. PRB is relatively easy to implement with readily available material and equipment but using the technology to treat seeps or shallow groundwater in close proximity to overburden disposal piles should be approached with caution. The presence of run-of-mine shales in and around excavations contributes to mobilization of unwanted constituents (e.g. arsenic, uranium) | The objectives for the Pilot Study are consistent with the preliminary Remedial Action Objectives (RAOs) for groundwater remedies at Conda. Based on observations from the 2019 and 2020 monitoring, modifications were made to the Pilot Study in fall of 2020. In coordination with the Agencies, it was decided that the modification will require further monitoring in 2021 to fully meet the Pilot Study objectives. 2018-2019 start up period had differing conditions from 2020-2021, and the conditions were not considered representative of long term trends, but reflect the capability of the media to rapidly reach redox and geochemical conditions that facilitate microbially mediated reduction. 2020-2021 are operational conditions. The treatment media contributes to total Ar, Fe and Mn concentrations above the MCLs and drinking water standards. Data indicate that the treatment media in the Seep Treatment Cell and PRB is capable of treating water entering the system with total Se concentrations as high as 6.87 mg/L as well as total Cd concentrations up to 0.00847 mg/L to levels below their respective MCLs. | None, other than those presented elsewhere | Effluent from the pretreatment STC (STC-NES5-EF) is the upgradient inflow through the central flow path. Data collection for upgradient/downgradient wells is in some instances shifted by 1-2 days. Reporting on effluents from Well 64 is only considered during the period that effluent from the pretreatment is available for comparison (June 2019-Oct 2021)
Final Treatability Study Findings Report Field-Scale Permeable Reactive Barrier Pilot Study Conda/Woodall Mountain Mine | Conda/Woodall Mountain Mine | IDN001002862 | N/A | N/A | STC-NES5-EF | Former mining site | Permeable reactive barrier (PRB) with seep treatment cell pre-treatment | Passive | Permeable reactive barrier (PRB) | Pre-treatment | Overburden pile in the headwaters areas of Pedro Creek | Y | PRB with pre-treatment | Specific technologies not specified. PRB is chemical and microbially mediated processes that reduce selenate to selenite and then selenium. Treatment media includes a carbon source (i.e. woodchips), alfalfa hay, and inert sand. Seep treatment cell is pre-treatment cell with treatment media. | Access to the groundwater table is needed. Trench excavated through water-bearing zones of alluvial deposits and into underlying weathered bedrock. | Pilot | 2018-2021, modifications made in 2019 to address seepage | Arsenic | As, total | mg/L | N | N/A |  |  |  | 0.0179 | 0.00873 | 51.2291 | [6 empty] | 0.0496 | 2020 - 2021 Average, from operational period, not whole dataset | Data not provided | Data not provided | 0.0108 | 2020 - 2021 Average, from operational period, not whole dataset | Data not provided | Data not provided | Data not provided | Upgradient | 7.01 | 1.51 | mg/L | 11.2 | °C | Data not provided | N/A | Data not provided | N/A | -122.6 | mV | 2067 | µmhos/cm | Turbidity = 225.61 | NTU | data not provided | data not provided | data not provided | data not provided | data not provided | data not provided | N | Groundwater Comparison Value: U.S. EPA MCL 0.01 mg/L Assessment of treatment goals based on well-specific averages for 2020-2021 | No samples were collected at STC-NES5-EF between November 2018 and April 2019. | An insufficient amount of time since completion of the Pilot Study to adequately evaluate lifespan of the treatment media. The change in alkalinity can be used as an indicator of change in the ability of the media to treat selenium. Alkalinity remained relatively similar after 2 years of operation indicating that after 2 years of operation the microbially-mediated chemical reduction of selenium remains similar to the study onset. | Design had insufficient capacity to contain the flux of snow melt in addition to seep water. Soils in the area of the PRB are tight. In the future, when in an layered alluvial system, incorporate a gravel "pressure relief/effluent storage" zone on the downgradient edge to allow for increased ability to receive effluent water and/or flow onto the land surface if capacity is reached. The hydrogeological study was performed during fall low flow conditions as were the excavation and installation of the PRB bench. Additional water zones may be present during different water levels, so future design data collection should include a hydrogeological investigation in the spring to better characterize flux and water bearing zones in the aquifer during high water conditions. The PRB increased Ar, Fe, Mn and Ur due to eroded overburden material in the lenses on the walls of the excavation and from the seep and sedimentation basin sediments transferred to the PRB. Oxidizing conditions favorable to mobilization of Ur exist when ORP is above -200 mV. Bicarbonate that is likely dominant in the near neutral pH conditions in the vicinity of the PRB can enhance Ur mobility. Redox cycling from fluctuating water table can cause Ur mobilization. Heterogeneity of groundwater inflow along the trench, contact with runoff of mine materials, and microbial activity all contribute to factors affecting degree of treatment within the PRB. The incorporation of the Pilot Study into a potential remedy for the Pedro Creek Sub-Basin, at its current scale and in absence of other actions, may require some modifications to facilitate handling of high spring inflows and additional treatment to address the transport of released uranium into the shallow groundwater and surface water. | Operation and maintenance cost, including remote monitoring (e.g., transducers, telemetry, and cameras) and performance monitoring (e.g., sampling, analysis, and reporting), ranges between $20,000 to $40,000 per month. The capital cost for the construction of the PRB and STC was approximately $1.2M including the media, trenching, infiltration gallery, cover, and stormwater controls, or roughly $180/cubic yard of reactive media (1,200 cubic yards for the PRB and 5,500 cubic yards for the STC). | System is seep treatment cell effluent to PRB. Treatment media: 50% granular support media, 12.5% chopped alfalfa hay, 37.5% woodchips/shavings. Average hydraulic conductivity of 8.8-116.2 ft/day in the media. Trench excavated to dry, silty-clay, weathered Dinwoody Formation material to prevent groundwater flow from bypassing under the PRB. Eroded overburden was encountered. Media placed to a depth of 2 ft bgs, covered by non-woven geotextile and 2 ft of Dinwoody Formation material. Infiltration gallery was constructed upgradient to the PRB, and overburden was encountered. Infiltration gallery was overexcavated and compacted Dinwoody Formation materials were used on the base and sidewalls to reduce water contact with the overburden. It was backfilled with coarse drain rock and covered with non-woven geotextile and Dinwoody Formation material. PRB is relatively easy to implement with readily available material and equipment but using the technology to treat seeps or shallow groundwater in close proximity to overburden disposal piles should be approached with caution. The presence of run-of-mine shales in and around excavations contributes to mobilization of unwanted constituents (e.g. arsenic, uranium) | The objectives for the Pilot Study are consistent with the preliminary Remedial Action Objectives (RAOs) for groundwater remedies at Conda. Based on observations from the 2019 and 2020 monitoring, modifications were made to the Pilot Study in fall of 2020. In coordination with the Agencies, it was decided that the modification will require further monitoring in 2021 to fully meet the Pilot Study objectives. 2018-2019 start up period had differing conditions from 2020-2021, and the conditions were not considered representative of long term trends, but reflect the capability of the media to rapidly reach redox and geochemical conditions that facilitate microbially mediated reduction. 2020-2021 are operational conditions. The treatment media contributes to total Ar, Fe and Mn concentrations above the MCLs and drinking water standards. Data indicate that the treatment media in the Seep Treatment Cell and PRB is capable of treating water entering the system with total Se concentrations as high as 6.87 mg/L as well as total Cd concentrations up to 0.00847 mg/L to levels below their respective MCLs. | None, other than those presented elsewhere | Effluent from the pretreatment STC (STC-NES5-EF) is the upgradient inflow through the central flow path. Data collection for upgradient/downgradient wells is in some instances shifted by 1-2 days. Reporting on effluents from Well 64 is only considered during the period that effluent from the pretreatment is available for comparison (June 2019-Oct 2021)
Final Treatability Study Findings Report Field-Scale Permeable Reactive Barrier Pilot Study Conda/Woodall Mountain Mine | Conda/Woodall Mountain Mine | IDN001002862 | N/A | N/A | GW-64-MA | Former mining site | Permeable reactive barrier (PRB) with seep treatment cell pre-treatment | Passive | Permeable reactive barrier (PRB) | Pre-treatment | Overburden pile in the headwaters areas of Pedro Creek | Y | PRB with pre-treatment | Specific technologies not specified. PRB is chemical and microbially mediated processes that reduce selenate to selenite and then selenium. Treatment media includes a carbon source (i.e. woodchips), alfalfa hay, and inert sand. Seep treatment cell is pre-treatment cell with treatment media. | Access to the groundwater table is needed. Trench excavated through water-bearing zones of alluvial deposits and into underlying weathered bedrock. | Pilot | 2018-2021, modifications made in 2019 to address seepage | Arsenic | As, dissolved | mg/L | N | N/A | [6 empty] | 0.0233 | 0.0359 | 35.0975 |  |  |  | 0.0528 | 2020 - 2021 Average, from operational period, not whole dataset | Data not provided | Data not provided | 0.00936 | 2020 - 2021 Average, from operational period, not whole dataset | Data not provided | Data not provided | Data not provided | Downgradient | 7.19 | 0.15 | mg/L | 10.33 | °C | Data not provided | N/A | Data not provided | N/A | -235.4 | mV | 2852.4 | µmhos/cm | None | N/A | data not provided | data not provided | data not provided | data not provided | data not provided | data not provided | N/A | No groundwater comparison value | No samples were collected at STC-NES5-EF between November 2018 and April 2019. | An insufficient amount of time since completion of the Pilot Study to adequately evaluate lifespan of the treatment media. The change in alkalinity can be used as an indicator of change in the ability of the media to treat selenium. Alkalinity remained relatively similar after 2 years of operation indicating that after 2 years of operation the microbially-mediated chemical reduction of selenium remains similar to the study onset. | Design had insufficient capacity to contain the flux of snow melt in addition to seep water. Soils in the area of the PRB are tight. In the future, when in an layered alluvial system, incorporate a gravel "pressure relief/effluent storage" zone on the downgradient edge to allow for increased ability to receive effluent water and/or flow onto the land surface if capacity is reached. The hydrogeological study was performed during fall low flow conditions as were the excavation and installation of the PRB bench. Additional water zones may be present during different water levels, so future design data collection should include a hydrogeological investigation in the spring to better characterize flux and water bearing zones in the aquifer during high water conditions. The PRB increased Ar, Fe, Mn and Ur due to eroded overburden material in the lenses on the walls of the excavation and from the seep and sedimentation basin sediments transferred to the PRB. Oxidizing conditions favorable to mobilization of Ur exist when ORP is above -200 mV. Bicarbonate that is likely dominant in the near neutral pH conditions in the vicinity of the PRB can enhance Ur mobility. Redox cycling from fluctuating water table can cause Ur mobilization. Heterogeneity of groundwater inflow along the trench, contact with runoff of mine materials, and microbial activity all contribute to factors affecting degree of treatment within the PRB. The incorporation of the Pilot Study into a potential remedy for the Pedro Creek Sub-Basin, at its current scale and in absence of other actions, may require some modifications to facilitate handling of high spring inflows and additional treatment to address the transport of released uranium into the shallow groundwater and surface water. | Operation and maintenance cost, including remote monitoring (e.g., transducers, telemetry, and cameras) and performance monitoring (e.g., sampling, analysis, and reporting), ranges between $20,000 to $40,000 per month. The capital cost for the construction of the PRB and STC was approximately $1.2M including the media, trenching, infiltration gallery, cover, and stormwater controls, or roughly $180/cubic yard of reactive media (1,200 cubic yards for the PRB and 5,500 cubic yards for the STC). | System is seep treatment cell effluent to PRB. Treatment media: 50% granular support media, 12.5% chopped alfalfa hay, 37.5% woodchips/shavings. Average hydraulic conductivity of 8.8-116.2 ft/day in the media. Trench excavated to dry, silty-clay, weathered Dinwoody Formation material to prevent groundwater flow from bypassing under the PRB. Eroded overburden was encountered. Media placed to a depth of 2 ft bgs, covered by non-woven geotextile and 2 ft of Dinwoody Formation material. Infiltration gallery was constructed upgradient to the PRB, and overburden was encountered. Infiltration gallery was overexcavated and compacted Dinwoody Formation materials were used on the base and sidewalls to reduce water contact with the overburden. It was backfilled with coarse drain rock and covered with non-woven geotextile and Dinwoody Formation material. PRB is relatively easy to implement with readily available material and equipment but using the technology to treat seeps or shallow groundwater in close proximity to overburden disposal piles should be approached with caution. The presence of run-of-mine shales in and around excavations contributes to mobilization of unwanted constituents (e.g. arsenic, uranium) | The objectives for the Pilot Study are consistent with the preliminary Remedial Action Objectives (RAOs) for groundwater remedies at Conda. Based on observations from the 2019 and 2020 monitoring, modifications were made to the Pilot Study in fall of 2020. In coordination with the Agencies, it was decided that the modification will require further monitoring in 2021 to fully meet the Pilot Study objectives. 2018-2019 start up period had differing conditions from 2020-2021, and the conditions were not considered representative of long term trends, but reflect the capability of the media to rapidly reach redox and geochemical conditions that facilitate microbially mediated reduction. 2020-2021 are operational conditions. The treatment media contributes to total Ar, Fe and Mn concentrations above the MCLs and drinking water standards. Data indicate that the treatment media in the Seep Treatment Cell and PRB is capable of treating water entering the system with total Se concentrations as high as 6.87 mg/L as well as total Cd concentrations up to 0.00847 mg/L to levels below their respective MCLs. | None, other than those presented elsewhere | Effluent from the pretreatment STC (STC-NES5-EF) is the upgradient inflow through the central flow path. Data collection for upgradient/downgradient wells is in some instances shifted by 1-2 days. Reporting on effluents from Well 64 is only considered during the period that effluent from the pretreatment is available for comparison (June 2019-Oct 2021)
Final Treatability Study Findings Report Field-Scale Permeable Reactive Barrier Pilot Study Conda/Woodall Mountain Mine | Conda/Woodall Mountain Mine | IDN001002862 | N/A | N/A | GW-64-MA | Former mining site | Permeable reactive barrier (PRB) with seep treatment cell pre-treatment | Passive | Permeable reactive barrier (PRB) | Pre-treatment | Overburden pile in the headwaters areas of Pedro Creek | Y | PRB with pre-treatment | Specific technologies not specified. PRB is chemical and microbially mediated processes that reduce selenate to selenite and then selenium. Treatment media includes a carbon source (i.e. woodchips), alfalfa hay, and inert sand. Seep treatment cell is pre-treatment cell with treatment media. | Access to the groundwater table is needed. Trench excavated through water-bearing zones of alluvial deposits and into underlying weathered bedrock. | Pilot | 2018-2021, modifications made in 2019 to address seepage | Arsenic | As, total | mg/L | N | N/A | [6 empty] | 0.0296 | 0.049 | 39.5918 |  |  |  | 0.0496 | 2020 - 2021 Average, from operational period, not whole dataset | Data not provided | Data not provided | 0.0108 | 2020 - 2021 Average, from operational period, not whole dataset | Data not provided | Data not provided | Data not provided | Downgradient | 7.19 | 0.15 | mg/L | 10.33 | °C | Data not provided | N/A | Data not provided | N/A | -235.4 | mV | 2852.4 | µmhos/cm | None | N/A | data not provided | data not provided | data not provided | data not provided | data not provided | data not provided | N | Groundwater Comparison Value: U.S. EPA MCL 0.01 mg/L Assessment of treatment goals based on well-specific averages for 2020-2021 | No samples were collected at STC-NES5-EF between November 2018 and April 2019. | An insufficient amount of time since completion of the Pilot Study to adequately evaluate lifespan of the treatment media. The change in alkalinity can be used as an indicator of change in the ability of the media to treat selenium. Alkalinity remained relatively similar after 2 years of operation indicating that after 2 years of operation the microbially-mediated chemical reduction of selenium remains similar to the study onset. | Design had insufficient capacity to contain the flux of snow melt in addition to seep water. Soils in the area of the PRB are tight. In the future, when in an layered alluvial system, incorporate a gravel "pressure relief/effluent storage" zone on the downgradient edge to allow for increased ability to receive effluent water and/or flow onto the land surface if capacity is reached. The hydrogeological study was performed during fall low flow conditions as were the excavation and installation of the PRB bench. Additional water zones may be present during different water levels, so future design data collection should include a hydrogeological investigation in the spring to better characterize flux and water bearing zones in the aquifer during high water conditions. The PRB increased Ar, Fe, Mn and Ur due to eroded overburden material in the lenses on the walls of the excavation and from the seep and sedimentation basin sediments transferred to the PRB. Oxidizing conditions favorable to mobilization of Ur exist when ORP is above -200 mV. Bicarbonate that is likely dominant in the near neutral pH conditions in the vicinity of the PRB can enhance Ur mobility. Redox cycling from fluctuating water table can cause Ur mobilization. Heterogeneity of groundwater inflow along the trench, contact with runoff of mine materials, and microbial activity all contribute to factors affecting degree of treatment within the PRB. The incorporation of the Pilot Study into a potential remedy for the Pedro Creek Sub-Basin, at its current scale and in absence of other actions, may require some modifications to facilitate handling of high spring inflows and additional treatment to address the transport of released uranium into the shallow groundwater and surface water. | Operation and maintenance cost, including remote monitoring (e.g., transducers, telemetry, and cameras) and performance monitoring (e.g., sampling, analysis, and reporting), ranges between $20,000 to $40,000 per month. The capital cost for the construction of the PRB and STC was approximately $1.2M including the media, trenching, infiltration gallery, cover, and stormwater controls, or roughly $180/cubic yard of reactive media (1,200 cubic yards for the PRB and 5,500 cubic yards for the STC). | System is seep treatment cell effluent to PRB. Treatment media: 50% granular support media, 12.5% chopped alfalfa hay, 37.5% woodchips/shavings. Average hydraulic conductivity of 8.8-116.2 ft/day in the media. Trench excavated to dry, silty-clay, weathered Dinwoody Formation material to prevent groundwater flow from bypassing under the PRB. Eroded overburden was encountered. Media placed to a depth of 2 ft bgs, covered by non-woven geotextile and 2 ft of Dinwoody Formation material. Infiltration gallery was constructed upgradient to the PRB, and overburden was encountered. Infiltration gallery was overexcavated and compacted Dinwoody Formation materials were used on the base and sidewalls to reduce water contact with the overburden. It was backfilled with coarse drain rock and covered with non-woven geotextile and Dinwoody Formation material. PRB is relatively easy to implement with readily available material and equipment but using the technology to treat seeps or shallow groundwater in close proximity to overburden disposal piles should be approached with caution. The presence of run-of-mine shales in and around excavations contributes to mobilization of unwanted constituents (e.g. arsenic, uranium) | The objectives for the Pilot Study are consistent with the preliminary Remedial Action Objectives (RAOs) for groundwater remedies at Conda. Based on observations from the 2019 and 2020 monitoring, modifications were made to the Pilot Study in fall of 2020. In coordination with the Agencies, it was decided that the modification will require further monitoring in 2021 to fully meet the Pilot Study objectives. 2018-2019 start up period had differing conditions from 2020-2021, and the conditions were not considered representative of long term trends, but reflect the capability of the media to rapidly reach redox and geochemical conditions that facilitate microbially mediated reduction. 2020-2021 are operational conditions. The treatment media contributes to total Ar, Fe and Mn concentrations above the MCLs and drinking water standards. Data indicate that the treatment media in the Seep Treatment Cell and PRB is capable of treating water entering the system with total Se concentrations as high as 6.87 mg/L as well as total Cd concentrations up to 0.00847 mg/L to levels below their respective MCLs. | None, other than those presented elsewhere | Effluent from the pretreatment STC (STC-NES5-EF) is the upgradient inflow through the central flow path. Data collection for upgradient/downgradient wells is in some instances shifted by 1-2 days. Reporting on effluents from Well 64 is only considered during the period that effluent from the pretreatment is available for comparison (June 2019-Oct 2021)
Final Treatability Study Findings Report Field-Scale Permeable Reactive Barrier Pilot Study Conda/Woodall Mountain Mine | Conda/Woodall Mountain Mine | IDN001002862 | N/A | N/A | GW-64-MA | Former mining site | Permeable reactive barrier (PRB) with seep treatment cell pre-treatment | Passive | Permeable reactive barrier (PRB) | Pre-treatment | Overburden pile in the headwaters areas of Pedro Creek | Y | PRB with pre-treatment | Specific technologies not specified. PRB is chemical and microbially mediated processes that reduce selenate to selenite and then selenium. Treatment media includes a carbon source (i.e. woodchips), alfalfa hay, and inert sand. Seep treatment cell is pre-treatment cell with treatment media. | Access to the groundwater table is needed. Trench excavated through water-bearing zones of alluvial deposits and into underlying weathered bedrock. | Pilot | 2018-2021, modifications made in 2019 to address seepage | Arsenic | As, dissolved | mg/L | N | N/A | [9 empty] | 0.00607 | Data not provided | Not Applicable | 0.0528 | 2020 - 2021 Average, from operational period, not whole dataset | Data not provided | Data not provided | 0.00936 | 2020 - 2021 Average, from operational period, not whole dataset | Data not provided | Data not provided | Data not provided | Downgradient | 6.9 | -0.12 | mg/L | 9.4 | °C | Data not provided | N/A | Data not provided | N/A | -234.8 | mV | 2994 | µmhos/cm | Turbidity = 2.92 | NTU | data not provided | data not provided | data not provided | data not provided | data not provided | data not provided | N/A | No groundwater comparison value | No samples were collected at STC-NES5-EF between November 2018 and April 2019. | An insufficient amount of time since completion of the Pilot Study to adequately evaluate lifespan of the treatment media. The change in alkalinity can be used as an indicator of change in the ability of the media to treat selenium. Alkalinity remained relatively similar after 2 years of operation indicating that after 2 years of operation the microbially-mediated chemical reduction of selenium remains similar to the study onset. | Design had insufficient capacity to contain the flux of snow melt in addition to seep water. Soils in the area of the PRB are tight. In the future, when in an layered alluvial system, incorporate a gravel "pressure relief/effluent storage" zone on the downgradient edge to allow for increased ability to receive effluent water and/or flow onto the land surface if capacity is reached. The hydrogeological study was performed during fall low flow conditions as were the excavation and installation of the PRB bench. Additional water zones may be present during different water levels, so future design data collection should include a hydrogeological investigation in the spring to better characterize flux and water bearing zones in the aquifer during high water conditions. The PRB increased Ar, Fe, Mn and Ur due to eroded overburden material in the lenses on the walls of the excavation and from the seep and sedimentation basin sediments transferred to the PRB. Oxidizing conditions favorable to mobilization of Ur exist when ORP is above -200 mV. Bicarbonate that is likely dominant in the near neutral pH conditions in the vicinity of the PRB can enhance Ur mobility. Redox cycling from fluctuating water table can cause Ur mobilization. Heterogeneity of groundwater inflow along the trench, contact with runoff of mine materials, and microbial activity all contribute to factors affecting degree of treatment within the PRB. The incorporation of the Pilot Study into a potential remedy for the Pedro Creek Sub-Basin, at its current scale and in absence of other actions, may require some modifications to facilitate handling of high spring inflows and additional treatment to address the transport of released uranium into the shallow groundwater and surface water. | Operation and maintenance cost, including remote monitoring (e.g., transducers, telemetry, and cameras) and performance monitoring (e.g., sampling, analysis, and reporting), ranges between $20,000 to $40,000 per month. The capital cost for the construction of the PRB and STC was approximately $1.2M including the media, trenching, infiltration gallery, cover, and stormwater controls, or roughly $180/cubic yard of reactive media (1,200 cubic yards for the PRB and 5,500 cubic yards for the STC). | System is seep treatment cell effluent to PRB. Treatment media: 50% granular support media, 12.5% chopped alfalfa hay, 37.5% woodchips/shavings. Average hydraulic conductivity of 8.8-116.2 ft/day in the media. Trench excavated to dry, silty-clay, weathered Dinwoody Formation material to prevent groundwater flow from bypassing under the PRB. Eroded overburden was encountered. Media placed to a depth of 2 ft bgs, covered by non-woven geotextile and 2 ft of Dinwoody Formation material. Infiltration gallery was constructed upgradient to the PRB, and overburden was encountered. Infiltration gallery was overexcavated and compacted Dinwoody Formation materials were used on the base and sidewalls to reduce water contact with the overburden. It was backfilled with coarse drain rock and covered with non-woven geotextile and Dinwoody Formation material. PRB is relatively easy to implement with readily available material and equipment but using the technology to treat seeps or shallow groundwater in close proximity to overburden disposal piles should be approached with caution. The presence of run-of-mine shales in and around excavations contributes to mobilization of unwanted constituents (e.g. arsenic, uranium) | The objectives for the Pilot Study are consistent with the preliminary Remedial Action Objectives (RAOs) for groundwater remedies at Conda. Based on observations from the 2019 and 2020 monitoring, modifications were made to the Pilot Study in fall of 2020. In coordination with the Agencies, it was decided that the modification will require further monitoring in 2021 to fully meet the Pilot Study objectives. 2018-2019 start up period had differing conditions from 2020-2021, and the conditions were not considered representative of long term trends, but reflect the capability of the media to rapidly reach redox and geochemical conditions that facilitate microbially mediated reduction. 2020-2021 are operational conditions. The treatment media contributes to total Ar, Fe and Mn concentrations above the MCLs and drinking water standards. Data indicate that the treatment media in the Seep Treatment Cell and PRB is capable of treating water entering the system with total Se concentrations as high as 6.87 mg/L as well as total Cd concentrations up to 0.00847 mg/L to levels below their respective MCLs. | None, other than those presented elsewhere | Effluent from the pretreatment STC (STC-NES5-EF) is the upgradient inflow through the central flow path. Data collection for upgradient/downgradient wells is in some instances shifted by 1-2 days. Reporting on effluents from Well 64 is only considered during the period that effluent from the pretreatment is available for comparison (June 2019-Oct 2021)
Final Treatability Study Findings Report Field-Scale Permeable Reactive Barrier Pilot Study Conda/Woodall Mountain Mine | Conda/Woodall Mountain Mine | IDN001002862 | N/A | N/A | GW-64-MA | Former mining site | Permeable reactive barrier (PRB) with seep treatment cell pre-treatment | Passive | Permeable reactive barrier (PRB) | Pre-treatment | Overburden pile in the headwaters areas of Pedro Creek | Y | PRB with pre-treatment | Specific technologies not specified. PRB is chemical and microbially mediated processes that reduce selenate to selenite and then selenium. Treatment media includes a carbon source (i.e. woodchips), alfalfa hay, and inert sand. Seep treatment cell is pre-treatment cell with treatment media. | Access to the groundwater table is needed. Trench excavated through water-bearing zones of alluvial deposits and into underlying weathered bedrock. | Pilot | 2018-2021, modifications made in 2019 to address seepage | Arsenic | As, total | mg/L | N | N/A | [9 empty] | 0.00637 | Data not provided | Not Applicable | 0.0496 | 2020 - 2021 Average, from operational period, not whole dataset | Data not provided | Data not provided | 0.0108 | 2020 - 2021 Average, from operational period, not whole dataset | Data not provided | Data not provided | Data not provided | Downgradient | 6.9 | -0.12 | mg/L | 9.4 | °C | Data not provided | N/A | Data not provided | N/A | -234.8 | mV | 2994 | µmhos/cm | Turbidity = 2.92 | NTU | data not provided | data not provided | data not provided | data not provided | data not provided | data not provided | N | Groundwater Comparison Value: U.S. EPA MCL 0.01 mg/L Assessment of treatment goals based on well-specific averages for 2020-2021 | No samples were collected at STC-NES5-EF between November 2018 and April 2019. | An insufficient amount of time since completion of the Pilot Study to adequately evaluate lifespan of the treatment media. The change in alkalinity can be used as an indicator of change in the ability of the media to treat selenium. Alkalinity remained relatively similar after 2 years of operation indicating that after 2 years of operation the microbially-mediated chemical reduction of selenium remains similar to the study onset. | Design had insufficient capacity to contain the flux of snow melt in addition to seep water. Soils in the area of the PRB are tight. In the future, when in an layered alluvial system, incorporate a gravel "pressure relief/effluent storage" zone on the downgradient edge to allow for increased ability to receive effluent water and/or flow onto the land surface if capacity is reached. The hydrogeological study was performed during fall low flow conditions as were the excavation and installation of the PRB bench. Additional water zones may be present during different water levels, so future design data collection should include a hydrogeological investigation in the spring to better characterize flux and water bearing zones in the aquifer during high water conditions. The PRB increased Ar, Fe, Mn and Ur due to eroded overburden material in the lenses on the walls of the excavation and from the seep and sedimentation basin sediments transferred to the PRB. Oxidizing conditions favorable to mobilization of Ur exist when ORP is above -200 mV. Bicarbonate that is likely dominant in the near neutral pH conditions in the vicinity of the PRB can enhance Ur mobility. Redox cycling from fluctuating water table can cause Ur mobilization. Heterogeneity of groundwater inflow along the trench, contact with runoff of mine materials, and microbial activity all contribute to factors affecting degree of treatment within the PRB. The incorporation of the Pilot Study into a potential remedy for the Pedro Creek Sub-Basin, at its current scale and in absence of other actions, may require some modifications to facilitate handling of high spring inflows and additional treatment to address the transport of released uranium into the shallow groundwater and surface water. | Operation and maintenance cost, including remote monitoring (e.g., transducers, telemetry, and cameras) and performance monitoring (e.g., sampling, analysis, and reporting), ranges between $20,000 to $40,000 per month. The capital cost for the construction of the PRB and STC was approximately $1.2M including the media, trenching, infiltration gallery, cover, and stormwater controls, or roughly $180/cubic yard of reactive media (1,200 cubic yards for the PRB and 5,500 cubic yards for the STC). | System is seep treatment cell effluent to PRB. Treatment media: 50% granular support media, 12.5% chopped alfalfa hay, 37.5% woodchips/shavings. Average hydraulic conductivity of 8.8-116.2 ft/day in the media. Trench excavated to dry, silty-clay, weathered Dinwoody Formation material to prevent groundwater flow from bypassing under the PRB. Eroded overburden was encountered. Media placed to a depth of 2 ft bgs, covered by non-woven geotextile and 2 ft of Dinwoody Formation material. Infiltration gallery was constructed upgradient to the PRB, and overburden was encountered. Infiltration gallery was overexcavated and compacted Dinwoody Formation materials were used on the base and sidewalls to reduce water contact with the overburden. It was backfilled with coarse drain rock and covered with non-woven geotextile and Dinwoody Formation material. PRB is relatively easy to implement with readily available material and equipment but using the technology to treat seeps or shallow groundwater in close proximity to overburden disposal piles should be approached with caution. The presence of run-of-mine shales in and around excavations contributes to mobilization of unwanted constituents (e.g. arsenic, uranium) | The objectives for the Pilot Study are consistent with the preliminary Remedial Action Objectives (RAOs) for groundwater remedies at Conda. Based on observations from the 2019 and 2020 monitoring, modifications were made to the Pilot Study in fall of 2020. In coordination with the Agencies, it was decided that the modification will require further monitoring in 2021 to fully meet the Pilot Study objectives. 2018-2019 start up period had differing conditions from 2020-2021, and the conditions were not considered representative of long term trends, but reflect the capability of the media to rapidly reach redox and geochemical conditions that facilitate microbially mediated reduction. 2020-2021 are operational conditions. The treatment media contributes to total Ar, Fe and Mn concentrations above the MCLs and drinking water standards. Data indicate that the treatment media in the Seep Treatment Cell and PRB is capable of treating water entering the system with total Se concentrations as high as 6.87 mg/L as well as total Cd concentrations up to 0.00847 mg/L to levels below their respective MCLs. | None, other than those presented elsewhere | Effluent from the pretreatment STC (STC-NES5-EF) is the upgradient inflow through the central flow path. Data collection for upgradient/downgradient wells is in some instances shifted by 1-2 days. Reporting on effluents from Well 64 is only considered during the period that effluent from the pretreatment is available for comparison (June 2019-Oct 2021)
Final Treatability Study Findings Report Field-Scale Permeable Reactive Barrier Pilot Study Conda/Woodall Mountain Mine | Conda/Woodall Mountain Mine | IDN001002862 | N/A | N/A | STC-NES5-EF | Former mining site | Permeable reactive barrier (PRB) with seep treatment cell pre-treatment | Passive | Permeable reactive barrier (PRB) | Pre-treatment | Overburden pile in the headwaters areas of Pedro Creek | Y | PRB with pre-treatment | Specific technologies not specified. PRB is chemical and microbially mediated processes that reduce selenate to selenite and then selenium. Treatment media includes a carbon source (i.e. woodchips), alfalfa hay, and inert sand. Seep treatment cell is pre-treatment cell with treatment media. | Access to the groundwater table is needed. Trench excavated through water-bearing zones of alluvial deposits and into underlying weathered bedrock. | Pilot | 2018-2021, modifications made in 2019 to address seepage | Cadmium | Cd, dissolved | mg/L | N | N/A | 0.00017 | 0.00006 U | 82.3529 | [9 empty] | 0.0001 | 2020 - 2021 Average, from operational period, not whole dataset | Data not provided | Data not provided | 6.2e-06 | 2020 - 2021 Average, from operational period, not whole dataset | Data not provided | Data not provided | Data not provided | Upgradient | 6.66 | 0.31 | mg/L | 17.8 | °C | Data not provided | N/A | Data not provided | N/A | -55.9 | mV | 1114.7 | µmhos/cm | Turbidity = 12.7 | NTU | data not provided | data not provided | data not provided | data not provided | data not provided | data not provided | N/A | No groundwater comparison value | No samples were collected at STC-NES5-EF between November 2018 and April 2019. | An insufficient amount of time since completion of the Pilot Study to adequately evaluate lifespan of the treatment media. The change in alkalinity can be used as an indicator of change in the ability of the media to treat selenium. Alkalinity remained relatively similar after 2 years of operation indicating that after 2 years of operation the microbially-mediated chemical reduction of selenium remains similar to the study onset. | Design had insufficient capacity to contain the flux of snow melt in addition to seep water. Soils in the area of the PRB are tight. In the future, when in an layered alluvial system, incorporate a gravel "pressure relief/effluent storage" zone on the downgradient edge to allow for increased ability to receive effluent water and/or flow onto the land surface if capacity is reached. The hydrogeological study was performed during fall low flow conditions as were the excavation and installation of the PRB bench. Additional water zones may be present during different water levels, so future design data collection should include a hydrogeological investigation in the spring to better characterize flux and water bearing zones in the aquifer during high water conditions. The PRB increased Ar, Fe, Mn and Ur due to eroded overburden material in the lenses on the walls of the excavation and from the seep and sedimentation basin sediments transferred to the PRB. Oxidizing conditions favorable to mobilization of Ur exist when ORP is above -200 mV. Bicarbonate that is likely dominant in the near neutral pH conditions in the vicinity of the PRB can enhance Ur mobility. Redox cycling from fluctuating water table can cause Ur mobilization. Heterogeneity of groundwater inflow along the trench, contact with runoff of mine materials, and microbial activity all contribute to factors affecting degree of treatment within the PRB. The incorporation of the Pilot Study into a potential remedy for the Pedro Creek Sub-Basin, at its current scale and in absence of other actions, may require some modifications to facilitate handling of high spring inflows and additional treatment to address the transport of released uranium into the shallow groundwater and surface water. | Operation and maintenance cost, including remote monitoring (e.g., transducers, telemetry, and cameras) and performance monitoring (e.g., sampling, analysis, and reporting), ranges between $20,000 to $40,000 per month. The capital cost for the construction of the PRB and STC was approximately $1.2M including the media, trenching, infiltration gallery, cover, and stormwater controls, or roughly $180/cubic yard of reactive media (1,200 cubic yards for the PRB and 5,500 cubic yards for the STC). | System is seep treatment cell effluent to PRB. Treatment media: 50% granular support media, 12.5% chopped alfalfa hay, 37.5% woodchips/shavings. Average hydraulic conductivity of 8.8-116.2 ft/day in the media. Trench excavated to dry, silty-clay, weathered Dinwoody Formation material to prevent groundwater flow from bypassing under the PRB. Eroded overburden was encountered. Media placed to a depth of 2 ft bgs, covered by non-woven geotextile and 2 ft of Dinwoody Formation material. Infiltration gallery was constructed upgradient to the PRB, and overburden was encountered. Infiltration gallery was overexcavated and compacted Dinwoody Formation materials were used on the base and sidewalls to reduce water contact with the overburden. It was backfilled with coarse drain rock and covered with non-woven geotextile and Dinwoody Formation material. PRB is relatively easy to implement with readily available material and equipment but using the technology to treat seeps or shallow groundwater in close proximity to overburden disposal piles should be approached with caution. The presence of run-of-mine shales in and around excavations contributes to mobilization of unwanted constituents (e.g. arsenic, uranium) | The objectives for the Pilot Study are consistent with the preliminary Remedial Action Objectives (RAOs) for groundwater remedies at Conda. Based on observations from the 2019 and 2020 monitoring, modifications were made to the Pilot Study in fall of 2020. In coordination with the Agencies, it was decided that the modification will require further monitoring in 2021 to fully meet the Pilot Study objectives. 2018-2019 start up period had differing conditions from 2020-2021, and the conditions were not considered representative of long term trends, but reflect the capability of the media to rapidly reach redox and geochemical conditions that facilitate microbially mediated reduction. 2020-2021 are operational conditions. The treatment media contributes to total Ar, Fe and Mn concentrations above the MCLs and drinking water standards. Data indicate that the treatment media in the Seep Treatment Cell and PRB is capable of treating water entering the system with total Se concentrations as high as 6.87 mg/L as well as total Cd concentrations up to 0.00847 mg/L to levels below their respective MCLs. | None, other than those presented elsewhere | Effluent from the pretreatment STC (STC-NES5-EF) is the upgradient inflow through the central flow path. Data collection for upgradient/downgradient wells is in some instances shifted by 1-2 days. Reporting on effluents from Well 64 is only considered during the period that effluent from the pretreatment is available for comparison (June 2019-Oct 2021)
Final Treatability Study Findings Report Field-Scale Permeable Reactive Barrier Pilot Study Conda/Woodall Mountain Mine | Conda/Woodall Mountain Mine | IDN001002862 | N/A | N/A | STC-NES5-EF | Former mining site | Permeable reactive barrier (PRB) with seep treatment cell pre-treatment | Passive | Permeable reactive barrier (PRB) | Pre-treatment | Overburden pile in the headwaters areas of Pedro Creek | Y | PRB with pre-treatment | Specific technologies not specified. PRB is chemical and microbially mediated processes that reduce selenate to selenite and then selenium. Treatment media includes a carbon source (i.e. woodchips), alfalfa hay, and inert sand. Seep treatment cell is pre-treatment cell with treatment media. | Access to the groundwater table is needed. Trench excavated through water-bearing zones of alluvial deposits and into underlying weathered bedrock. | Pilot | 2018-2021, modifications made in 2019 to address seepage | Cadmium | Cd, total | mg/L | N | N/A | 0.00595 | 0.00065 | 89.0756 | [9 empty] | 0.0001 | 2020 - 2021 Average, from operational period, not whole dataset | Data not provided | Data not provided | 7.7e-05 | 2020 - 2021 Average, from operational period, not whole dataset | Data not provided | Data not provided | Data not provided | Upgradient | 7.04 | 0.02 | mg/L | 17.02 | °C | Data not provided | N/A | Data not provided | N/A | -234.9 | mV | 534.32 | µmhos/cm | Turbidity = 164.4 | NTU | data not provided | data not provided | data not provided | data not provided | data not provided | data not provided | Y | Groundwater Comparison value: EPA MCL 0.005 mg/L Assessment of treatment goals based on well-specific averages for 2020-2021 | No samples were collected at STC-NES5-EF between November 2018 and April 2019. | An insufficient amount of time since completion of the Pilot Study to adequately evaluate lifespan of the treatment media. The change in alkalinity can be used as an indicator of change in the ability of the media to treat selenium. Alkalinity remained relatively similar after 2 years of operation indicating that after 2 years of operation the microbially-mediated chemical reduction of selenium remains similar to the study onset. | Design had insufficient capacity to contain the flux of snow melt in addition to seep water. Soils in the area of the PRB are tight. In the future, when in an layered alluvial system, incorporate a gravel "pressure relief/effluent storage" zone on the downgradient edge to allow for increased ability to receive effluent water and/or flow onto the land surface if capacity is reached. The hydrogeological study was performed during fall low flow conditions as were the excavation and installation of the PRB bench. Additional water zones may be present during different water levels, so future design data collection should include a hydrogeological investigation in the spring to better characterize flux and water bearing zones in the aquifer during high water conditions. The PRB increased Ar, Fe, Mn and Ur due to eroded overburden material in the lenses on the walls of the excavation and from the seep and sedimentation basin sediments transferred to the PRB. Oxidizing conditions favorable to mobilization of Ur exist when ORP is above -200 mV. Bicarbonate that is likely dominant in the near neutral pH conditions in the vicinity of the PRB can enhance Ur mobility. Redox cycling from fluctuating water table can cause Ur mobilization. Heterogeneity of groundwater inflow along the trench, contact with runoff of mine materials, and microbial activity all contribute to factors affecting degree of treatment within the PRB. The incorporation of the Pilot Study into a potential remedy for the Pedro Creek Sub-Basin, at its current scale and in absence of other actions, may require some modifications to facilitate handling of high spring inflows and additional treatment to address the transport of released uranium into the shallow groundwater and surface water. | Operation and maintenance cost, including remote monitoring (e.g., transducers, telemetry, and cameras) and performance monitoring (e.g., sampling, analysis, and reporting), ranges between $20,000 to $40,000 per month. The capital cost for the construction of the PRB and STC was approximately $1.2M including the media, trenching, infiltration gallery, cover, and stormwater controls, or roughly $180/cubic yard of reactive media (1,200 cubic yards for the PRB and 5,500 cubic yards for the STC). | System is seep treatment cell effluent to PRB. Treatment media: 50% granular support media, 12.5% chopped alfalfa hay, 37.5% woodchips/shavings. Average hydraulic conductivity of 8.8-116.2 ft/day in the media. Trench excavated to dry, silty-clay, weathered Dinwoody Formation material to prevent groundwater flow from bypassing under the PRB. Eroded overburden was encountered. Media placed to a depth of 2 ft bgs, covered by non-woven geotextile and 2 ft of Dinwoody Formation material. Infiltration gallery was constructed upgradient to the PRB, and overburden was encountered. Infiltration gallery was overexcavated and compacted Dinwoody Formation materials were used on the base and sidewalls to reduce water contact with the overburden. It was backfilled with coarse drain rock and covered with non-woven geotextile and Dinwoody Formation material. PRB is relatively easy to implement with readily available material and equipment but using the technology to treat seeps or shallow groundwater in close proximity to overburden disposal piles should be approached with caution. The presence of run-of-mine shales in and around excavations contributes to mobilization of unwanted constituents (e.g. arsenic, uranium) | The objectives for the Pilot Study are consistent with the preliminary Remedial Action Objectives (RAOs) for groundwater remedies at Conda. Based on observations from the 2019 and 2020 monitoring, modifications were made to the Pilot Study in fall of 2020. In coordination with the Agencies, it was decided that the modification will require further monitoring in 2021 to fully meet the Pilot Study objectives. 2018-2019 start up period had differing conditions from 2020-2021, and the conditions were not considered representative of long term trends, but reflect the capability of the media to rapidly reach redox and geochemical conditions that facilitate microbially mediated reduction. 2020-2021 are operational conditions. The treatment media contributes to total Ar, Fe and Mn concentrations above the MCLs and drinking water standards. Data indicate that the treatment media in the Seep Treatment Cell and PRB is capable of treating water entering the system with total Se concentrations as high as 6.87 mg/L as well as total Cd concentrations up to 0.00847 mg/L to levels below their respective MCLs. | None, other than those presented elsewhere | Effluent from the pretreatment STC (STC-NES5-EF) is the upgradient inflow through the central flow path. Data collection for upgradient/downgradient wells is in some instances shifted by 1-2 days. Reporting on effluents from Well 64 is only considered during the period that effluent from the pretreatment is available for comparison (June 2019-Oct 2021)
Final Treatability Study Findings Report Field-Scale Permeable Reactive Barrier Pilot Study Conda/Woodall Mountain Mine | Conda/Woodall Mountain Mine | IDN001002862 | N/A | N/A | STC-NES5-EF | Former mining site | Permeable reactive barrier (PRB) with seep treatment cell pre-treatment | Passive | Permeable reactive barrier (PRB) | Pre-treatment | Overburden pile in the headwaters areas of Pedro Creek | Y | PRB with pre-treatment | Specific technologies not specified. PRB is chemical and microbially mediated processes that reduce selenate to selenite and then selenium. Treatment media includes a carbon source (i.e. woodchips), alfalfa hay, and inert sand. Seep treatment cell is pre-treatment cell with treatment media. | Access to the groundwater table is needed. Trench excavated through water-bearing zones of alluvial deposits and into underlying weathered bedrock. | Pilot | 2018-2021, modifications made in 2019 to address seepage | Cadmium | Cd, dissolved | mg/L | N | N/A |  |  |  | ND | ND–0.00016 | Not Applicable | [6 empty] | 0.0001 | 2020 - 2021 Average, from operational period, not whole dataset | Data not provided | Data not provided | 6.2e-06 | 2020 - 2021 Average, from operational period, not whole dataset | Data not provided | Data not provided | Data not provided | Upgradient | 6.67–7.53 | 0.02–5.54 | mg/L | 11.2–21.4 | °C | Data not provided | N/A | Data not provided | N/A | (-)234.9–(-)76.5 | mV | 534.32–3,328 | µmhos/cm | Turbidity = 5.92–225.61 | NTU | data not provided | data not provided | data not provided | data not provided | data not provided | data not provided | N/A | No groundwater comparison value | No samples were collected at STC-NES5-EF between November 2018 and April 2019. | An insufficient amount of time since completion of the Pilot Study to adequately evaluate lifespan of the treatment media. The change in alkalinity can be used as an indicator of change in the ability of the media to treat selenium. Alkalinity remained relatively similar after 2 years of operation indicating that after 2 years of operation the microbially-mediated chemical reduction of selenium remains similar to the study onset. | Design had insufficient capacity to contain the flux of snow melt in addition to seep water. Soils in the area of the PRB are tight. In the future, when in an layered alluvial system, incorporate a gravel "pressure relief/effluent storage" zone on the downgradient edge to allow for increased ability to receive effluent water and/or flow onto the land surface if capacity is reached. The hydrogeological study was performed during fall low flow conditions as were the excavation and installation of the PRB bench. Additional water zones may be present during different water levels, so future design data collection should include a hydrogeological investigation in the spring to better characterize flux and water bearing zones in the aquifer during high water conditions. The PRB increased Ar, Fe, Mn and Ur due to eroded overburden material in the lenses on the walls of the excavation and from the seep and sedimentation basin sediments transferred to the PRB. Oxidizing conditions favorable to mobilization of Ur exist when ORP is above -200 mV. Bicarbonate that is likely dominant in the near neutral pH conditions in the vicinity of the PRB can enhance Ur mobility. Redox cycling from fluctuating water table can cause Ur mobilization. Heterogeneity of groundwater inflow along the trench, contact with runoff of mine materials, and microbial activity all contribute to factors affecting degree of treatment within the PRB. The incorporation of the Pilot Study into a potential remedy for the Pedro Creek Sub-Basin, at its current scale and in absence of other actions, may require some modifications to facilitate handling of high spring inflows and additional treatment to address the transport of released uranium into the shallow groundwater and surface water. | Operation and maintenance cost, including remote monitoring (e.g., transducers, telemetry, and cameras) and performance monitoring (e.g., sampling, analysis, and reporting), ranges between $20,000 to $40,000 per month. The capital cost for the construction of the PRB and STC was approximately $1.2M including the media, trenching, infiltration gallery, cover, and stormwater controls, or roughly $180/cubic yard of reactive media (1,200 cubic yards for the PRB and 5,500 cubic yards for the STC). | System is seep treatment cell effluent to PRB. Treatment media: 50% granular support media, 12.5% chopped alfalfa hay, 37.5% woodchips/shavings. Average hydraulic conductivity of 8.8-116.2 ft/day in the media. Trench excavated to dry, silty-clay, weathered Dinwoody Formation material to prevent groundwater flow from bypassing under the PRB. Eroded overburden was encountered. Media placed to a depth of 2 ft bgs, covered by non-woven geotextile and 2 ft of Dinwoody Formation material. Infiltration gallery was constructed upgradient to the PRB, and overburden was encountered. Infiltration gallery was overexcavated and compacted Dinwoody Formation materials were used on the base and sidewalls to reduce water contact with the overburden. It was backfilled with coarse drain rock and covered with non-woven geotextile and Dinwoody Formation material. PRB is relatively easy to implement with readily available material and equipment but using the technology to treat seeps or shallow groundwater in close proximity to overburden disposal piles should be approached with caution. The presence of run-of-mine shales in and around excavations contributes to mobilization of unwanted constituents (e.g. arsenic, uranium) | The objectives for the Pilot Study are consistent with the preliminary Remedial Action Objectives (RAOs) for groundwater remedies at Conda. Based on observations from the 2019 and 2020 monitoring, modifications were made to the Pilot Study in fall of 2020. In coordination with the Agencies, it was decided that the modification will require further monitoring in 2021 to fully meet the Pilot Study objectives. 2018-2019 start up period had differing conditions from 2020-2021, and the conditions were not considered representative of long term trends, but reflect the capability of the media to rapidly reach redox and geochemical conditions that facilitate microbially mediated reduction. 2020-2021 are operational conditions. The treatment media contributes to total Ar, Fe and Mn concentrations above the MCLs and drinking water standards. Data indicate that the treatment media in the Seep Treatment Cell and PRB is capable of treating water entering the system with total Se concentrations as high as 6.87 mg/L as well as total Cd concentrations up to 0.00847 mg/L to levels below their respective MCLs. | None, other than those presented elsewhere | ND = Non detect, ND value is 0.00006 mg/L. Effluent from the pretreatment STC (STC-NES5-EF) is the upgradient inflow through the central flow path. Data collection for upgradient/downgradient wells is in some instances shifted by 1-2 days. Reporting on effluents from Well 64 is only considered during the period that effluent from the pretreatment is available for comparison (June 2019-Oct 2021)
Final Treatability Study Findings Report Field-Scale Permeable Reactive Barrier Pilot Study Conda/Woodall Mountain Mine | Conda/Woodall Mountain Mine | IDN001002862 | N/A | N/A | STC-NES5-EF | Former mining site | Permeable reactive barrier (PRB) with seep treatment cell pre-treatment | Passive | Permeable reactive barrier (PRB) | Pre-treatment | Overburden pile in the headwaters areas of Pedro Creek | Y | PRB with pre-treatment | Specific technologies not specified. PRB is chemical and microbially mediated processes that reduce selenate to selenite and then selenium. Treatment media includes a carbon source (i.e. woodchips), alfalfa hay, and inert sand. Seep treatment cell is pre-treatment cell with treatment media. | Access to the groundwater table is needed. Trench excavated through water-bearing zones of alluvial deposits and into underlying weathered bedrock. | Pilot | 2018-2021, modifications made in 2019 to address seepage | Cadmium | Cd, total | mg/L | N | N/A |  |  |  | ND | ND–0.00011 | Not Applicable | [6 empty] | 0.0001 | 2020 - 2021 Average, from operational period, not whole dataset | Data not provided | Data not provided | 7.7e-05 | 2020 - 2021 Average, from operational period, not whole dataset | Data not provided | Data not provided | Data not provided | Upgradient | 7.00–7.43 | 1.19–5.54 | mg/L | 6.5–17.8 | °C | Data not provided | N/A | Data not provided | N/A | (-)103.1–(-)79.6 | mV | 2831–3099 | µmhos/cm | Turbidity = 5.92–55.11 | NTU | data not provided | data not provided | data not provided | data not provided | data not provided | data not provided | Y | Groundwater Comparison value: EPA MCL 0.005 mg/L Assessment of treatment goals based on well-specific averages for 2020-2021 | No samples were collected at STC-NES5-EF between November 2018 and April 2019. | An insufficient amount of time since completion of the Pilot Study to adequately evaluate lifespan of the treatment media. The change in alkalinity can be used as an indicator of change in the ability of the media to treat selenium. Alkalinity remained relatively similar after 2 years of operation indicating that after 2 years of operation the microbially-mediated chemical reduction of selenium remains similar to the study onset. | Design had insufficient capacity to contain the flux of snow melt in addition to seep water. Soils in the area of the PRB are tight. In the future, when in an layered alluvial system, incorporate a gravel "pressure relief/effluent storage" zone on the downgradient edge to allow for increased ability to receive effluent water and/or flow onto the land surface if capacity is reached. The hydrogeological study was performed during fall low flow conditions as were the excavation and installation of the PRB bench. Additional water zones may be present during different water levels, so future design data collection should include a hydrogeological investigation in the spring to better characterize flux and water bearing zones in the aquifer during high water conditions. The PRB increased Ar, Fe, Mn and Ur due to eroded overburden material in the lenses on the walls of the excavation and from the seep and sedimentation basin sediments transferred to the PRB. Oxidizing conditions favorable to mobilization of Ur exist when ORP is above -200 mV. Bicarbonate that is likely dominant in the near neutral pH conditions in the vicinity of the PRB can enhance Ur mobility. Redox cycling from fluctuating water table can cause Ur mobilization. Heterogeneity of groundwater inflow along the trench, contact with runoff of mine materials, and microbial activity all contribute to factors affecting degree of treatment within the PRB. The incorporation of the Pilot Study into a potential remedy for the Pedro Creek Sub-Basin, at its current scale and in absence of other actions, may require some modifications to facilitate handling of high spring inflows and additional treatment to address the transport of released uranium into the shallow groundwater and surface water. | Operation and maintenance cost, including remote monitoring (e.g., transducers, telemetry, and cameras) and performance monitoring (e.g., sampling, analysis, and reporting), ranges between $20,000 to $40,000 per month. The capital cost for the construction of the PRB and STC was approximately $1.2M including the media, trenching, infiltration gallery, cover, and stormwater controls, or roughly $180/cubic yard of reactive media (1,200 cubic yards for the PRB and 5,500 cubic yards for the STC). | System is seep treatment cell effluent to PRB. Treatment media: 50% granular support media, 12.5% chopped alfalfa hay, 37.5% woodchips/shavings. Average hydraulic conductivity of 8.8-116.2 ft/day in the media. Trench excavated to dry, silty-clay, weathered Dinwoody Formation material to prevent groundwater flow from bypassing under the PRB. Eroded overburden was encountered. Media placed to a depth of 2 ft bgs, covered by non-woven geotextile and 2 ft of Dinwoody Formation material. Infiltration gallery was constructed upgradient to the PRB, and overburden was encountered. Infiltration gallery was overexcavated and compacted Dinwoody Formation materials were used on the base and sidewalls to reduce water contact with the overburden. It was backfilled with coarse drain rock and covered with non-woven geotextile and Dinwoody Formation material. PRB is relatively easy to implement with readily available material and equipment but using the technology to treat seeps or shallow groundwater in close proximity to overburden disposal piles should be approached with caution. The presence of run-of-mine shales in and around excavations contributes to mobilization of unwanted constituents (e.g. arsenic, uranium) | The objectives for the Pilot Study are consistent with the preliminary Remedial Action Objectives (RAOs) for groundwater remedies at Conda. Based on observations from the 2019 and 2020 monitoring, modifications were made to the Pilot Study in fall of 2020. In coordination with the Agencies, it was decided that the modification will require further monitoring in 2021 to fully meet the Pilot Study objectives. 2018-2019 start up period had differing conditions from 2020-2021, and the conditions were not considered representative of long term trends, but reflect the capability of the media to rapidly reach redox and geochemical conditions that facilitate microbially mediated reduction. 2020-2021 are operational conditions. The treatment media contributes to total Ar, Fe and Mn concentrations above the MCLs and drinking water standards. Data indicate that the treatment media in the Seep Treatment Cell and PRB is capable of treating water entering the system with total Se concentrations as high as 6.87 mg/L as well as total Cd concentrations up to 0.00847 mg/L to levels below their respective MCLs. | None, other than those presented elsewhere | ND = Non detect, ND value is 0.00006 mg/L. Effluent from the pretreatment STC (STC-NES5-EF) is the upgradient inflow through the central flow path. Data collection for upgradient/downgradient wells is in some instances shifted by 1-2 days. Reporting on effluents from Well 64 is only considered during the period that effluent from the pretreatment is available for comparison (June 2019-Oct 2021)
Final Treatability Study Findings Report Field-Scale Permeable Reactive Barrier Pilot Study Conda/Woodall Mountain Mine | Conda/Woodall Mountain Mine | IDN001002862 | N/A | N/A | GW-64-MA | Former mining site | Permeable reactive barrier (PRB) with seep treatment cell pre-treatment | Passive | Permeable reactive barrier (PRB) | Pre-treatment | Overburden pile in the headwaters areas of Pedro Creek | Y | PRB with pre-treatment | Specific technologies not specified. PRB is chemical and microbially mediated processes that reduce selenate to selenite and then selenium. Treatment media includes a carbon source (i.e. woodchips), alfalfa hay, and inert sand. Seep treatment cell is pre-treatment cell with treatment media. | Access to the groundwater table is needed. Trench excavated through water-bearing zones of alluvial deposits and into underlying weathered bedrock. | Pilot | 2018-2021, modifications made in 2019 to address seepage | Cadmium | Cd, dissolved | mg/L | N | N/A | [6 empty] | 0.00027 | 0.00012 | -125 |  |  |  | 0.0001 | 2020 - 2021 Average, from operational period, not whole dataset | Data not provided | Data not provided | 6.2e-06 | 2020 - 2021 Average, from operational period, not whole dataset | Data not provided | Data not provided | Data not provided | Downgradient | 7.19 | 0.15 | mg/L | 10.33 | °C | Data not provided | N/A | Data not provided | N/A | -235.4 | mV | 2852.4 | µmhos/cm | None | N/A | data not provided | data not provided | data not provided | data not provided | data not provided | data not provided | N/A | No groundwater comparison value | No samples were collected at STC-NES5-EF between November 2018 and April 2019. | An insufficient amount of time since completion of the Pilot Study to adequately evaluate lifespan of the treatment media. The change in alkalinity can be used as an indicator of change in the ability of the media to treat selenium. Alkalinity remained relatively similar after 2 years of operation indicating that after 2 years of operation the microbially-mediated chemical reduction of selenium remains similar to the study onset. | Design had insufficient capacity to contain the flux of snow melt in addition to seep water. Soils in the area of the PRB are tight. In the future, when in an layered alluvial system, incorporate a gravel "pressure relief/effluent storage" zone on the downgradient edge to allow for increased ability to receive effluent water and/or flow onto the land surface if capacity is reached. The hydrogeological study was performed during fall low flow conditions as were the excavation and installation of the PRB bench. Additional water zones may be present during different water levels, so future design data collection should include a hydrogeological investigation in the spring to better characterize flux and water bearing zones in the aquifer during high water conditions. The PRB increased Ar, Fe, Mn and Ur due to eroded overburden material in the lenses on the walls of the excavation and from the seep and sedimentation basin sediments transferred to the PRB. Oxidizing conditions favorable to mobilization of Ur exist when ORP is above -200 mV. Bicarbonate that is likely dominant in the near neutral pH conditions in the vicinity of the PRB can enhance Ur mobility. Redox cycling from fluctuating water table can cause Ur mobilization. Heterogeneity of groundwater inflow along the trench, contact with runoff of mine materials, and microbial activity all contribute to factors affecting degree of treatment within the PRB. The incorporation of the Pilot Study into a potential remedy for the Pedro Creek Sub-Basin, at its current scale and in absence of other actions, may require some modifications to facilitate handling of high spring inflows and additional treatment to address the transport of released uranium into the shallow groundwater and surface water. | Operation and maintenance cost, including remote monitoring (e.g., transducers, telemetry, and cameras) and performance monitoring (e.g., sampling, analysis, and reporting), ranges between $20,000 to $40,000 per month. The capital cost for the construction of the PRB and STC was approximately $1.2M including the media, trenching, infiltration gallery, cover, and stormwater controls, or roughly $180/cubic yard of reactive media (1,200 cubic yards for the PRB and 5,500 cubic yards for the STC). | System is seep treatment cell effluent to PRB. Treatment media: 50% granular support media, 12.5% chopped alfalfa hay, 37.5% woodchips/shavings. Average hydraulic conductivity of 8.8-116.2 ft/day in the media. Trench excavated to dry, silty-clay, weathered Dinwoody Formation material to prevent groundwater flow from bypassing under the PRB. Eroded overburden was encountered. Media placed to a depth of 2 ft bgs, covered by non-woven geotextile and 2 ft of Dinwoody Formation material. Infiltration gallery was constructed upgradient to the PRB, and overburden was encountered. Infiltration gallery was overexcavated and compacted Dinwoody Formation materials were used on the base and sidewalls to reduce water contact with the overburden. It was backfilled with coarse drain rock and covered with non-woven geotextile and Dinwoody Formation material. PRB is relatively easy to implement with readily available material and equipment but using the technology to treat seeps or shallow groundwater in close proximity to overburden disposal piles should be approached with caution. The presence of run-of-mine shales in and around excavations contributes to mobilization of unwanted constituents (e.g. arsenic, uranium) | The objectives for the Pilot Study are consistent with the preliminary Remedial Action Objectives (RAOs) for groundwater remedies at Conda. Based on observations from the 2019 and 2020 monitoring, modifications were made to the Pilot Study in fall of 2020. In coordination with the Agencies, it was decided that the modification will require further monitoring in 2021 to fully meet the Pilot Study objectives. 2018-2019 start up period had differing conditions from 2020-2021, and the conditions were not considered representative of long term trends, but reflect the capability of the media to rapidly reach redox and geochemical conditions that facilitate microbially mediated reduction. 2020-2021 are operational conditions. The treatment media contributes to total Ar, Fe and Mn concentrations above the MCLs and drinking water standards. Data indicate that the treatment media in the Seep Treatment Cell and PRB is capable of treating water entering the system with total Se concentrations as high as 6.87 mg/L as well as total Cd concentrations up to 0.00847 mg/L to levels below their respective MCLs. | None, other than those presented elsewhere | Effluent from the pretreatment STC (STC-NES5-EF) is the upgradient inflow through the central flow path. Data collection for upgradient/downgradient wells is in some instances shifted by 1-2 days. Reporting on effluents from Well 64 is only considered during the period that effluent from the pretreatment is available for comparison (June 2019-Oct 2021)
Final Treatability Study Findings Report Field-Scale Permeable Reactive Barrier Pilot Study Conda/Woodall Mountain Mine | Conda/Woodall Mountain Mine | IDN001002862 | N/A | N/A | GW-64-MA | Former mining site | Permeable reactive barrier (PRB) with seep treatment cell pre-treatment | Passive | Permeable reactive barrier (PRB) | Pre-treatment | Overburden pile in the headwaters areas of Pedro Creek | Y | PRB with pre-treatment | Specific technologies not specified. PRB is chemical and microbially mediated processes that reduce selenate to selenite and then selenium. Treatment media includes a carbon source (i.e. woodchips), alfalfa hay, and inert sand. Seep treatment cell is pre-treatment cell with treatment media. | Access to the groundwater table is needed. Trench excavated through water-bearing zones of alluvial deposits and into underlying weathered bedrock. | Pilot | 2018-2021, modifications made in 2019 to address seepage | Cadmium | Cd, total | mg/L | N | N/A | [6 empty] | 0.00115 | 0.00425 | 72.9412 |  |  |  | 0.0001 | 2020 - 2021 Average, from operational period, not whole dataset | Data not provided | Data not provided | 7.7e-05 | 2020 - 2021 Average, from operational period, not whole dataset | Data not provided | Data not provided | Data not provided | Downgradient | 6.8 | 0 | mg/L | 10.1 | °C | Data not provided | N/A | Data not provided | N/A | -269.5 | mV | 2837 | µmhos/cm | Turbidity = 10.36 | NTU | data not provided | data not provided | data not provided | data not provided | data not provided | data not provided | Y | Groundwater Comparison value: EPA MCL 0.005 mg/L Assessment of treatment goals based on well-specific averages for 2020-2021 | No samples were collected at STC-NES5-EF between November 2018 and April 2019. | An insufficient amount of time since completion of the Pilot Study to adequately evaluate lifespan of the treatment media. The change in alkalinity can be used as an indicator of change in the ability of the media to treat selenium. Alkalinity remained relatively similar after 2 years of operation indicating that after 2 years of operation the microbially-mediated chemical reduction of selenium remains similar to the study onset. | Design had insufficient capacity to contain the flux of snow melt in addition to seep water. Soils in the area of the PRB are tight. In the future, when in an layered alluvial system, incorporate a gravel "pressure relief/effluent storage" zone on the downgradient edge to allow for increased ability to receive effluent water and/or flow onto the land surface if capacity is reached. The hydrogeological study was performed during fall low flow conditions as were the excavation and installation of the PRB bench. Additional water zones may be present during different water levels, so future design data collection should include a hydrogeological investigation in the spring to better characterize flux and water bearing zones in the aquifer during high water conditions. The PRB increased Ar, Fe, Mn and Ur due to eroded overburden material in the lenses on the walls of the excavation and from the seep and sedimentation basin sediments transferred to the PRB. Oxidizing conditions favorable to mobilization of Ur exist when ORP is above -200 mV. Bicarbonate that is likely dominant in the near neutral pH conditions in the vicinity of the PRB can enhance Ur mobility. Redox cycling from fluctuating water table can cause Ur mobilization. Heterogeneity of groundwater inflow along the trench, contact with runoff of mine materials, and microbial activity all contribute to factors affecting degree of treatment within the PRB. The incorporation of the Pilot Study into a potential remedy for the Pedro Creek Sub-Basin, at its current scale and in absence of other actions, may require some modifications to facilitate handling of high spring inflows and additional treatment to address the transport of released uranium into the shallow groundwater and surface water. | Operation and maintenance cost, including remote monitoring (e.g., transducers, telemetry, and cameras) and performance monitoring (e.g., sampling, analysis, and reporting), ranges between $20,000 to $40,000 per month. The capital cost for the construction of the PRB and STC was approximately $1.2M including the media, trenching, infiltration gallery, cover, and stormwater controls, or roughly $180/cubic yard of reactive media (1,200 cubic yards for the PRB and 5,500 cubic yards for the STC). | System is seep treatment cell effluent to PRB. Treatment media: 50% granular support media, 12.5% chopped alfalfa hay, 37.5% woodchips/shavings. Average hydraulic conductivity of 8.8-116.2 ft/day in the media. Trench excavated to dry, silty-clay, weathered Dinwoody Formation material to prevent groundwater flow from bypassing under the PRB. Eroded overburden was encountered. Media placed to a depth of 2 ft bgs, covered by non-woven geotextile and 2 ft of Dinwoody Formation material. Infiltration gallery was constructed upgradient to the PRB, and overburden was encountered. Infiltration gallery was overexcavated and compacted Dinwoody Formation materials were used on the base and sidewalls to reduce water contact with the overburden. It was backfilled with coarse drain rock and covered with non-woven geotextile and Dinwoody Formation material. PRB is relatively easy to implement with readily available material and equipment but using the technology to treat seeps or shallow groundwater in close proximity to overburden disposal piles should be approached with caution. The presence of run-of-mine shales in and around excavations contributes to mobilization of unwanted constituents (e.g. arsenic, uranium) | The objectives for the Pilot Study are consistent with the preliminary Remedial Action Objectives (RAOs) for groundwater remedies at Conda. Based on observations from the 2019 and 2020 monitoring, modifications were made to the Pilot Study in fall of 2020. In coordination with the Agencies, it was decided that the modification will require further monitoring in 2021 to fully meet the Pilot Study objectives. 2018-2019 start up period had differing conditions from 2020-2021, and the conditions were not considered representative of long term trends, but reflect the capability of the media to rapidly reach redox and geochemical conditions that facilitate microbially mediated reduction. 2020-2021 are operational conditions. The treatment media contributes to total Ar, Fe and Mn concentrations above the MCLs and drinking water standards. Data indicate that the treatment media in the Seep Treatment Cell and PRB is capable of treating water entering the system with total Se concentrations as high as 6.87 mg/L as well as total Cd concentrations up to 0.00847 mg/L to levels below their respective MCLs. | None, other than those presented elsewhere | Effluent from the pretreatment STC (STC-NES5-EF) is the upgradient inflow through the central flow path. Data collection for upgradient/downgradient wells is in some instances shifted by 1-2 days. Reporting on effluents from Well 64 is only considered during the period that effluent from the pretreatment is available for comparison (June 2019-Oct 2021)
Final Treatability Study Findings Report Field-Scale Permeable Reactive Barrier Pilot Study Conda/Woodall Mountain Mine | Conda/Woodall Mountain Mine | IDN001002862 | N/A | N/A | GW-64-MA | Former mining site | Permeable reactive barrier (PRB) with seep treatment cell pre-treatment | Passive | Permeable reactive barrier (PRB) | Pre-treatment | Overburden pile in the headwaters areas of Pedro Creek | Y | PRB with pre-treatment | Specific technologies not specified. PRB is chemical and microbially mediated processes that reduce selenate to selenite and then selenium. Treatment media includes a carbon source (i.e. woodchips), alfalfa hay, and inert sand. Seep treatment cell is pre-treatment cell with treatment media. | Access to the groundwater table is needed. Trench excavated through water-bearing zones of alluvial deposits and into underlying weathered bedrock. | Pilot | 2018-2021, modifications made in 2019 to address seepage | Cadmium | Cd, dissolved | mg/L | N | N/A | [9 empty] | ND | ND–0.00017 | Not Applicable | 0.0001 | 2020 - 2021 Average, from operational period, not whole dataset | Data not provided | Data not provided | 6.2e-06 | 2020 - 2021 Average, from operational period, not whole dataset | Data not provided | Data not provided | Data not provided | Downgradient | 6.64–6.97 | (-)0.12–0.38 | mg/L | 7.1–11.49 | °C | Data not provided | N/A | Data not provided | N/A | (-)259.1–(-)155.6 | mV | 2535.2–3156 | µmhos/cm | Turbidity = 2.92–52.3 | NTU | data not provided | data not provided | data not provided | data not provided | data not provided | data not provided | N/A | No groundwater comparison value | No samples were collected at STC-NES5-EF between November 2018 and April 2019. | An insufficient amount of time since completion of the Pilot Study to adequately evaluate lifespan of the treatment media. The change in alkalinity can be used as an indicator of change in the ability of the media to treat selenium. Alkalinity remained relatively similar after 2 years of operation indicating that after 2 years of operation the microbially-mediated chemical reduction of selenium remains similar to the study onset. | Design had insufficient capacity to contain the flux of snow melt in addition to seep water. Soils in the area of the PRB are tight. In the future, when in an layered alluvial system, incorporate a gravel "pressure relief/effluent storage" zone on the downgradient edge to allow for increased ability to receive effluent water and/or flow onto the land surface if capacity is reached. The hydrogeological study was performed during fall low flow conditions as were the excavation and installation of the PRB bench. Additional water zones may be present during different water levels, so future design data collection should include a hydrogeological investigation in the spring to better characterize flux and water bearing zones in the aquifer during high water conditions. The PRB increased Ar, Fe, Mn and Ur due to eroded overburden material in the lenses on the walls of the excavation and from the seep and sedimentation basin sediments transferred to the PRB. Oxidizing conditions favorable to mobilization of Ur exist when ORP is above -200 mV. Bicarbonate that is likely dominant in the near neutral pH conditions in the vicinity of the PRB can enhance Ur mobility. Redox cycling from fluctuating water table can cause Ur mobilization. Heterogeneity of groundwater inflow along the trench, contact with runoff of mine materials, and microbial activity all contribute to factors affecting degree of treatment within the PRB. The incorporation of the Pilot Study into a potential remedy for the Pedro Creek Sub-Basin, at its current scale and in absence of other actions, may require some modifications to facilitate handling of high spring inflows and additional treatment to address the transport of released uranium into the shallow groundwater and surface water. | Operation and maintenance cost, including remote monitoring (e.g., transducers, telemetry, and cameras) and performance monitoring (e.g., sampling, analysis, and reporting), ranges between $20,000 to $40,000 per month. The capital cost for the construction of the PRB and STC was approximately $1.2M including the media, trenching, infiltration gallery, cover, and stormwater controls, or roughly $180/cubic yard of reactive media (1,200 cubic yards for the PRB and 5,500 cubic yards for the STC). | System is seep treatment cell effluent to PRB. Treatment media: 50% granular support media, 12.5% chopped alfalfa hay, 37.5% woodchips/shavings. Average hydraulic conductivity of 8.8-116.2 ft/day in the media. Trench excavated to dry, silty-clay, weathered Dinwoody Formation material to prevent groundwater flow from bypassing under the PRB. Eroded overburden was encountered. Media placed to a depth of 2 ft bgs, covered by non-woven geotextile and 2 ft of Dinwoody Formation material. Infiltration gallery was constructed upgradient to the PRB, and overburden was encountered. Infiltration gallery was overexcavated and compacted Dinwoody Formation materials were used on the base and sidewalls to reduce water contact with the overburden. It was backfilled with coarse drain rock and covered with non-woven geotextile and Dinwoody Formation material. PRB is relatively easy to implement with readily available material and equipment but using the technology to treat seeps or shallow groundwater in close proximity to overburden disposal piles should be approached with caution. The presence of run-of-mine shales in and around excavations contributes to mobilization of unwanted constituents (e.g. arsenic, uranium) | The objectives for the Pilot Study are consistent with the preliminary Remedial Action Objectives (RAOs) for groundwater remedies at Conda. Based on observations from the 2019 and 2020 monitoring, modifications were made to the Pilot Study in fall of 2020. In coordination with the Agencies, it was decided that the modification will require further monitoring in 2021 to fully meet the Pilot Study objectives. 2018-2019 start up period had differing conditions from 2020-2021, and the conditions were not considered representative of long term trends, but reflect the capability of the media to rapidly reach redox and geochemical conditions that facilitate microbially mediated reduction. 2020-2021 are operational conditions. The treatment media contributes to total Ar, Fe and Mn concentrations above the MCLs and drinking water standards. Data indicate that the treatment media in the Seep Treatment Cell and PRB is capable of treating water entering the system with total Se concentrations as high as 6.87 mg/L as well as total Cd concentrations up to 0.00847 mg/L to levels below their respective MCLs. | None, other than those presented elsewhere | ND = Non detect, ND value is 0.00006 mg/L. Effluent from the pretreatment STC (STC-NES5-EF) is the upgradient inflow through the central flow path. Data collection for upgradient/downgradient wells is in some instances shifted by 1-2 days. Reporting on effluents from Well 64 is only considered during the period that effluent from the pretreatment is available for comparison (June 2019-Oct 2021)
Final Treatability Study Findings Report Field-Scale Permeable Reactive Barrier Pilot Study Conda/Woodall Mountain Mine | Conda/Woodall Mountain Mine | IDN001002862 | N/A | N/A | GW-64-MA | Former mining site | Permeable reactive barrier (PRB) with seep treatment cell pre-treatment | Passive | Permeable reactive barrier (PRB) | Pre-treatment | Overburden pile in the headwaters areas of Pedro Creek | Y | PRB with pre-treatment | Specific technologies not specified. PRB is chemical and microbially mediated processes that reduce selenate to selenite and then selenium. Treatment media includes a carbon source (i.e. woodchips), alfalfa hay, and inert sand. Seep treatment cell is pre-treatment cell with treatment media. | Access to the groundwater table is needed. Trench excavated through water-bearing zones of alluvial deposits and into underlying weathered bedrock. | Pilot | 2018-2021, modifications made in 2019 to address seepage | Cadmium | Cd, total | mg/L | N | N/A | [9 empty] | ND | ND–0.00022 | Not Applicable | 0.0001 | 2020 - 2021 Average, from operational period, not whole dataset | Data not provided | Data not provided | 7.7e-05 | 2020 - 2021 Average, from operational period, not whole dataset | Data not provided | Data not provided | Data not provided | Downgradient | 6.75–6.97 | (-)0.12–0.16 | mg/L | 7.1–11.4 | °C | Data not provided | N/A | Data not provided | N/A | (-)242.3–(-)192.2 | mV | 2595–3156 | µmhos/cm | Turbidity = 2.92–5.07 | NTU | data not provided | data not provided | data not provided | data not provided | data not provided | data not provided | Y | Groundwater Comparison value: EPA MCL 0.005 mg/L Assessment of treatment goals based on well-specific averages for 2020-2021 | No samples were collected at STC-NES5-EF between November 2018 and April 2019. | An insufficient amount of time since completion of the Pilot Study to adequately evaluate lifespan of the treatment media. The change in alkalinity can be used as an indicator of change in the ability of the media to treat selenium. Alkalinity remained relatively similar after 2 years of operation indicating that after 2 years of operation the microbially-mediated chemical reduction of selenium remains similar to the study onset. | Design had insufficient capacity to contain the flux of snow melt in addition to seep water. Soils in the area of the PRB are tight. In the future, when in an layered alluvial system, incorporate a gravel "pressure relief/effluent storage" zone on the downgradient edge to allow for increased ability to receive effluent water and/or flow onto the land surface if capacity is reached. The hydrogeological study was performed during fall low flow conditions as were the excavation and installation of the PRB bench. Additional water zones may be present during different water levels, so future design data collection should include a hydrogeological investigation in the spring to better characterize flux and water bearing zones in the aquifer during high water conditions. The PRB increased Ar, Fe, Mn and Ur due to eroded overburden material in the lenses on the walls of the excavation and from the seep and sedimentation basin sediments transferred to the PRB. Oxidizing conditions favorable to mobilization of Ur exist when ORP is above -200 mV. Bicarbonate that is likely dominant in the near neutral pH conditions in the vicinity of the PRB can enhance Ur mobility. Redox cycling from fluctuating water table can cause Ur mobilization. Heterogeneity of groundwater inflow along the trench, contact with runoff of mine materials, and microbial activity all contribute to factors affecting degree of treatment within the PRB. The incorporation of the Pilot Study into a potential remedy for the Pedro Creek Sub-Basin, at its current scale and in absence of other actions, may require some modifications to facilitate handling of high spring inflows and additional treatment to address the transport of released uranium into the shallow groundwater and surface water. | Operation and maintenance cost, including remote monitoring (e.g., transducers, telemetry, and cameras) and performance monitoring (e.g., sampling, analysis, and reporting), ranges between $20,000 to $40,000 per month. The capital cost for the construction of the PRB and STC was approximately $1.2M including the media, trenching, infiltration gallery, cover, and stormwater controls, or roughly $180/cubic yard of reactive media (1,200 cubic yards for the PRB and 5,500 cubic yards for the STC). | System is seep treatment cell effluent to PRB. Treatment media: 50% granular support media, 12.5% chopped alfalfa hay, 37.5% woodchips/shavings. Average hydraulic conductivity of 8.8-116.2 ft/day in the media. Trench excavated to dry, silty-clay, weathered Dinwoody Formation material to prevent groundwater flow from bypassing under the PRB. Eroded overburden was encountered. Media placed to a depth of 2 ft bgs, covered by non-woven geotextile and 2 ft of Dinwoody Formation material. Infiltration gallery was constructed upgradient to the PRB, and overburden was encountered. Infiltration gallery was overexcavated and compacted Dinwoody Formation materials were used on the base and sidewalls to reduce water contact with the overburden. It was backfilled with coarse drain rock and covered with non-woven geotextile and Dinwoody Formation material. PRB is relatively easy to implement with readily available material and equipment but using the technology to treat seeps or shallow groundwater in close proximity to overburden disposal piles should be approached with caution. The presence of run-of-mine shales in and around excavations contributes to mobilization of unwanted constituents (e.g. arsenic, uranium) | The objectives for the Pilot Study are consistent with the preliminary Remedial Action Objectives (RAOs) for groundwater remedies at Conda. Based on observations from the 2019 and 2020 monitoring, modifications were made to the Pilot Study in fall of 2020. In coordination with the Agencies, it was decided that the modification will require further monitoring in 2021 to fully meet the Pilot Study objectives. 2018-2019 start up period had differing conditions from 2020-2021, and the conditions were not considered representative of long term trends, but reflect the capability of the media to rapidly reach redox and geochemical conditions that facilitate microbially mediated reduction. 2020-2021 are operational conditions. The treatment media contributes to total Ar, Fe and Mn concentrations above the MCLs and drinking water standards. Data indicate that the treatment media in the Seep Treatment Cell and PRB is capable of treating water entering the system with total Se concentrations as high as 6.87 mg/L as well as total Cd concentrations up to 0.00847 mg/L to levels below their respective MCLs. | None, other than those presented elsewhere | ND = Non detect, ND value is 0.00006 mg/L. Effluent from the pretreatment STC (STC-NES5-EF) is the upgradient inflow through the central flow path. Data collection for upgradient/downgradient wells is in some instances shifted by 1-2 days. Reporting on effluents from Well 64 is only considered during the period that effluent from the pretreatment is available for comparison (June 2019-Oct 2021)
Final Treatability Study Findings Report Field-Scale Permeable Reactive Barrier Pilot Study Conda/Woodall Mountain Mine | Conda/Woodall Mountain Mine | IDN001002862 | N/A | N/A | STC-NES5-EF | Former mining site | Permeable reactive barrier (PRB) with seep treatment cell pre-treatment | Passive | Permeable reactive barrier (PRB) | Pre-treatment | Overburden pile in the headwaters areas of Pedro Creek | Y | PRB with pre-treatment | Specific technologies not specified. PRB is chemical and microbially mediated processes that reduce selenate to selenite and then selenium. Treatment media includes a carbon source (i.e. woodchips), alfalfa hay, and inert sand. Seep treatment cell is pre-treatment cell with treatment media. | Access to the groundwater table is needed. Trench excavated through water-bearing zones of alluvial deposits and into underlying weathered bedrock. | Pilot | 2018-2021, modifications made in 2019 to address seepage | Chromium | Cr, dissolved | mg/L | N | N/A | 0.0113 | 0.007 | 38.0531 | [9 empty] | 0.0023 | 2020 - 2021 Average, from operational period, not whole dataset | Data not provided | Data not provided | 0.002 | 2020 - 2021 Average, from operational period, not whole dataset | Data not provided | Data not provided | Data not provided | Upgradient | 6.66 | 0.31 | mg/L | 17.8 | °C | Data not provided | N/A | Data not provided | N/A | -55.9 | mV | 1114.7 | µmhos/cm | Turbidity = 12.7 | NTU | data not provided | data not provided | data not provided | data not provided | data not provided | data not provided | N/A | No groundwater comparison value | No samples were collected at STC-NES5-EF between November 2018 and April 2019. | An insufficient amount of time since completion of the Pilot Study to adequately evaluate lifespan of the treatment media. The change in alkalinity can be used as an indicator of change in the ability of the media to treat selenium. Alkalinity remained relatively similar after 2 years of operation indicating that after 2 years of operation the microbially-mediated chemical reduction of selenium remains similar to the study onset. | Design had insufficient capacity to contain the flux of snow melt in addition to seep water. Soils in the area of the PRB are tight. In the future, when in an layered alluvial system, incorporate a gravel "pressure relief/effluent storage" zone on the downgradient edge to allow for increased ability to receive effluent water and/or flow onto the land surface if capacity is reached. The hydrogeological study was performed during fall low flow conditions as were the excavation and installation of the PRB bench. Additional water zones may be present during different water levels, so future design data collection should include a hydrogeological investigation in the spring to better characterize flux and water bearing zones in the aquifer during high water conditions. The PRB increased Ar, Fe, Mn and Ur due to eroded overburden material in the lenses on the walls of the excavation and from the seep and sedimentation basin sediments transferred to the PRB. Oxidizing conditions favorable to mobilization of Ur exist when ORP is above -200 mV. Bicarbonate that is likely dominant in the near neutral pH conditions in the vicinity of the PRB can enhance Ur mobility. Redox cycling from fluctuating water table can cause Ur mobilization. Heterogeneity of groundwater inflow along the trench, contact with runoff of mine materials, and microbial activity all contribute to factors affecting degree of treatment within the PRB. The incorporation of the Pilot Study into a potential remedy for the Pedro Creek Sub-Basin, at its current scale and in absence of other actions, may require some modifications to facilitate handling of high spring inflows and additional treatment to address the transport of released uranium into the shallow groundwater and surface water. | Operation and maintenance cost, including remote monitoring (e.g., transducers, telemetry, and cameras) and performance monitoring (e.g., sampling, analysis, and reporting), ranges between $20,000 to $40,000 per month. The capital cost for the construction of the PRB and STC was approximately $1.2M including the media, trenching, infiltration gallery, cover, and stormwater controls, or roughly $180/cubic yard of reactive media (1,200 cubic yards for the PRB and 5,500 cubic yards for the STC). | System is seep treatment cell effluent to PRB. Treatment media: 50% granular support media, 12.5% chopped alfalfa hay, 37.5% woodchips/shavings. Average hydraulic conductivity of 8.8-116.2 ft/day in the media. Trench excavated to dry, silty-clay, weathered Dinwoody Formation material to prevent groundwater flow from bypassing under the PRB. Eroded overburden was encountered. Media placed to a depth of 2 ft bgs, covered by non-woven geotextile and 2 ft of Dinwoody Formation material. Infiltration gallery was constructed upgradient to the PRB, and overburden was encountered. Infiltration gallery was overexcavated and compacted Dinwoody Formation materials were used on the base and sidewalls to reduce water contact with the overburden. It was backfilled with coarse drain rock and covered with non-woven geotextile and Dinwoody Formation material. PRB is relatively easy to implement with readily available material and equipment but using the technology to treat seeps or shallow groundwater in close proximity to overburden disposal piles should be approached with caution. The presence of run-of-mine shales in and around excavations contributes to mobilization of unwanted constituents (e.g. arsenic, uranium) | The objectives for the Pilot Study are consistent with the preliminary Remedial Action Objectives (RAOs) for groundwater remedies at Conda. Based on observations from the 2019 and 2020 monitoring, modifications were made to the Pilot Study in fall of 2020. In coordination with the Agencies, it was decided that the modification will require further monitoring in 2021 to fully meet the Pilot Study objectives. 2018-2019 start up period had differing conditions from 2020-2021, and the conditions were not considered representative of long term trends, but reflect the capability of the media to rapidly reach redox and geochemical conditions that facilitate microbially mediated reduction. 2020-2021 are operational conditions. The treatment media contributes to total Ar, Fe and Mn concentrations above the MCLs and drinking water standards. Data indicate that the treatment media in the Seep Treatment Cell and PRB is capable of treating water entering the system with total Se concentrations as high as 6.87 mg/L as well as total Cd concentrations up to 0.00847 mg/L to levels below their respective MCLs. | None, other than those presented elsewhere | Effluent from the pretreatment STC (STC-NES5-EF) is the upgradient inflow through the central flow path. Data collection for upgradient/downgradient wells is in some instances shifted by 1-2 days. Reporting on effluents from Well 64 is only considered during the period that effluent from the pretreatment is available for comparison (June 2019-Oct 2021)
Final Treatability Study Findings Report Field-Scale Permeable Reactive Barrier Pilot Study Conda/Woodall Mountain Mine | Conda/Woodall Mountain Mine | IDN001002862 | N/A | N/A | STC-NES5-EF | Former mining site | Permeable reactive barrier (PRB) with seep treatment cell pre-treatment | Passive | Permeable reactive barrier (PRB) | Pre-treatment | Overburden pile in the headwaters areas of Pedro Creek | Y | PRB with pre-treatment | Specific technologies not specified. PRB is chemical and microbially mediated processes that reduce selenate to selenite and then selenium. Treatment media includes a carbon source (i.e. woodchips), alfalfa hay, and inert sand. Seep treatment cell is pre-treatment cell with treatment media. | Access to the groundwater table is needed. Trench excavated through water-bearing zones of alluvial deposits and into underlying weathered bedrock. | Pilot | 2018-2021, modifications made in 2019 to address seepage | Chromium | Cr, total | mg/L | N | N/A | 0.0495 | 0.0074 | 85.0505 | [9 empty] | 0.003 | 2020 - 2021 Average, from operational period, not whole dataset | Data not provided | Data not provided | 0.0026 | 2020 - 2021 Average, from operational period, not whole dataset | Data not provided | Data not provided | Data not provided | Upgradient | 7.04 | 0.02 | mg/L | 17.02 | °C | Data not provided | N/A | Data not provided | N/A | -234.9 | mV | 534.32 | µmhos/cm | Turbidity = 164.4 | NTU | data not provided | data not provided | data not provided | data not provided | data not provided | data not provided | Y | Groundwater Comparison value: U.S. EPA MCL 0.1 mg/L Assessment of treatment goals based on well-specific averages for 2020-2021 | No samples were collected at STC-NES5-EF between November 2018 and April 2019. | An insufficient amount of time since completion of the Pilot Study to adequately evaluate lifespan of the treatment media. The change in alkalinity can be used as an indicator of change in the ability of the media to treat selenium. Alkalinity remained relatively similar after 2 years of operation indicating that after 2 years of operation the microbially-mediated chemical reduction of selenium remains similar to the study onset. | Design had insufficient capacity to contain the flux of snow melt in addition to seep water. Soils in the area of the PRB are tight. In the future, when in an layered alluvial system, incorporate a gravel "pressure relief/effluent storage" zone on the downgradient edge to allow for increased ability to receive effluent water and/or flow onto the land surface if capacity is reached. The hydrogeological study was performed during fall low flow conditions as were the excavation and installation of the PRB bench. Additional water zones may be present during different water levels, so future design data collection should include a hydrogeological investigation in the spring to better characterize flux and water bearing zones in the aquifer during high water conditions. The PRB increased Ar, Fe, Mn and Ur due to eroded overburden material in the lenses on the walls of the excavation and from the seep and sedimentation basin sediments transferred to the PRB. Oxidizing conditions favorable to mobilization of Ur exist when ORP is above -200 mV. Bicarbonate that is likely dominant in the near neutral pH conditions in the vicinity of the PRB can enhance Ur mobility. Redox cycling from fluctuating water table can cause Ur mobilization. Heterogeneity of groundwater inflow along the trench, contact with runoff of mine materials, and microbial activity all contribute to factors affecting degree of treatment within the PRB. The incorporation of the Pilot Study into a potential remedy for the Pedro Creek Sub-Basin, at its current scale and in absence of other actions, may require some modifications to facilitate handling of high spring inflows and additional treatment to address the transport of released uranium into the shallow groundwater and surface water. | Operation and maintenance cost, including remote monitoring (e.g., transducers, telemetry, and cameras) and performance monitoring (e.g., sampling, analysis, and reporting), ranges between $20,000 to $40,000 per month. The capital cost for the construction of the PRB and STC was approximately $1.2M including the media, trenching, infiltration gallery, cover, and stormwater controls, or roughly $180/cubic yard of reactive media (1,200 cubic yards for the PRB and 5,500 cubic yards for the STC). | System is seep treatment cell effluent to PRB. Treatment media: 50% granular support media, 12.5% chopped alfalfa hay, 37.5% woodchips/shavings. Average hydraulic conductivity of 8.8-116.2 ft/day in the media. Trench excavated to dry, silty-clay, weathered Dinwoody Formation material to prevent groundwater flow from bypassing under the PRB. Eroded overburden was encountered. Media placed to a depth of 2 ft bgs, covered by non-woven geotextile and 2 ft of Dinwoody Formation material. Infiltration gallery was constructed upgradient to the PRB, and overburden was encountered. Infiltration gallery was overexcavated and compacted Dinwoody Formation materials were used on the base and sidewalls to reduce water contact with the overburden. It was backfilled with coarse drain rock and covered with non-woven geotextile and Dinwoody Formation material. PRB is relatively easy to implement with readily available material and equipment but using the technology to treat seeps or shallow groundwater in close proximity to overburden disposal piles should be approached with caution. The presence of run-of-mine shales in and around excavations contributes to mobilization of unwanted constituents (e.g. arsenic, uranium) | The objectives for the Pilot Study are consistent with the preliminary Remedial Action Objectives (RAOs) for groundwater remedies at Conda. Based on observations from the 2019 and 2020 monitoring, modifications were made to the Pilot Study in fall of 2020. In coordination with the Agencies, it was decided that the modification will require further monitoring in 2021 to fully meet the Pilot Study objectives. 2018-2019 start up period had differing conditions from 2020-2021, and the conditions were not considered representative of long term trends, but reflect the capability of the media to rapidly reach redox and geochemical conditions that facilitate microbially mediated reduction. 2020-2021 are operational conditions. The treatment media contributes to total Ar, Fe and Mn concentrations above the MCLs and drinking water standards. Data indicate that the treatment media in the Seep Treatment Cell and PRB is capable of treating water entering the system with total Se concentrations as high as 6.87 mg/L as well as total Cd concentrations up to 0.00847 mg/L to levels below their respective MCLs. | None, other than those presented elsewhere | Effluent from the pretreatment STC (STC-NES5-EF) is the upgradient inflow through the central flow path. Data collection for upgradient/downgradient wells is in some instances shifted by 1-2 days. Reporting on effluents from Well 64 is only considered during the period that effluent from the pretreatment is available for comparison (June 2019-Oct 2021)
Final Treatability Study Findings Report Field-Scale Permeable Reactive Barrier Pilot Study Conda/Woodall Mountain Mine | Conda/Woodall Mountain Mine | IDN001002862 | N/A | N/A | STC-NES5-EF | Former mining site | Permeable reactive barrier (PRB) with seep treatment cell pre-treatment | Passive | Permeable reactive barrier (PRB) | Pre-treatment | Overburden pile in the headwaters areas of Pedro Creek | Y | PRB with pre-treatment | Specific technologies not specified. PRB is chemical and microbially mediated processes that reduce selenate to selenite and then selenium. Treatment media includes a carbon source (i.e. woodchips), alfalfa hay, and inert sand. Seep treatment cell is pre-treatment cell with treatment media. | Access to the groundwater table is needed. Trench excavated through water-bearing zones of alluvial deposits and into underlying weathered bedrock. | Pilot | 2018-2021, modifications made in 2019 to address seepage | Chromium | Cr, dissolved | mg/L | N | N/A |  |  |  | ND | ND | Not Applicable | [6 empty] | 0.0023 | 2020 - 2021 Average, from operational period, not whole dataset | Data not provided | Data not provided | 0.002 | 2020 - 2021 Average, from operational period, not whole dataset | Data not provided | Data not provided | Data not provided | Upgradient | 7.01–7.22 | 1.51–4.99 | mg/L | 11.2–24.4 | °C | Data not provided | N/A | Data not provided | N/A | (-)122.6–(-)100.9 | mV | 2,067–2,828 | µmhos/cm | Turbidity = 47–225.61 | NTU | data not provided | data not provided | data not provided | data not provided | data not provided | data not provided | N/A | No groundwater comparison value | No samples were collected at STC-NES5-EF between November 2018 and April 2019. | An insufficient amount of time since completion of the Pilot Study to adequately evaluate lifespan of the treatment media. The change in alkalinity can be used as an indicator of change in the ability of the media to treat selenium. Alkalinity remained relatively similar after 2 years of operation indicating that after 2 years of operation the microbially-mediated chemical reduction of selenium remains similar to the study onset. | Design had insufficient capacity to contain the flux of snow melt in addition to seep water. Soils in the area of the PRB are tight. In the future, when in an layered alluvial system, incorporate a gravel "pressure relief/effluent storage" zone on the downgradient edge to allow for increased ability to receive effluent water and/or flow onto the land surface if capacity is reached. The hydrogeological study was performed during fall low flow conditions as were the excavation and installation of the PRB bench. Additional water zones may be present during different water levels, so future design data collection should include a hydrogeological investigation in the spring to better characterize flux and water bearing zones in the aquifer during high water conditions. The PRB increased Ar, Fe, Mn and Ur due to eroded overburden material in the lenses on the walls of the excavation and from the seep and sedimentation basin sediments transferred to the PRB. Oxidizing conditions favorable to mobilization of Ur exist when ORP is above -200 mV. Bicarbonate that is likely dominant in the near neutral pH conditions in the vicinity of the PRB can enhance Ur mobility. Redox cycling from fluctuating water table can cause Ur mobilization. Heterogeneity of groundwater inflow along the trench, contact with runoff of mine materials, and microbial activity all contribute to factors affecting degree of treatment within the PRB. The incorporation of the Pilot Study into a potential remedy for the Pedro Creek Sub-Basin, at its current scale and in absence of other actions, may require some modifications to facilitate handling of high spring inflows and additional treatment to address the transport of released uranium into the shallow groundwater and surface water. | Operation and maintenance cost, including remote monitoring (e.g., transducers, telemetry, and cameras) and performance monitoring (e.g., sampling, analysis, and reporting), ranges between $20,000 to $40,000 per month. The capital cost for the construction of the PRB and STC was approximately $1.2M including the media, trenching, infiltration gallery, cover, and stormwater controls, or roughly $180/cubic yard of reactive media (1,200 cubic yards for the PRB and 5,500 cubic yards for the STC). | System is seep treatment cell effluent to PRB. Treatment media: 50% granular support media, 12.5% chopped alfalfa hay, 37.5% woodchips/shavings. Average hydraulic conductivity of 8.8-116.2 ft/day in the media. Trench excavated to dry, silty-clay, weathered Dinwoody Formation material to prevent groundwater flow from bypassing under the PRB. Eroded overburden was encountered. Media placed to a depth of 2 ft bgs, covered by non-woven geotextile and 2 ft of Dinwoody Formation material. Infiltration gallery was constructed upgradient to the PRB, and overburden was encountered. Infiltration gallery was overexcavated and compacted Dinwoody Formation materials were used on the base and sidewalls to reduce water contact with the overburden. It was backfilled with coarse drain rock and covered with non-woven geotextile and Dinwoody Formation material. PRB is relatively easy to implement with readily available material and equipment but using the technology to treat seeps or shallow groundwater in close proximity to overburden disposal piles should be approached with caution. The presence of run-of-mine shales in and around excavations contributes to mobilization of unwanted constituents (e.g. arsenic, uranium) | The objectives for the Pilot Study are consistent with the preliminary Remedial Action Objectives (RAOs) for groundwater remedies at Conda. Based on observations from the 2019 and 2020 monitoring, modifications were made to the Pilot Study in fall of 2020. In coordination with the Agencies, it was decided that the modification will require further monitoring in 2021 to fully meet the Pilot Study objectives. 2018-2019 start up period had differing conditions from 2020-2021, and the conditions were not considered representative of long term trends, but reflect the capability of the media to rapidly reach redox and geochemical conditions that facilitate microbially mediated reduction. 2020-2021 are operational conditions. The treatment media contributes to total Ar, Fe and Mn concentrations above the MCLs and drinking water standards. Data indicate that the treatment media in the Seep Treatment Cell and PRB is capable of treating water entering the system with total Se concentrations as high as 6.87 mg/L as well as total Cd concentrations up to 0.00847 mg/L to levels below their respective MCLs. | None, other than those presented elsewhere | ND = non detect. ND value is 0.002 mg/L. Effluent from the pretreatment STC (STC-NES5-EF) is the upgradient inflow through the central flow path. Data collection for upgradient/downgradient wells is in some instances shifted by 1-2 days. Reporting on effluents from Well 64 is only considered during the period that effluent from the pretreatment is available for comparison (June 2019-Oct 2021)
Final Treatability Study Findings Report Field-Scale Permeable Reactive Barrier Pilot Study Conda/Woodall Mountain Mine | Conda/Woodall Mountain Mine | IDN001002862 | N/A | N/A | STC-NES5-EF | Former mining site | Permeable reactive barrier (PRB) with seep treatment cell pre-treatment | Passive | Permeable reactive barrier (PRB) | Pre-treatment | Overburden pile in the headwaters areas of Pedro Creek | Y | PRB with pre-treatment | Specific technologies not specified. PRB is chemical and microbially mediated processes that reduce selenate to selenite and then selenium. Treatment media includes a carbon source (i.e. woodchips), alfalfa hay, and inert sand. Seep treatment cell is pre-treatment cell with treatment media. | Access to the groundwater table is needed. Trench excavated through water-bearing zones of alluvial deposits and into underlying weathered bedrock. | Pilot | 2018-2021, modifications made in 2019 to address seepage | Chromium | Cr, total | mg/L | N | N/A |  |  |  | ND | ND | Not Applicable | [6 empty] | 0.003 | 2020 - 2021 Average, from operational period, not whole dataset | Data not provided | Data not provided | 0.0026 | 2020 - 2021 Average, from operational period, not whole dataset | Data not provided | Data not provided | Data not provided | Upgradient | 7.22 | 4.99 | mg/L | 21.4 | °C | Data not provided | N/A | Data not provided | N/A | -100.9 | mV | 2828 | µmhos/cm | Turbidity = 47 | NTU | data not provided | data not provided | data not provided | data not provided | data not provided | data not provided | Y | Groundwater Comparison value: U.S. EPA MCL 0.1 mg/L Assessment of treatment goals based on well-specific averages for 2020-2021 | No samples were collected at STC-NES5-EF between November 2018 and April 2019. | An insufficient amount of time since completion of the Pilot Study to adequately evaluate lifespan of the treatment media. The change in alkalinity can be used as an indicator of change in the ability of the media to treat selenium. Alkalinity remained relatively similar after 2 years of operation indicating that after 2 years of operation the microbially-mediated chemical reduction of selenium remains similar to the study onset. | Design had insufficient capacity to contain the flux of snow melt in addition to seep water. Soils in the area of the PRB are tight. In the future, when in an layered alluvial system, incorporate a gravel "pressure relief/effluent storage" zone on the downgradient edge to allow for increased ability to receive effluent water and/or flow onto the land surface if capacity is reached. The hydrogeological study was performed during fall low flow conditions as were the excavation and installation of the PRB bench. Additional water zones may be present during different water levels, so future design data collection should include a hydrogeological investigation in the spring to better characterize flux and water bearing zones in the aquifer during high water conditions. The PRB increased Ar, Fe, Mn and Ur due to eroded overburden material in the lenses on the walls of the excavation and from the seep and sedimentation basin sediments transferred to the PRB. Oxidizing conditions favorable to mobilization of Ur exist when ORP is above -200 mV. Bicarbonate that is likely dominant in the near neutral pH conditions in the vicinity of the PRB can enhance Ur mobility. Redox cycling from fluctuating water table can cause Ur mobilization. Heterogeneity of groundwater inflow along the trench, contact with runoff of mine materials, and microbial activity all contribute to factors affecting degree of treatment within the PRB. The incorporation of the Pilot Study into a potential remedy for the Pedro Creek Sub-Basin, at its current scale and in absence of other actions, may require some modifications to facilitate handling of high spring inflows and additional treatment to address the transport of released uranium into the shallow groundwater and surface water. | Operation and maintenance cost, including remote monitoring (e.g., transducers, telemetry, and cameras) and performance monitoring (e.g., sampling, analysis, and reporting), ranges between $20,000 to $40,000 per month. The capital cost for the construction of the PRB and STC was approximately $1.2M including the media, trenching, infiltration gallery, cover, and stormwater controls, or roughly $180/cubic yard of reactive media (1,200 cubic yards for the PRB and 5,500 cubic yards for the STC). | System is seep treatment cell effluent to PRB. Treatment media: 50% granular support media, 12.5% chopped alfalfa hay, 37.5% woodchips/shavings. Average hydraulic conductivity of 8.8-116.2 ft/day in the media. Trench excavated to dry, silty-clay, weathered Dinwoody Formation material to prevent groundwater flow from bypassing under the PRB. Eroded overburden was encountered. Media placed to a depth of 2 ft bgs, covered by non-woven geotextile and 2 ft of Dinwoody Formation material. Infiltration gallery was constructed upgradient to the PRB, and overburden was encountered. Infiltration gallery was overexcavated and compacted Dinwoody Formation materials were used on the base and sidewalls to reduce water contact with the overburden. It was backfilled with coarse drain rock and covered with non-woven geotextile and Dinwoody Formation material. PRB is relatively easy to implement with readily available material and equipment but using the technology to treat seeps or shallow groundwater in close proximity to overburden disposal piles should be approached with caution. The presence of run-of-mine shales in and around excavations contributes to mobilization of unwanted constituents (e.g. arsenic, uranium) | The objectives for the Pilot Study are consistent with the preliminary Remedial Action Objectives (RAOs) for groundwater remedies at Conda. Based on observations from the 2019 and 2020 monitoring, modifications were made to the Pilot Study in fall of 2020. In coordination with the Agencies, it was decided that the modification will require further monitoring in 2021 to fully meet the Pilot Study objectives. 2018-2019 start up period had differing conditions from 2020-2021, and the conditions were not considered representative of long term trends, but reflect the capability of the media to rapidly reach redox and geochemical conditions that facilitate microbially mediated reduction. 2020-2021 are operational conditions. The treatment media contributes to total Ar, Fe and Mn concentrations above the MCLs and drinking water standards. Data indicate that the treatment media in the Seep Treatment Cell and PRB is capable of treating water entering the system with total Se concentrations as high as 6.87 mg/L as well as total Cd concentrations up to 0.00847 mg/L to levels below their respective MCLs. | None, other than those presented elsewhere | ND = non detect. ND value is 0.002 mg/L. Effluent from the pretreatment STC (STC-NES5-EF) is the upgradient inflow through the central flow path. Data collection for upgradient/downgradient wells is in some instances shifted by 1-2 days. Reporting on effluents from Well 64 is only considered during the period that effluent from the pretreatment is available for comparison (June 2019-Oct 2021)
Final Treatability Study Findings Report Field-Scale Permeable Reactive Barrier Pilot Study Conda/Woodall Mountain Mine | Conda/Woodall Mountain Mine | IDN001002862 | N/A | N/A | GW-64-MA | Former mining site | Permeable reactive barrier (PRB) with seep treatment cell pre-treatment | Passive | Permeable reactive barrier (PRB) | Pre-treatment | Overburden pile in the headwaters areas of Pedro Creek | Y | PRB with pre-treatment | Specific technologies not specified. PRB is chemical and microbially mediated processes that reduce selenate to selenite and then selenium. Treatment media includes a carbon source (i.e. woodchips), alfalfa hay, and inert sand. Seep treatment cell is pre-treatment cell with treatment media. | Access to the groundwater table is needed. Trench excavated through water-bearing zones of alluvial deposits and into underlying weathered bedrock. | Pilot | 2018-2021, modifications made in 2019 to address seepage | Chromium | Cr, dissolved | mg/L | N | N/A | [6 empty] | 0.007 | 0.0113 | 38.0531 |  |  |  | 0.0023 | 2020 - 2021 Average, from operational period, not whole dataset | Data not provided | Data not provided | 0.002 | 2020 - 2021 Average, from operational period, not whole dataset | Data not provided | Data not provided | Data not provided | Downgradient | 6.87 | 0.15 | mg/L | 8.23 | °C | Data not provided | N/A | Data not provided | N/A | -115.6 | mV | 2788.9 | µmhos/cm | Turbidity = 4.96 | NTU | data not provided | data not provided | data not provided | data not provided | data not provided | data not provided | N/A | No groundwater comparison value | No samples were collected at STC-NES5-EF between November 2018 and April 2019. | An insufficient amount of time since completion of the Pilot Study to adequately evaluate lifespan of the treatment media. The change in alkalinity can be used as an indicator of change in the ability of the media to treat selenium. Alkalinity remained relatively similar after 2 years of operation indicating that after 2 years of operation the microbially-mediated chemical reduction of selenium remains similar to the study onset. | Design had insufficient capacity to contain the flux of snow melt in addition to seep water. Soils in the area of the PRB are tight. In the future, when in an layered alluvial system, incorporate a gravel "pressure relief/effluent storage" zone on the downgradient edge to allow for increased ability to receive effluent water and/or flow onto the land surface if capacity is reached. The hydrogeological study was performed during fall low flow conditions as were the excavation and installation of the PRB bench. Additional water zones may be present during different water levels, so future design data collection should include a hydrogeological investigation in the spring to better characterize flux and water bearing zones in the aquifer during high water conditions. The PRB increased Ar, Fe, Mn and Ur due to eroded overburden material in the lenses on the walls of the excavation and from the seep and sedimentation basin sediments transferred to the PRB. Oxidizing conditions favorable to mobilization of Ur exist when ORP is above -200 mV. Bicarbonate that is likely dominant in the near neutral pH conditions in the vicinity of the PRB can enhance Ur mobility. Redox cycling from fluctuating water table can cause Ur mobilization. Heterogeneity of groundwater inflow along the trench, contact with runoff of mine materials, and microbial activity all contribute to factors affecting degree of treatment within the PRB. The incorporation of the Pilot Study into a potential remedy for the Pedro Creek Sub-Basin, at its current scale and in absence of other actions, may require some modifications to facilitate handling of high spring inflows and additional treatment to address the transport of released uranium into the shallow groundwater and surface water. | Operation and maintenance cost, including remote monitoring (e.g., transducers, telemetry, and cameras) and performance monitoring (e.g., sampling, analysis, and reporting), ranges between $20,000 to $40,000 per month. The capital cost for the construction of the PRB and STC was approximately $1.2M including the media, trenching, infiltration gallery, cover, and stormwater controls, or roughly $180/cubic yard of reactive media (1,200 cubic yards for the PRB and 5,500 cubic yards for the STC). | System is seep treatment cell effluent to PRB. Treatment media: 50% granular support media, 12.5% chopped alfalfa hay, 37.5% woodchips/shavings. Average hydraulic conductivity of 8.8-116.2 ft/day in the media. Trench excavated to dry, silty-clay, weathered Dinwoody Formation material to prevent groundwater flow from bypassing under the PRB. Eroded overburden was encountered. Media placed to a depth of 2 ft bgs, covered by non-woven geotextile and 2 ft of Dinwoody Formation material. Infiltration gallery was constructed upgradient to the PRB, and overburden was encountered. Infiltration gallery was overexcavated and compacted Dinwoody Formation materials were used on the base and sidewalls to reduce water contact with the overburden. It was backfilled with coarse drain rock and covered with non-woven geotextile and Dinwoody Formation material. PRB is relatively easy to implement with readily available material and equipment but using the technology to treat seeps or shallow groundwater in close proximity to overburden disposal piles should be approached with caution. The presence of run-of-mine shales in and around excavations contributes to mobilization of unwanted constituents (e.g. arsenic, uranium) | The objectives for the Pilot Study are consistent with the preliminary Remedial Action Objectives (RAOs) for groundwater remedies at Conda. Based on observations from the 2019 and 2020 monitoring, modifications were made to the Pilot Study in fall of 2020. In coordination with the Agencies, it was decided that the modification will require further monitoring in 2021 to fully meet the Pilot Study objectives. 2018-2019 start up period had differing conditions from 2020-2021, and the conditions were not considered representative of long term trends, but reflect the capability of the media to rapidly reach redox and geochemical conditions that facilitate microbially mediated reduction. 2020-2021 are operational conditions. The treatment media contributes to total Ar, Fe and Mn concentrations above the MCLs and drinking water standards. Data indicate that the treatment media in the Seep Treatment Cell and PRB is capable of treating water entering the system with total Se concentrations as high as 6.87 mg/L as well as total Cd concentrations up to 0.00847 mg/L to levels below their respective MCLs. | None, other than those presented elsewhere | Effluent from the pretreatment STC (STC-NES5-EF) is the upgradient inflow through the central flow path. Data collection for upgradient/downgradient wells is in some instances shifted by 1-2 days. Reporting on effluents from Well 64 is only considered during the period that effluent from the pretreatment is available for comparison (June 2019-Oct 2021)
Final Treatability Study Findings Report Field-Scale Permeable Reactive Barrier Pilot Study Conda/Woodall Mountain Mine | Conda/Woodall Mountain Mine | IDN001002862 | N/A | N/A | GW-64-MA | Former mining site | Permeable reactive barrier (PRB) with seep treatment cell pre-treatment | Passive | Permeable reactive barrier (PRB) | Pre-treatment | Overburden pile in the headwaters areas of Pedro Creek | Y | PRB with pre-treatment | Specific technologies not specified. PRB is chemical and microbially mediated processes that reduce selenate to selenite and then selenium. Treatment media includes a carbon source (i.e. woodchips), alfalfa hay, and inert sand. Seep treatment cell is pre-treatment cell with treatment media. | Access to the groundwater table is needed. Trench excavated through water-bearing zones of alluvial deposits and into underlying weathered bedrock. | Pilot | 2018-2021, modifications made in 2019 to address seepage | Chromium | Cr, total | mg/L | N | N/A | [6 empty] | 0.0074 | 0.0495 | 85.0505 |  |  |  | 0.003 | 2020 - 2021 Average, from operational period, not whole dataset | Data not provided | Data not provided | 0.0026 | 2020 - 2021 Average, from operational period, not whole dataset | Data not provided | Data not provided | Data not provided | Downgradient | 6.64 | 0.38 | mg/L | 11.49 | °C | Data not provided | N/A | Data not provided | N/A | -183.5 | mV | 2535.2 | µmhos/cm | Turbidity = 39.63 | NTU | data not provided | data not provided | data not provided | data not provided | data not provided | data not provided | Y | Groundwater Comparison value: U.S. EPA MCL 0.1 mg/L Assessment of treatment goals based on well-specific averages for 2020-2021 | No samples were collected at STC-NES5-EF between November 2018 and April 2019. | An insufficient amount of time since completion of the Pilot Study to adequately evaluate lifespan of the treatment media. The change in alkalinity can be used as an indicator of change in the ability of the media to treat selenium. Alkalinity remained relatively similar after 2 years of operation indicating that after 2 years of operation the microbially-mediated chemical reduction of selenium remains similar to the study onset. | Design had insufficient capacity to contain the flux of snow melt in addition to seep water. Soils in the area of the PRB are tight. In the future, when in an layered alluvial system, incorporate a gravel "pressure relief/effluent storage" zone on the downgradient edge to allow for increased ability to receive effluent water and/or flow onto the land surface if capacity is reached. The hydrogeological study was performed during fall low flow conditions as were the excavation and installation of the PRB bench. Additional water zones may be present during different water levels, so future design data collection should include a hydrogeological investigation in the spring to better characterize flux and water bearing zones in the aquifer during high water conditions. The PRB increased Ar, Fe, Mn and Ur due to eroded overburden material in the lenses on the walls of the excavation and from the seep and sedimentation basin sediments transferred to the PRB. Oxidizing conditions favorable to mobilization of Ur exist when ORP is above -200 mV. Bicarbonate that is likely dominant in the near neutral pH conditions in the vicinity of the PRB can enhance Ur mobility. Redox cycling from fluctuating water table can cause Ur mobilization. Heterogeneity of groundwater inflow along the trench, contact with runoff of mine materials, and microbial activity all contribute to factors affecting degree of treatment within the PRB. The incorporation of the Pilot Study into a potential remedy for the Pedro Creek Sub-Basin, at its current scale and in absence of other actions, may require some modifications to facilitate handling of high spring inflows and additional treatment to address the transport of released uranium into the shallow groundwater and surface water. | Operation and maintenance cost, including remote monitoring (e.g., transducers, telemetry, and cameras) and performance monitoring (e.g., sampling, analysis, and reporting), ranges between $20,000 to $40,000 per month. The capital cost for the construction of the PRB and STC was approximately $1.2M including the media, trenching, infiltration gallery, cover, and stormwater controls, or roughly $180/cubic yard of reactive media (1,200 cubic yards for the PRB and 5,500 cubic yards for the STC). | System is seep treatment cell effluent to PRB. Treatment media: 50% granular support media, 12.5% chopped alfalfa hay, 37.5% woodchips/shavings. Average hydraulic conductivity of 8.8-116.2 ft/day in the media. Trench excavated to dry, silty-clay, weathered Dinwoody Formation material to prevent groundwater flow from bypassing under the PRB. Eroded overburden was encountered. Media placed to a depth of 2 ft bgs, covered by non-woven geotextile and 2 ft of Dinwoody Formation material. Infiltration gallery was constructed upgradient to the PRB, and overburden was encountered. Infiltration gallery was overexcavated and compacted Dinwoody Formation materials were used on the base and sidewalls to reduce water contact with the overburden. It was backfilled with coarse drain rock and covered with non-woven geotextile and Dinwoody Formation material. PRB is relatively easy to implement with readily available material and equipment but using the technology to treat seeps or shallow groundwater in close proximity to overburden disposal piles should be approached with caution. The presence of run-of-mine shales in and around excavations contributes to mobilization of unwanted constituents (e.g. arsenic, uranium) | The objectives for the Pilot Study are consistent with the preliminary Remedial Action Objectives (RAOs) for groundwater remedies at Conda. Based on observations from the 2019 and 2020 monitoring, modifications were made to the Pilot Study in fall of 2020. In coordination with the Agencies, it was decided that the modification will require further monitoring in 2021 to fully meet the Pilot Study objectives. 2018-2019 start up period had differing conditions from 2020-2021, and the conditions were not considered representative of long term trends, but reflect the capability of the media to rapidly reach redox and geochemical conditions that facilitate microbially mediated reduction. 2020-2021 are operational conditions. The treatment media contributes to total Ar, Fe and Mn concentrations above the MCLs and drinking water standards. Data indicate that the treatment media in the Seep Treatment Cell and PRB is capable of treating water entering the system with total Se concentrations as high as 6.87 mg/L as well as total Cd concentrations up to 0.00847 mg/L to levels below their respective MCLs. | None, other than those presented elsewhere | Effluent from the pretreatment STC (STC-NES5-EF) is the upgradient inflow through the central flow path. Data collection for upgradient/downgradient wells is in some instances shifted by 1-2 days. Reporting on effluents from Well 64 is only considered during the period that effluent from the pretreatment is available for comparison (June 2019-Oct 2021)
Final Treatability Study Findings Report Field-Scale Permeable Reactive Barrier Pilot Study Conda/Woodall Mountain Mine | Conda/Woodall Mountain Mine | IDN001002862 | N/A | N/A | GW-64-MA | Former mining site | Permeable reactive barrier (PRB) with seep treatment cell pre-treatment | Passive | Permeable reactive barrier (PRB) | Pre-treatment | Overburden pile in the headwaters areas of Pedro Creek | Y | PRB with pre-treatment | Specific technologies not specified. PRB is chemical and microbially mediated processes that reduce selenate to selenite and then selenium. Treatment media includes a carbon source (i.e. woodchips), alfalfa hay, and inert sand. Seep treatment cell is pre-treatment cell with treatment media. | Access to the groundwater table is needed. Trench excavated through water-bearing zones of alluvial deposits and into underlying weathered bedrock. | Pilot | 2018-2021, modifications made in 2019 to address seepage | Chromium | Cr, dissolved | mg/L | N | N/A | [9 empty] | ND–0.0055 | 0.0024 | (-)129.2 - 58.3 | 0.0023 | 2020 - 2021 Average, from operational period, not whole dataset | Data not provided | Data not provided | 0.002 | 2020 - 2021 Average, from operational period, not whole dataset | Data not provided | Data not provided | Data not provided | Downgradient | 6.7–6.97 | (-)0.12–0.16 | mg/L | 7.1–11.4 | °C | Data not provided | N/A | Data not provided | N/A | (-)269.5–(-)185.5 | mV | 2595–3156 | µmhos/cm | Turbidity = 2.92–52.3 | NTU | data not provided | data not provided | data not provided | data not provided | data not provided | data not provided | N/A | No groundwater comparison value | No samples were collected at STC-NES5-EF between November 2018 and April 2019. | An insufficient amount of time since completion of the Pilot Study to adequately evaluate lifespan of the treatment media. The change in alkalinity can be used as an indicator of change in the ability of the media to treat selenium. Alkalinity remained relatively similar after 2 years of operation indicating that after 2 years of operation the microbially-mediated chemical reduction of selenium remains similar to the study onset. | Design had insufficient capacity to contain the flux of snow melt in addition to seep water. Soils in the area of the PRB are tight. In the future, when in an layered alluvial system, incorporate a gravel "pressure relief/effluent storage" zone on the downgradient edge to allow for increased ability to receive effluent water and/or flow onto the land surface if capacity is reached. The hydrogeological study was performed during fall low flow conditions as were the excavation and installation of the PRB bench. Additional water zones may be present during different water levels, so future design data collection should include a hydrogeological investigation in the spring to better characterize flux and water bearing zones in the aquifer during high water conditions. The PRB increased Ar, Fe, Mn and Ur due to eroded overburden material in the lenses on the walls of the excavation and from the seep and sedimentation basin sediments transferred to the PRB. Oxidizing conditions favorable to mobilization of Ur exist when ORP is above -200 mV. Bicarbonate that is likely dominant in the near neutral pH conditions in the vicinity of the PRB can enhance Ur mobility. Redox cycling from fluctuating water table can cause Ur mobilization. Heterogeneity of groundwater inflow along the trench, contact with runoff of mine materials, and microbial activity all contribute to factors affecting degree of treatment within the PRB. The incorporation of the Pilot Study into a potential remedy for the Pedro Creek Sub-Basin, at its current scale and in absence of other actions, may require some modifications to facilitate handling of high spring inflows and additional treatment to address the transport of released uranium into the shallow groundwater and surface water. | Operation and maintenance cost, including remote monitoring (e.g., transducers, telemetry, and cameras) and performance monitoring (e.g., sampling, analysis, and reporting), ranges between $20,000 to $40,000 per month. The capital cost for the construction of the PRB and STC was approximately $1.2M including the media, trenching, infiltration gallery, cover, and stormwater controls, or roughly $180/cubic yard of reactive media (1,200 cubic yards for the PRB and 5,500 cubic yards for the STC). | System is seep treatment cell effluent to PRB. Treatment media: 50% granular support media, 12.5% chopped alfalfa hay, 37.5% woodchips/shavings. Average hydraulic conductivity of 8.8-116.2 ft/day in the media. Trench excavated to dry, silty-clay, weathered Dinwoody Formation material to prevent groundwater flow from bypassing under the PRB. Eroded overburden was encountered. Media placed to a depth of 2 ft bgs, covered by non-woven geotextile and 2 ft of Dinwoody Formation material. Infiltration gallery was constructed upgradient to the PRB, and overburden was encountered. Infiltration gallery was overexcavated and compacted Dinwoody Formation materials were used on the base and sidewalls to reduce water contact with the overburden. It was backfilled with coarse drain rock and covered with non-woven geotextile and Dinwoody Formation material. PRB is relatively easy to implement with readily available material and equipment but using the technology to treat seeps or shallow groundwater in close proximity to overburden disposal piles should be approached with caution. The presence of run-of-mine shales in and around excavations contributes to mobilization of unwanted constituents (e.g. arsenic, uranium) | The objectives for the Pilot Study are consistent with the preliminary Remedial Action Objectives (RAOs) for groundwater remedies at Conda. Based on observations from the 2019 and 2020 monitoring, modifications were made to the Pilot Study in fall of 2020. In coordination with the Agencies, it was decided that the modification will require further monitoring in 2021 to fully meet the Pilot Study objectives. 2018-2019 start up period had differing conditions from 2020-2021, and the conditions were not considered representative of long term trends, but reflect the capability of the media to rapidly reach redox and geochemical conditions that facilitate microbially mediated reduction. 2020-2021 are operational conditions. The treatment media contributes to total Ar, Fe and Mn concentrations above the MCLs and drinking water standards. Data indicate that the treatment media in the Seep Treatment Cell and PRB is capable of treating water entering the system with total Se concentrations as high as 6.87 mg/L as well as total Cd concentrations up to 0.00847 mg/L to levels below their respective MCLs. | None, other than those presented elsewhere | ND = non detect. ND value is 0.002 mg/L. Effluent from the pretreatment STC (STC-NES5-EF) is the upgradient inflow through the central flow path. Data collection for upgradient/downgradient wells is in some instances shifted by 1-2 days. Reporting on effluents from Well 64 is only considered during the period that effluent from the pretreatment is available for comparison (June 2019-Oct 2021)
Final Treatability Study Findings Report Field-Scale Permeable Reactive Barrier Pilot Study Conda/Woodall Mountain Mine | Conda/Woodall Mountain Mine | IDN001002862 | N/A | N/A | GW-64-MA | Former mining site | Permeable reactive barrier (PRB) with seep treatment cell pre-treatment | Passive | Permeable reactive barrier (PRB) | Pre-treatment | Overburden pile in the headwaters areas of Pedro Creek | Y | PRB with pre-treatment | Specific technologies not specified. PRB is chemical and microbially mediated processes that reduce selenate to selenite and then selenium. Treatment media includes a carbon source (i.e. woodchips), alfalfa hay, and inert sand. Seep treatment cell is pre-treatment cell with treatment media. | Access to the groundwater table is needed. Trench excavated through water-bearing zones of alluvial deposits and into underlying weathered bedrock. | Pilot | 2018-2021, modifications made in 2019 to address seepage | Chromium | Cr, total | mg/L | N | N/A | [9 empty] | ND | 0.0054 | 81.4815 | 0.003 | 2020 - 2021 Average, from operational period, not whole dataset | Data not provided | Data not provided | 0.0026 | 2020 - 2021 Average, from operational period, not whole dataset | Data not provided | Data not provided | Data not provided | Downgradient | 6.7–6.97 | (-)0.12–0.16 | mg/L | 7.1–9.9 | °C | Data not provided | N/A | Data not provided | N/A | (-)242.3–(-)185.5 | mV | 2902–3156 | µmhos/cm | Turbidity = 2.92–52.3 | NTU | data not provided | data not provided | data not provided | data not provided | data not provided | data not provided | Y | Groundwater Comparison value: U.S. EPA MCL 0.1 mg/L Assessment of treatment goals based on well-specific averages for 2020-2021 | No samples were collected at STC-NES5-EF between November 2018 and April 2019. | An insufficient amount of time since completion of the Pilot Study to adequately evaluate lifespan of the treatment media. The change in alkalinity can be used as an indicator of change in the ability of the media to treat selenium. Alkalinity remained relatively similar after 2 years of operation indicating that after 2 years of operation the microbially-mediated chemical reduction of selenium remains similar to the study onset. | Design had insufficient capacity to contain the flux of snow melt in addition to seep water. Soils in the area of the PRB are tight. In the future, when in an layered alluvial system, incorporate a gravel "pressure relief/effluent storage" zone on the downgradient edge to allow for increased ability to receive effluent water and/or flow onto the land surface if capacity is reached. The hydrogeological study was performed during fall low flow conditions as were the excavation and installation of the PRB bench. Additional water zones may be present during different water levels, so future design data collection should include a hydrogeological investigation in the spring to better characterize flux and water bearing zones in the aquifer during high water conditions. The PRB increased Ar, Fe, Mn and Ur due to eroded overburden material in the lenses on the walls of the excavation and from the seep and sedimentation basin sediments transferred to the PRB. Oxidizing conditions favorable to mobilization of Ur exist when ORP is above -200 mV. Bicarbonate that is likely dominant in the near neutral pH conditions in the vicinity of the PRB can enhance Ur mobility. Redox cycling from fluctuating water table can cause Ur mobilization. Heterogeneity of groundwater inflow along the trench, contact with runoff of mine materials, and microbial activity all contribute to factors affecting degree of treatment within the PRB. The incorporation of the Pilot Study into a potential remedy for the Pedro Creek Sub-Basin, at its current scale and in absence of other actions, may require some modifications to facilitate handling of high spring inflows and additional treatment to address the transport of released uranium into the shallow groundwater and surface water. | Operation and maintenance cost, including remote monitoring (e.g., transducers, telemetry, and cameras) and performance monitoring (e.g., sampling, analysis, and reporting), ranges between $20,000 to $40,000 per month. The capital cost for the construction of the PRB and STC was approximately $1.2M including the media, trenching, infiltration gallery, cover, and stormwater controls, or roughly $180/cubic yard of reactive media (1,200 cubic yards for the PRB and 5,500 cubic yards for the STC). | System is seep treatment cell effluent to PRB. Treatment media: 50% granular support media, 12.5% chopped alfalfa hay, 37.5% woodchips/shavings. Average hydraulic conductivity of 8.8-116.2 ft/day in the media. Trench excavated to dry, silty-clay, weathered Dinwoody Formation material to prevent groundwater flow from bypassing under the PRB. Eroded overburden was encountered. Media placed to a depth of 2 ft bgs, covered by non-woven geotextile and 2 ft of Dinwoody Formation material. Infiltration gallery was constructed upgradient to the PRB, and overburden was encountered. Infiltration gallery was overexcavated and compacted Dinwoody Formation materials were used on the base and sidewalls to reduce water contact with the overburden. It was backfilled with coarse drain rock and covered with non-woven geotextile and Dinwoody Formation material. PRB is relatively easy to implement with readily available material and equipment but using the technology to treat seeps or shallow groundwater in close proximity to overburden disposal piles should be approached with caution. The presence of run-of-mine shales in and around excavations contributes to mobilization of unwanted constituents (e.g. arsenic, uranium) | The objectives for the Pilot Study are consistent with the preliminary Remedial Action Objectives (RAOs) for groundwater remedies at Conda. Based on observations from the 2019 and 2020 monitoring, modifications were made to the Pilot Study in fall of 2020. In coordination with the Agencies, it was decided that the modification will require further monitoring in 2021 to fully meet the Pilot Study objectives. 2018-2019 start up period had differing conditions from 2020-2021, and the conditions were not considered representative of long term trends, but reflect the capability of the media to rapidly reach redox and geochemical conditions that facilitate microbially mediated reduction. 2020-2021 are operational conditions. The treatment media contributes to total Ar, Fe and Mn concentrations above the MCLs and drinking water standards. Data indicate that the treatment media in the Seep Treatment Cell and PRB is capable of treating water entering the system with total Se concentrations as high as 6.87 mg/L as well as total Cd concentrations up to 0.00847 mg/L to levels below their respective MCLs. | None, other than those presented elsewhere | ND = non detect. ND value is 0.002 mg/L. Effluent from the pretreatment STC (STC-NES5-EF) is the upgradient inflow through the central flow path. Data collection for upgradient/downgradient wells is in some instances shifted by 1-2 days. Reporting on effluents from Well 64 is only considered during the period that effluent from the pretreatment is available for comparison (June 2019-Oct 2021)
Final Treatability Study Findings Report Field-Scale Permeable Reactive Barrier Pilot Study Conda/Woodall Mountain Mine | Conda/Woodall Mountain Mine | IDN001002862 | N/A | N/A | STC-NES5-EF | Former mining site | Permeable reactive barrier (PRB) with seep treatment cell pre-treatment | Passive | Permeable reactive barrier (PRB) | Pre-treatment | Overburden pile in the headwaters areas of Pedro Creek | Y | PRB with pre-treatment | Specific technologies not specified. PRB is chemical and microbially mediated processes that reduce selenate to selenite and then selenium. Treatment media includes a carbon source (i.e. woodchips), alfalfa hay, and inert sand. Seep treatment cell is pre-treatment cell with treatment media. | Access to the groundwater table is needed. Trench excavated through water-bearing zones of alluvial deposits and into underlying weathered bedrock. | Pilot | 2018-2021, modifications made in 2019 to address seepage | Iron | Fe, dissolved | mg/L | N | N/A | 84 | 26.3 | 68.6905 | [9 empty] | 9.06 | 2020 - 2021 Average, from operational period, not whole dataset | Data not provided | Data not provided | 3.67 | 2020 - 2021 Average, from operational period, not whole dataset | Data not provided | Data not provided | Data not provided | Upgradient | 7.04 | 0.02 | mg/L | 17.02 | °C | Data not provided | N/A | Data not provided | N/A | -234.9 | mV | 534.32 | µmhos/cm | Turbidity = 164.4 | NTU | data not provided | data not provided | data not provided | data not provided | data not provided | data not provided | N/A | No groundwater comparison value | No samples were collected at STC-NES5-EF between November 2018 and April 2019. | An insufficient amount of time since completion of the Pilot Study to adequately evaluate lifespan of the treatment media. The change in alkalinity can be used as an indicator of change in the ability of the media to treat selenium. Alkalinity remained relatively similar after 2 years of operation indicating that after 2 years of operation the microbially-mediated chemical reduction of selenium remains similar to the study onset. | Design had insufficient capacity to contain the flux of snow melt in addition to seep water. Soils in the area of the PRB are tight. In the future, when in an layered alluvial system, incorporate a gravel "pressure relief/effluent storage" zone on the downgradient edge to allow for increased ability to receive effluent water and/or flow onto the land surface if capacity is reached. The hydrogeological study was performed during fall low flow conditions as were the excavation and installation of the PRB bench. Additional water zones may be present during different water levels, so future design data collection should include a hydrogeological investigation in the spring to better characterize flux and water bearing zones in the aquifer during high water conditions. The PRB increased Ar, Fe, Mn and Ur due to eroded overburden material in the lenses on the walls of the excavation and from the seep and sedimentation basin sediments transferred to the PRB. Oxidizing conditions favorable to mobilization of Ur exist when ORP is above -200 mV. Bicarbonate that is likely dominant in the near neutral pH conditions in the vicinity of the PRB can enhance Ur mobility. Redox cycling from fluctuating water table can cause Ur mobilization. Heterogeneity of groundwater inflow along the trench, contact with runoff of mine materials, and microbial activity all contribute to factors affecting degree of treatment within the PRB. The incorporation of the Pilot Study into a potential remedy for the Pedro Creek Sub-Basin, at its current scale and in absence of other actions, may require some modifications to facilitate handling of high spring inflows and additional treatment to address the transport of released uranium into the shallow groundwater and surface water. | Operation and maintenance cost, including remote monitoring (e.g., transducers, telemetry, and cameras) and performance monitoring (e.g., sampling, analysis, and reporting), ranges between $20,000 to $40,000 per month. The capital cost for the construction of the PRB and STC was approximately $1.2M including the media, trenching, infiltration gallery, cover, and stormwater controls, or roughly $180/cubic yard of reactive media (1,200 cubic yards for the PRB and 5,500 cubic yards for the STC). | System is seep treatment cell effluent to PRB. Treatment media: 50% granular support media, 12.5% chopped alfalfa hay, 37.5% woodchips/shavings. Average hydraulic conductivity of 8.8-116.2 ft/day in the media. Trench excavated to dry, silty-clay, weathered Dinwoody Formation material to prevent groundwater flow from bypassing under the PRB. Eroded overburden was encountered. Media placed to a depth of 2 ft bgs, covered by non-woven geotextile and 2 ft of Dinwoody Formation material. Infiltration gallery was constructed upgradient to the PRB, and overburden was encountered. Infiltration gallery was overexcavated and compacted Dinwoody Formation materials were used on the base and sidewalls to reduce water contact with the overburden. It was backfilled with coarse drain rock and covered with non-woven geotextile and Dinwoody Formation material. PRB is relatively easy to implement with readily available material and equipment but using the technology to treat seeps or shallow groundwater in close proximity to overburden disposal piles should be approached with caution. The presence of run-of-mine shales in and around excavations contributes to mobilization of unwanted constituents (e.g. arsenic, uranium) | The objectives for the Pilot Study are consistent with the preliminary Remedial Action Objectives (RAOs) for groundwater remedies at Conda. Based on observations from the 2019 and 2020 monitoring, modifications were made to the Pilot Study in fall of 2020. In coordination with the Agencies, it was decided that the modification will require further monitoring in 2021 to fully meet the Pilot Study objectives. 2018-2019 start up period had differing conditions from 2020-2021, and the conditions were not considered representative of long term trends, but reflect the capability of the media to rapidly reach redox and geochemical conditions that facilitate microbially mediated reduction. 2020-2021 are operational conditions. The treatment media contributes to total Ar, Fe and Mn concentrations above the MCLs and drinking water standards. Data indicate that the treatment media in the Seep Treatment Cell and PRB is capable of treating water entering the system with total Se concentrations as high as 6.87 mg/L as well as total Cd concentrations up to 0.00847 mg/L to levels below their respective MCLs. | None, other than those presented elsewhere | Effluent from the pretreatment STC (STC-NES5-EF) is the upgradient inflow through the central flow path. Data collection for upgradient/downgradient wells is in some instances shifted by 1-2 days. Reporting on effluents from Well 64 is only considered during the period that effluent from the pretreatment is available for comparison (June 2019-Oct 2021)
Final Treatability Study Findings Report Field-Scale Permeable Reactive Barrier Pilot Study Conda/Woodall Mountain Mine | Conda/Woodall Mountain Mine | IDN001002862 | N/A | N/A | STC-NES5-EF | Former mining site | Permeable reactive barrier (PRB) with seep treatment cell pre-treatment | Passive | Permeable reactive barrier (PRB) | Pre-treatment | Overburden pile in the headwaters areas of Pedro Creek | Y | PRB with pre-treatment | Specific technologies not specified. PRB is chemical and microbially mediated processes that reduce selenate to selenite and then selenium. Treatment media includes a carbon source (i.e. woodchips), alfalfa hay, and inert sand. Seep treatment cell is pre-treatment cell with treatment media. | Access to the groundwater table is needed. Trench excavated through water-bearing zones of alluvial deposits and into underlying weathered bedrock. | Pilot | 2018-2021, modifications made in 2019 to address seepage | Iron | Fe, total | mg/L | N | N/A | 392 | 32.9 | 91.6071 | [9 empty] | 10.3 | 2020 - 2021 Average, from operational period, not whole dataset | Data not provided | Data not provided | 5.93 | 2020 - 2021 Average, from operational period, not whole dataset | Data not provided | Data not provided | Data not provided | Upgradient | 7.04 | 0.02 | mg/L | 17.02 | °C | Data not provided | N/A | Data not provided | N/A | -234.9 | mV | 534.32 | µmhos/cm | Turbidity = 164.4 | NTU | data not provided | data not provided | data not provided | data not provided | data not provided | data not provided | N | Groundwater Comparison Value: U.S. EPA Secondary Drinking Water Standard 0.3 mg/L Assessment of treatment goals based on well-specific averages for 2020-2021 | No samples were collected at STC-NES5-EF between November 2018 and April 2019. | An insufficient amount of time since completion of the Pilot Study to adequately evaluate lifespan of the treatment media. The change in alkalinity can be used as an indicator of change in the ability of the media to treat selenium. Alkalinity remained relatively similar after 2 years of operation indicating that after 2 years of operation the microbially-mediated chemical reduction of selenium remains similar to the study onset. | Design had insufficient capacity to contain the flux of snow melt in addition to seep water. Soils in the area of the PRB are tight. In the future, when in an layered alluvial system, incorporate a gravel "pressure relief/effluent storage" zone on the downgradient edge to allow for increased ability to receive effluent water and/or flow onto the land surface if capacity is reached. The hydrogeological study was performed during fall low flow conditions as were the excavation and installation of the PRB bench. Additional water zones may be present during different water levels, so future design data collection should include a hydrogeological investigation in the spring to better characterize flux and water bearing zones in the aquifer during high water conditions. The PRB increased Ar, Fe, Mn and Ur due to eroded overburden material in the lenses on the walls of the excavation and from the seep and sedimentation basin sediments transferred to the PRB. Oxidizing conditions favorable to mobilization of Ur exist when ORP is above -200 mV. Bicarbonate that is likely dominant in the near neutral pH conditions in the vicinity of the PRB can enhance Ur mobility. Redox cycling from fluctuating water table can cause Ur mobilization. Heterogeneity of groundwater inflow along the trench, contact with runoff of mine materials, and microbial activity all contribute to factors affecting degree of treatment within the PRB. The incorporation of the Pilot Study into a potential remedy for the Pedro Creek Sub-Basin, at its current scale and in absence of other actions, may require some modifications to facilitate handling of high spring inflows and additional treatment to address the transport of released uranium into the shallow groundwater and surface water. | Operation and maintenance cost, including remote monitoring (e.g., transducers, telemetry, and cameras) and performance monitoring (e.g., sampling, analysis, and reporting), ranges between $20,000 to $40,000 per month. The capital cost for the construction of the PRB and STC was approximately $1.2M including the media, trenching, infiltration gallery, cover, and stormwater controls, or roughly $180/cubic yard of reactive media (1,200 cubic yards for the PRB and 5,500 cubic yards for the STC). | System is seep treatment cell effluent to PRB. Treatment media: 50% granular support media, 12.5% chopped alfalfa hay, 37.5% woodchips/shavings. Average hydraulic conductivity of 8.8-116.2 ft/day in the media. Trench excavated to dry, silty-clay, weathered Dinwoody Formation material to prevent groundwater flow from bypassing under the PRB. Eroded overburden was encountered. Media placed to a depth of 2 ft bgs, covered by non-woven geotextile and 2 ft of Dinwoody Formation material. Infiltration gallery was constructed upgradient to the PRB, and overburden was encountered. Infiltration gallery was overexcavated and compacted Dinwoody Formation materials were used on the base and sidewalls to reduce water contact with the overburden. It was backfilled with coarse drain rock and covered with non-woven geotextile and Dinwoody Formation material. PRB is relatively easy to implement with readily available material and equipment but using the technology to treat seeps or shallow groundwater in close proximity to overburden disposal piles should be approached with caution. The presence of run-of-mine shales in and around excavations contributes to mobilization of unwanted constituents (e.g. arsenic, uranium) | The objectives for the Pilot Study are consistent with the preliminary Remedial Action Objectives (RAOs) for groundwater remedies at Conda. Based on observations from the 2019 and 2020 monitoring, modifications were made to the Pilot Study in fall of 2020. In coordination with the Agencies, it was decided that the modification will require further monitoring in 2021 to fully meet the Pilot Study objectives. 2018-2019 start up period had differing conditions from 2020-2021, and the conditions were not considered representative of long term trends, but reflect the capability of the media to rapidly reach redox and geochemical conditions that facilitate microbially mediated reduction. 2020-2021 are operational conditions. The treatment media contributes to total Ar, Fe and Mn concentrations above the MCLs and drinking water standards. Data indicate that the treatment media in the Seep Treatment Cell and PRB is capable of treating water entering the system with total Se concentrations as high as 6.87 mg/L as well as total Cd concentrations up to 0.00847 mg/L to levels below their respective MCLs. | None, other than those presented elsewhere | Effluent from the pretreatment STC (STC-NES5-EF) is the upgradient inflow through the central flow path. Data collection for upgradient/downgradient wells is in some instances shifted by 1-2 days. Reporting on effluents from Well 64 is only considered during the period that effluent from the pretreatment is available for comparison (June 2019-Oct 2021)
Final Treatability Study Findings Report Field-Scale Permeable Reactive Barrier Pilot Study Conda/Woodall Mountain Mine | Conda/Woodall Mountain Mine | IDN001002862 | N/A | N/A | STC-NES5-EF | Former mining site | Permeable reactive barrier (PRB) with seep treatment cell pre-treatment | Passive | Permeable reactive barrier (PRB) | Pre-treatment | Overburden pile in the headwaters areas of Pedro Creek | Y | PRB with pre-treatment | Specific technologies not specified. PRB is chemical and microbially mediated processes that reduce selenate to selenite and then selenium. Treatment media includes a carbon source (i.e. woodchips), alfalfa hay, and inert sand. Seep treatment cell is pre-treatment cell with treatment media. | Access to the groundwater table is needed. Trench excavated through water-bearing zones of alluvial deposits and into underlying weathered bedrock. | Pilot | 2018-2021, modifications made in 2019 to address seepage | Iron | Fe, dissolved | mg/L | N | N/A |  |  |  | 0.291 | 0.165 | 43.299 | [6 empty] | 9.06 | 2020 - 2021 Average, from operational period, not whole dataset | Data not provided | Data not provided | 3.67 | 2020 - 2021 Average, from operational period, not whole dataset | Data not provided | Data not provided | Data not provided | Upgradient | 7.43 | 5.54 | mg/L | 6.5 | °C | Data not provided | N/A | Data not provided | N/A | -103.1 | mV | 2831 | µmhos/cm | Turbidity = 55.11 | NTU | data not provided | data not provided | data not provided | data not provided | data not provided | data not provided | N/A | No groundwater comparison value | No samples were collected at STC-NES5-EF between November 2018 and April 2019. | An insufficient amount of time since completion of the Pilot Study to adequately evaluate lifespan of the treatment media. The change in alkalinity can be used as an indicator of change in the ability of the media to treat selenium. Alkalinity remained relatively similar after 2 years of operation indicating that after 2 years of operation the microbially-mediated chemical reduction of selenium remains similar to the study onset. | Design had insufficient capacity to contain the flux of snow melt in addition to seep water. Soils in the area of the PRB are tight. In the future, when in an layered alluvial system, incorporate a gravel "pressure relief/effluent storage" zone on the downgradient edge to allow for increased ability to receive effluent water and/or flow onto the land surface if capacity is reached. The hydrogeological study was performed during fall low flow conditions as were the excavation and installation of the PRB bench. Additional water zones may be present during different water levels, so future design data collection should include a hydrogeological investigation in the spring to better characterize flux and water bearing zones in the aquifer during high water conditions. The PRB increased Ar, Fe, Mn and Ur due to eroded overburden material in the lenses on the walls of the excavation and from the seep and sedimentation basin sediments transferred to the PRB. Oxidizing conditions favorable to mobilization of Ur exist when ORP is above -200 mV. Bicarbonate that is likely dominant in the near neutral pH conditions in the vicinity of the PRB can enhance Ur mobility. Redox cycling from fluctuating water table can cause Ur mobilization. Heterogeneity of groundwater inflow along the trench, contact with runoff of mine materials, and microbial activity all contribute to factors affecting degree of treatment within the PRB. The incorporation of the Pilot Study into a potential remedy for the Pedro Creek Sub-Basin, at its current scale and in absence of other actions, may require some modifications to facilitate handling of high spring inflows and additional treatment to address the transport of released uranium into the shallow groundwater and surface water. | Operation and maintenance cost, including remote monitoring (e.g., transducers, telemetry, and cameras) and performance monitoring (e.g., sampling, analysis, and reporting), ranges between $20,000 to $40,000 per month. The capital cost for the construction of the PRB and STC was approximately $1.2M including the media, trenching, infiltration gallery, cover, and stormwater controls, or roughly $180/cubic yard of reactive media (1,200 cubic yards for the PRB and 5,500 cubic yards for the STC). | System is seep treatment cell effluent to PRB. Treatment media: 50% granular support media, 12.5% chopped alfalfa hay, 37.5% woodchips/shavings. Average hydraulic conductivity of 8.8-116.2 ft/day in the media. Trench excavated to dry, silty-clay, weathered Dinwoody Formation material to prevent groundwater flow from bypassing under the PRB. Eroded overburden was encountered. Media placed to a depth of 2 ft bgs, covered by non-woven geotextile and 2 ft of Dinwoody Formation material. Infiltration gallery was constructed upgradient to the PRB, and overburden was encountered. Infiltration gallery was overexcavated and compacted Dinwoody Formation materials were used on the base and sidewalls to reduce water contact with the overburden. It was backfilled with coarse drain rock and covered with non-woven geotextile and Dinwoody Formation material. PRB is relatively easy to implement with readily available material and equipment but using the technology to treat seeps or shallow groundwater in close proximity to overburden disposal piles should be approached with caution. The presence of run-of-mine shales in and around excavations contributes to mobilization of unwanted constituents (e.g. arsenic, uranium) | The objectives for the Pilot Study are consistent with the preliminary Remedial Action Objectives (RAOs) for groundwater remedies at Conda. Based on observations from the 2019 and 2020 monitoring, modifications were made to the Pilot Study in fall of 2020. In coordination with the Agencies, it was decided that the modification will require further monitoring in 2021 to fully meet the Pilot Study objectives. 2018-2019 start up period had differing conditions from 2020-2021, and the conditions were not considered representative of long term trends, but reflect the capability of the media to rapidly reach redox and geochemical conditions that facilitate microbially mediated reduction. 2020-2021 are operational conditions. The treatment media contributes to total Ar, Fe and Mn concentrations above the MCLs and drinking water standards. Data indicate that the treatment media in the Seep Treatment Cell and PRB is capable of treating water entering the system with total Se concentrations as high as 6.87 mg/L as well as total Cd concentrations up to 0.00847 mg/L to levels below their respective MCLs. | None, other than those presented elsewhere | Effluent from the pretreatment STC (STC-NES5-EF) is the upgradient inflow through the central flow path. Data collection for upgradient/downgradient wells is in some instances shifted by 1-2 days. Reporting on effluents from Well 64 is only considered during the period that effluent from the pretreatment is available for comparison (June 2019-Oct 2021)
Final Treatability Study Findings Report Field-Scale Permeable Reactive Barrier Pilot Study Conda/Woodall Mountain Mine | Conda/Woodall Mountain Mine | IDN001002862 | N/A | N/A | STC-NES5-EF | Former mining site | Permeable reactive barrier (PRB) with seep treatment cell pre-treatment | Passive | Permeable reactive barrier (PRB) | Pre-treatment | Overburden pile in the headwaters areas of Pedro Creek | Y | PRB with pre-treatment | Specific technologies not specified. PRB is chemical and microbially mediated processes that reduce selenate to selenite and then selenium. Treatment media includes a carbon source (i.e. woodchips), alfalfa hay, and inert sand. Seep treatment cell is pre-treatment cell with treatment media. | Access to the groundwater table is needed. Trench excavated through water-bearing zones of alluvial deposits and into underlying weathered bedrock. | Pilot | 2018-2021, modifications made in 2019 to address seepage | Iron | Fe, total | mg/L | N | N/A |  |  |  | 1.44 | 4.6 | -219.4444 | [6 empty] | 10.3 | 2020 - 2021 Average, from operational period, not whole dataset | Data not provided | Data not provided | 5.93 | 2020 - 2021 Average, from operational period, not whole dataset | Data not provided | Data not provided | Data not provided | Upgradient | 7.43 | 5.54 | mg/L | 6.5 | °C | Data not provided | N/A | Data not provided | N/A | -103.1 | mV | 2831 | µmhos/cm | Turbidity = 55.11 | NTU | data not provided | data not provided | data not provided | data not provided | data not provided | data not provided | N | Groundwater Comparison Value: U.S. EPA Secondary Drinking Water Standard 0.3 mg/L Assessment of treatment goals based on well-specific averages for 2020-2021 | No samples were collected at STC-NES5-EF between November 2018 and April 2019. | An insufficient amount of time since completion of the Pilot Study to adequately evaluate lifespan of the treatment media. The change in alkalinity can be used as an indicator of change in the ability of the media to treat selenium. Alkalinity remained relatively similar after 2 years of operation indicating that after 2 years of operation the microbially-mediated chemical reduction of selenium remains similar to the study onset. | Design had insufficient capacity to contain the flux of snow melt in addition to seep water. Soils in the area of the PRB are tight. In the future, when in an layered alluvial system, incorporate a gravel "pressure relief/effluent storage" zone on the downgradient edge to allow for increased ability to receive effluent water and/or flow onto the land surface if capacity is reached. The hydrogeological study was performed during fall low flow conditions as were the excavation and installation of the PRB bench. Additional water zones may be present during different water levels, so future design data collection should include a hydrogeological investigation in the spring to better characterize flux and water bearing zones in the aquifer during high water conditions. The PRB increased Ar, Fe, Mn and Ur due to eroded overburden material in the lenses on the walls of the excavation and from the seep and sedimentation basin sediments transferred to the PRB. Oxidizing conditions favorable to mobilization of Ur exist when ORP is above -200 mV. Bicarbonate that is likely dominant in the near neutral pH conditions in the vicinity of the PRB can enhance Ur mobility. Redox cycling from fluctuating water table can cause Ur mobilization. Heterogeneity of groundwater inflow along the trench, contact with runoff of mine materials, and microbial activity all contribute to factors affecting degree of treatment within the PRB. The incorporation of the Pilot Study into a potential remedy for the Pedro Creek Sub-Basin, at its current scale and in absence of other actions, may require some modifications to facilitate handling of high spring inflows and additional treatment to address the transport of released uranium into the shallow groundwater and surface water. | Operation and maintenance cost, including remote monitoring (e.g., transducers, telemetry, and cameras) and performance monitoring (e.g., sampling, analysis, and reporting), ranges between $20,000 to $40,000 per month. The capital cost for the construction of the PRB and STC was approximately $1.2M including the media, trenching, infiltration gallery, cover, and stormwater controls, or roughly $180/cubic yard of reactive media (1,200 cubic yards for the PRB and 5,500 cubic yards for the STC). | System is seep treatment cell effluent to PRB. Treatment media: 50% granular support media, 12.5% chopped alfalfa hay, 37.5% woodchips/shavings. Average hydraulic conductivity of 8.8-116.2 ft/day in the media. Trench excavated to dry, silty-clay, weathered Dinwoody Formation material to prevent groundwater flow from bypassing under the PRB. Eroded overburden was encountered. Media placed to a depth of 2 ft bgs, covered by non-woven geotextile and 2 ft of Dinwoody Formation material. Infiltration gallery was constructed upgradient to the PRB, and overburden was encountered. Infiltration gallery was overexcavated and compacted Dinwoody Formation materials were used on the base and sidewalls to reduce water contact with the overburden. It was backfilled with coarse drain rock and covered with non-woven geotextile and Dinwoody Formation material. PRB is relatively easy to implement with readily available material and equipment but using the technology to treat seeps or shallow groundwater in close proximity to overburden disposal piles should be approached with caution. The presence of run-of-mine shales in and around excavations contributes to mobilization of unwanted constituents (e.g. arsenic, uranium) | The objectives for the Pilot Study are consistent with the preliminary Remedial Action Objectives (RAOs) for groundwater remedies at Conda. Based on observations from the 2019 and 2020 monitoring, modifications were made to the Pilot Study in fall of 2020. In coordination with the Agencies, it was decided that the modification will require further monitoring in 2021 to fully meet the Pilot Study objectives. 2018-2019 start up period had differing conditions from 2020-2021, and the conditions were not considered representative of long term trends, but reflect the capability of the media to rapidly reach redox and geochemical conditions that facilitate microbially mediated reduction. 2020-2021 are operational conditions. The treatment media contributes to total Ar, Fe and Mn concentrations above the MCLs and drinking water standards. Data indicate that the treatment media in the Seep Treatment Cell and PRB is capable of treating water entering the system with total Se concentrations as high as 6.87 mg/L as well as total Cd concentrations up to 0.00847 mg/L to levels below their respective MCLs. | None, other than those presented elsewhere | Effluent from the pretreatment STC (STC-NES5-EF) is the upgradient inflow through the central flow path. Data collection for upgradient/downgradient wells is in some instances shifted by 1-2 days. Reporting on effluents from Well 64 is only considered during the period that effluent from the pretreatment is available for comparison (June 2019-Oct 2021)
Final Treatability Study Findings Report Field-Scale Permeable Reactive Barrier Pilot Study Conda/Woodall Mountain Mine | Conda/Woodall Mountain Mine | IDN001002862 | N/A | N/A | GW-64-MA | Former mining site | Permeable reactive barrier (PRB) with seep treatment cell pre-treatment | Passive | Permeable reactive barrier (PRB) | Pre-treatment | Overburden pile in the headwaters areas of Pedro Creek | Y | PRB with pre-treatment | Specific technologies not specified. PRB is chemical and microbially mediated processes that reduce selenate to selenite and then selenium. Treatment media includes a carbon source (i.e. woodchips), alfalfa hay, and inert sand. Seep treatment cell is pre-treatment cell with treatment media. | Access to the groundwater table is needed. Trench excavated through water-bearing zones of alluvial deposits and into underlying weathered bedrock. | Pilot | 2018-2021, modifications made in 2019 to address seepage | Iron | Fe, dissolved | mg/L | N | N/A | [6 empty] | 30.9 | 65.9 | 53.1108 |  |  |  | 9.06 | 2020 - 2021 Average, from operational period, not whole dataset | Data not provided | Data not provided | 3.67 | 2020 - 2021 Average, from operational period, not whole dataset | Data not provided | Data not provided | Data not provided | Downgradient | 6.87 | 0.15 | mg/L | 8.23 | °C | Data not provided | N/A | Data not provided | N/A | -115.6 | mV | 2788.9 | µmhos/cm | Turbidity = 4.96 | NTU | data not provided | data not provided | data not provided | data not provided | data not provided | data not provided | N/A | No groundwater comparison value | No samples were collected at STC-NES5-EF between November 2018 and April 2019. | An insufficient amount of time since completion of the Pilot Study to adequately evaluate lifespan of the treatment media. The change in alkalinity can be used as an indicator of change in the ability of the media to treat selenium. Alkalinity remained relatively similar after 2 years of operation indicating that after 2 years of operation the microbially-mediated chemical reduction of selenium remains similar to the study onset. | Design had insufficient capacity to contain the flux of snow melt in addition to seep water. Soils in the area of the PRB are tight. In the future, when in an layered alluvial system, incorporate a gravel "pressure relief/effluent storage" zone on the downgradient edge to allow for increased ability to receive effluent water and/or flow onto the land surface if capacity is reached. The hydrogeological study was performed during fall low flow conditions as were the excavation and installation of the PRB bench. Additional water zones may be present during different water levels, so future design data collection should include a hydrogeological investigation in the spring to better characterize flux and water bearing zones in the aquifer during high water conditions. The PRB increased Ar, Fe, Mn and Ur due to eroded overburden material in the lenses on the walls of the excavation and from the seep and sedimentation basin sediments transferred to the PRB. Oxidizing conditions favorable to mobilization of Ur exist when ORP is above -200 mV. Bicarbonate that is likely dominant in the near neutral pH conditions in the vicinity of the PRB can enhance Ur mobility. Redox cycling from fluctuating water table can cause Ur mobilization. Heterogeneity of groundwater inflow along the trench, contact with runoff of mine materials, and microbial activity all contribute to factors affecting degree of treatment within the PRB. The incorporation of the Pilot Study into a potential remedy for the Pedro Creek Sub-Basin, at its current scale and in absence of other actions, may require some modifications to facilitate handling of high spring inflows and additional treatment to address the transport of released uranium into the shallow groundwater and surface water. | Operation and maintenance cost, including remote monitoring (e.g., transducers, telemetry, and cameras) and performance monitoring (e.g., sampling, analysis, and reporting), ranges between $20,000 to $40,000 per month. The capital cost for the construction of the PRB and STC was approximately $1.2M including the media, trenching, infiltration gallery, cover, and stormwater controls, or roughly $180/cubic yard of reactive media (1,200 cubic yards for the PRB and 5,500 cubic yards for the STC). | System is seep treatment cell effluent to PRB. Treatment media: 50% granular support media, 12.5% chopped alfalfa hay, 37.5% woodchips/shavings. Average hydraulic conductivity of 8.8-116.2 ft/day in the media. Trench excavated to dry, silty-clay, weathered Dinwoody Formation material to prevent groundwater flow from bypassing under the PRB. Eroded overburden was encountered. Media placed to a depth of 2 ft bgs, covered by non-woven geotextile and 2 ft of Dinwoody Formation material. Infiltration gallery was constructed upgradient to the PRB, and overburden was encountered. Infiltration gallery was overexcavated and compacted Dinwoody Formation materials were used on the base and sidewalls to reduce water contact with the overburden. It was backfilled with coarse drain rock and covered with non-woven geotextile and Dinwoody Formation material. PRB is relatively easy to implement with readily available material and equipment but using the technology to treat seeps or shallow groundwater in close proximity to overburden disposal piles should be approached with caution. The presence of run-of-mine shales in and around excavations contributes to mobilization of unwanted constituents (e.g. arsenic, uranium) | The objectives for the Pilot Study are consistent with the preliminary Remedial Action Objectives (RAOs) for groundwater remedies at Conda. Based on observations from the 2019 and 2020 monitoring, modifications were made to the Pilot Study in fall of 2020. In coordination with the Agencies, it was decided that the modification will require further monitoring in 2021 to fully meet the Pilot Study objectives. 2018-2019 start up period had differing conditions from 2020-2021, and the conditions were not considered representative of long term trends, but reflect the capability of the media to rapidly reach redox and geochemical conditions that facilitate microbially mediated reduction. 2020-2021 are operational conditions. The treatment media contributes to total Ar, Fe and Mn concentrations above the MCLs and drinking water standards. Data indicate that the treatment media in the Seep Treatment Cell and PRB is capable of treating water entering the system with total Se concentrations as high as 6.87 mg/L as well as total Cd concentrations up to 0.00847 mg/L to levels below their respective MCLs. | None, other than those presented elsewhere | Effluent from the pretreatment STC (STC-NES5-EF) is the upgradient inflow through the central flow path. Data collection for upgradient/downgradient wells is in some instances shifted by 1-2 days. Reporting on effluents from Well 64 is only considered during the period that effluent from the pretreatment is available for comparison (June 2019-Oct 2021)
Final Treatability Study Findings Report Field-Scale Permeable Reactive Barrier Pilot Study Conda/Woodall Mountain Mine | Conda/Woodall Mountain Mine | IDN001002862 | N/A | N/A | GW-64-MA | Former mining site | Permeable reactive barrier (PRB) with seep treatment cell pre-treatment | Passive | Permeable reactive barrier (PRB) | Pre-treatment | Overburden pile in the headwaters areas of Pedro Creek | Y | PRB with pre-treatment | Specific technologies not specified. PRB is chemical and microbially mediated processes that reduce selenate to selenite and then selenium. Treatment media includes a carbon source (i.e. woodchips), alfalfa hay, and inert sand. Seep treatment cell is pre-treatment cell with treatment media. | Access to the groundwater table is needed. Trench excavated through water-bearing zones of alluvial deposits and into underlying weathered bedrock. | Pilot | 2018-2021, modifications made in 2019 to address seepage | Iron | Fe, total | mg/L | N | N/A | [6 empty] | 39.2 | 72.5 | 45.931 |  |  |  | 10.3 | 2020 - 2021 Average, from operational period, not whole dataset | Data not provided | Data not provided | 5.93 | 2020 - 2021 Average, from operational period, not whole dataset | Data not provided | Data not provided | Data not provided | Downgradient | 6.87 | 0.15 | mg/L | 8.23 | °C | Data not provided | N/A | Data not provided | N/A | -115.6 | mV | 2788.9 | µmhos/cm | Turbidity = 4.96 | NTU | data not provided | data not provided | data not provided | data not provided | data not provided | data not provided | N | Groundwater Comparison Value: U.S. EPA Secondary Drinking Water Standard 0.3 mg/L Assessment of treatment goals based on well-specific averages for 2020-2021 | No samples were collected at STC-NES5-EF between November 2018 and April 2019. | An insufficient amount of time since completion of the Pilot Study to adequately evaluate lifespan of the treatment media. The change in alkalinity can be used as an indicator of change in the ability of the media to treat selenium. Alkalinity remained relatively similar after 2 years of operation indicating that after 2 years of operation the microbially-mediated chemical reduction of selenium remains similar to the study onset. | Design had insufficient capacity to contain the flux of snow melt in addition to seep water. Soils in the area of the PRB are tight. In the future, when in an layered alluvial system, incorporate a gravel "pressure relief/effluent storage" zone on the downgradient edge to allow for increased ability to receive effluent water and/or flow onto the land surface if capacity is reached. The hydrogeological study was performed during fall low flow conditions as were the excavation and installation of the PRB bench. Additional water zones may be present during different water levels, so future design data collection should include a hydrogeological investigation in the spring to better characterize flux and water bearing zones in the aquifer during high water conditions. The PRB increased Ar, Fe, Mn and Ur due to eroded overburden material in the lenses on the walls of the excavation and from the seep and sedimentation basin sediments transferred to the PRB. Oxidizing conditions favorable to mobilization of Ur exist when ORP is above -200 mV. Bicarbonate that is likely dominant in the near neutral pH conditions in the vicinity of the PRB can enhance Ur mobility. Redox cycling from fluctuating water table can cause Ur mobilization. Heterogeneity of groundwater inflow along the trench, contact with runoff of mine materials, and microbial activity all contribute to factors affecting degree of treatment within the PRB. The incorporation of the Pilot Study into a potential remedy for the Pedro Creek Sub-Basin, at its current scale and in absence of other actions, may require some modifications to facilitate handling of high spring inflows and additional treatment to address the transport of released uranium into the shallow groundwater and surface water. | Operation and maintenance cost, including remote monitoring (e.g., transducers, telemetry, and cameras) and performance monitoring (e.g., sampling, analysis, and reporting), ranges between $20,000 to $40,000 per month. The capital cost for the construction of the PRB and STC was approximately $1.2M including the media, trenching, infiltration gallery, cover, and stormwater controls, or roughly $180/cubic yard of reactive media (1,200 cubic yards for the PRB and 5,500 cubic yards for the STC). | System is seep treatment cell effluent to PRB. Treatment media: 50% granular support media, 12.5% chopped alfalfa hay, 37.5% woodchips/shavings. Average hydraulic conductivity of 8.8-116.2 ft/day in the media. Trench excavated to dry, silty-clay, weathered Dinwoody Formation material to prevent groundwater flow from bypassing under the PRB. Eroded overburden was encountered. Media placed to a depth of 2 ft bgs, covered by non-woven geotextile and 2 ft of Dinwoody Formation material. Infiltration gallery was constructed upgradient to the PRB, and overburden was encountered. Infiltration gallery was overexcavated and compacted Dinwoody Formation materials were used on the base and sidewalls to reduce water contact with the overburden. It was backfilled with coarse drain rock and covered with non-woven geotextile and Dinwoody Formation material. PRB is relatively easy to implement with readily available material and equipment but using the technology to treat seeps or shallow groundwater in close proximity to overburden disposal piles should be approached with caution. The presence of run-of-mine shales in and around excavations contributes to mobilization of unwanted constituents (e.g. arsenic, uranium) | The objectives for the Pilot Study are consistent with the preliminary Remedial Action Objectives (RAOs) for groundwater remedies at Conda. Based on observations from the 2019 and 2020 monitoring, modifications were made to the Pilot Study in fall of 2020. In coordination with the Agencies, it was decided that the modification will require further monitoring in 2021 to fully meet the Pilot Study objectives. 2018-2019 start up period had differing conditions from 2020-2021, and the conditions were not considered representative of long term trends, but reflect the capability of the media to rapidly reach redox and geochemical conditions that facilitate microbially mediated reduction. 2020-2021 are operational conditions. The treatment media contributes to total Ar, Fe and Mn concentrations above the MCLs and drinking water standards. Data indicate that the treatment media in the Seep Treatment Cell and PRB is capable of treating water entering the system with total Se concentrations as high as 6.87 mg/L as well as total Cd concentrations up to 0.00847 mg/L to levels below their respective MCLs. | None, other than those presented elsewhere | Effluent from the pretreatment STC (STC-NES5-EF) is the upgradient inflow through the central flow path. Data collection for upgradient/downgradient wells is in some instances shifted by 1-2 days. Reporting on effluents from Well 64 is only considered during the period that effluent from the pretreatment is available for comparison (June 2019-Oct 2021)
Final Treatability Study Findings Report Field-Scale Permeable Reactive Barrier Pilot Study Conda/Woodall Mountain Mine | Conda/Woodall Mountain Mine | IDN001002862 | N/A | N/A | GW-64-MA | Former mining site | Permeable reactive barrier (PRB) with seep treatment cell pre-treatment | Passive | Permeable reactive barrier (PRB) | Pre-treatment | Overburden pile in the headwaters areas of Pedro Creek | Y | PRB with pre-treatment | Specific technologies not specified. PRB is chemical and microbially mediated processes that reduce selenate to selenite and then selenium. Treatment media includes a carbon source (i.e. woodchips), alfalfa hay, and inert sand. Seep treatment cell is pre-treatment cell with treatment media. | Access to the groundwater table is needed. Trench excavated through water-bearing zones of alluvial deposits and into underlying weathered bedrock. | Pilot | 2018-2021, modifications made in 2019 to address seepage | Iron | Fe, dissolved | mg/L | N | N/A | [9 empty] | 0.165 | 0.291 | 43.299 | 9.06 | 2020 - 2021 Average, from operational period, not whole dataset | Data not provided | Data not provided | 3.67 | 2020 - 2021 Average, from operational period, not whole dataset | Data not provided | Data not provided | Data not provided | Downgradient | 6.75 | 0 | mg/L | 9.9 | °C | Data not provided | N/A | Data not provided | N/A | -242.3 | mV | 3156 | µmhos/cm | Turbidity = 5.07 | NTU | data not provided | data not provided | data not provided | data not provided | data not provided | data not provided | N/A | No groundwater comparison value | No samples were collected at STC-NES5-EF between November 2018 and April 2019. | An insufficient amount of time since completion of the Pilot Study to adequately evaluate lifespan of the treatment media. The change in alkalinity can be used as an indicator of change in the ability of the media to treat selenium. Alkalinity remained relatively similar after 2 years of operation indicating that after 2 years of operation the microbially-mediated chemical reduction of selenium remains similar to the study onset. | Design had insufficient capacity to contain the flux of snow melt in addition to seep water. Soils in the area of the PRB are tight. In the future, when in an layered alluvial system, incorporate a gravel "pressure relief/effluent storage" zone on the downgradient edge to allow for increased ability to receive effluent water and/or flow onto the land surface if capacity is reached. The hydrogeological study was performed during fall low flow conditions as were the excavation and installation of the PRB bench. Additional water zones may be present during different water levels, so future design data collection should include a hydrogeological investigation in the spring to better characterize flux and water bearing zones in the aquifer during high water conditions. The PRB increased Ar, Fe, Mn and Ur due to eroded overburden material in the lenses on the walls of the excavation and from the seep and sedimentation basin sediments transferred to the PRB. Oxidizing conditions favorable to mobilization of Ur exist when ORP is above -200 mV. Bicarbonate that is likely dominant in the near neutral pH conditions in the vicinity of the PRB can enhance Ur mobility. Redox cycling from fluctuating water table can cause Ur mobilization. Heterogeneity of groundwater inflow along the trench, contact with runoff of mine materials, and microbial activity all contribute to factors affecting degree of treatment within the PRB. The incorporation of the Pilot Study into a potential remedy for the Pedro Creek Sub-Basin, at its current scale and in absence of other actions, may require some modifications to facilitate handling of high spring inflows and additional treatment to address the transport of released uranium into the shallow groundwater and surface water. | Operation and maintenance cost, including remote monitoring (e.g., transducers, telemetry, and cameras) and performance monitoring (e.g., sampling, analysis, and reporting), ranges between $20,000 to $40,000 per month. The capital cost for the construction of the PRB and STC was approximately $1.2M including the media, trenching, infiltration gallery, cover, and stormwater controls, or roughly $180/cubic yard of reactive media (1,200 cubic yards for the PRB and 5,500 cubic yards for the STC). | System is seep treatment cell effluent to PRB. Treatment media: 50% granular support media, 12.5% chopped alfalfa hay, 37.5% woodchips/shavings. Average hydraulic conductivity of 8.8-116.2 ft/day in the media. Trench excavated to dry, silty-clay, weathered Dinwoody Formation material to prevent groundwater flow from bypassing under the PRB. Eroded overburden was encountered. Media placed to a depth of 2 ft bgs, covered by non-woven geotextile and 2 ft of Dinwoody Formation material. Infiltration gallery was constructed upgradient to the PRB, and overburden was encountered. Infiltration gallery was overexcavated and compacted Dinwoody Formation materials were used on the base and sidewalls to reduce water contact with the overburden. It was backfilled with coarse drain rock and covered with non-woven geotextile and Dinwoody Formation material. PRB is relatively easy to implement with readily available material and equipment but using the technology to treat seeps or shallow groundwater in close proximity to overburden disposal piles should be approached with caution. The presence of run-of-mine shales in and around excavations contributes to mobilization of unwanted constituents (e.g. arsenic, uranium) | The objectives for the Pilot Study are consistent with the preliminary Remedial Action Objectives (RAOs) for groundwater remedies at Conda. Based on observations from the 2019 and 2020 monitoring, modifications were made to the Pilot Study in fall of 2020. In coordination with the Agencies, it was decided that the modification will require further monitoring in 2021 to fully meet the Pilot Study objectives. 2018-2019 start up period had differing conditions from 2020-2021, and the conditions were not considered representative of long term trends, but reflect the capability of the media to rapidly reach redox and geochemical conditions that facilitate microbially mediated reduction. 2020-2021 are operational conditions. The treatment media contributes to total Ar, Fe and Mn concentrations above the MCLs and drinking water standards. Data indicate that the treatment media in the Seep Treatment Cell and PRB is capable of treating water entering the system with total Se concentrations as high as 6.87 mg/L as well as total Cd concentrations up to 0.00847 mg/L to levels below their respective MCLs. | None, other than those presented elsewhere | Effluent from the pretreatment STC (STC-NES5-EF) is the upgradient inflow through the central flow path. Data collection for upgradient/downgradient wells is in some instances shifted by 1-2 days. Reporting on effluents from Well 64 is only considered during the period that effluent from the pretreatment is available for comparison (June 2019-Oct 2021)
Final Treatability Study Findings Report Field-Scale Permeable Reactive Barrier Pilot Study Conda/Woodall Mountain Mine | Conda/Woodall Mountain Mine | IDN001002862 | N/A | N/A | GW-64-MA | Former mining site | Permeable reactive barrier (PRB) with seep treatment cell pre-treatment | Passive | Permeable reactive barrier (PRB) | Pre-treatment | Overburden pile in the headwaters areas of Pedro Creek | Y | PRB with pre-treatment | Specific technologies not specified. PRB is chemical and microbially mediated processes that reduce selenate to selenite and then selenium. Treatment media includes a carbon source (i.e. woodchips), alfalfa hay, and inert sand. Seep treatment cell is pre-treatment cell with treatment media. | Access to the groundwater table is needed. Trench excavated through water-bearing zones of alluvial deposits and into underlying weathered bedrock. | Pilot | 2018-2021, modifications made in 2019 to address seepage | Iron | Fe, total | mg/L | N | N/A | [9 empty] | 0.8 | Data not provided | Not Applicable | 10.3 | 2020 - 2021 Average, from operational period, not whole dataset | Data not provided | Data not provided | 5.93 | 2020 - 2021 Average, from operational period, not whole dataset | Data not provided | Data not provided | Data not provided | Downgradient | 6.9 | -0.12 | mg/L | 9.4 | °C | Data not provided | N/A | Data not provided | N/A | -234.8 | mV | 2994 | µmhos/cm | Turbidity = 2.92 | NTU | data not provided | data not provided | data not provided | data not provided | data not provided | data not provided | N | Groundwater Comparison Value: U.S. EPA Secondary Drinking Water Standard 0.3 mg/L Assessment of treatment goals based on well-specific averages for 2020-2021 | No samples were collected at STC-NES5-EF between November 2018 and April 2019. | An insufficient amount of time since completion of the Pilot Study to adequately evaluate lifespan of the treatment media. The change in alkalinity can be used as an indicator of change in the ability of the media to treat selenium. Alkalinity remained relatively similar after 2 years of operation indicating that after 2 years of operation the microbially-mediated chemical reduction of selenium remains similar to the study onset. | Design had insufficient capacity to contain the flux of snow melt in addition to seep water. Soils in the area of the PRB are tight. In the future, when in an layered alluvial system, incorporate a gravel "pressure relief/effluent storage" zone on the downgradient edge to allow for increased ability to receive effluent water and/or flow onto the land surface if capacity is reached. The hydrogeological study was performed during fall low flow conditions as were the excavation and installation of the PRB bench. Additional water zones may be present during different water levels, so future design data collection should include a hydrogeological investigation in the spring to better characterize flux and water bearing zones in the aquifer during high water conditions. The PRB increased Ar, Fe, Mn and Ur due to eroded overburden material in the lenses on the walls of the excavation and from the seep and sedimentation basin sediments transferred to the PRB. Oxidizing conditions favorable to mobilization of Ur exist when ORP is above -200 mV. Bicarbonate that is likely dominant in the near neutral pH conditions in the vicinity of the PRB can enhance Ur mobility. Redox cycling from fluctuating water table can cause Ur mobilization. Heterogeneity of groundwater inflow along the trench, contact with runoff of mine materials, and microbial activity all contribute to factors affecting degree of treatment within the PRB. The incorporation of the Pilot Study into a potential remedy for the Pedro Creek Sub-Basin, at its current scale and in absence of other actions, may require some modifications to facilitate handling of high spring inflows and additional treatment to address the transport of released uranium into the shallow groundwater and surface water. | Operation and maintenance cost, including remote monitoring (e.g., transducers, telemetry, and cameras) and performance monitoring (e.g., sampling, analysis, and reporting), ranges between $20,000 to $40,000 per month. The capital cost for the construction of the PRB and STC was approximately $1.2M including the media, trenching, infiltration gallery, cover, and stormwater controls, or roughly $180/cubic yard of reactive media (1,200 cubic yards for the PRB and 5,500 cubic yards for the STC). | System is seep treatment cell effluent to PRB. Treatment media: 50% granular support media, 12.5% chopped alfalfa hay, 37.5% woodchips/shavings. Average hydraulic conductivity of 8.8-116.2 ft/day in the media. Trench excavated to dry, silty-clay, weathered Dinwoody Formation material to prevent groundwater flow from bypassing under the PRB. Eroded overburden was encountered. Media placed to a depth of 2 ft bgs, covered by non-woven geotextile and 2 ft of Dinwoody Formation material. Infiltration gallery was constructed upgradient to the PRB, and overburden was encountered. Infiltration gallery was overexcavated and compacted Dinwoody Formation materials were used on the base and sidewalls to reduce water contact with the overburden. It was backfilled with coarse drain rock and covered with non-woven geotextile and Dinwoody Formation material. PRB is relatively easy to implement with readily available material and equipment but using the technology to treat seeps or shallow groundwater in close proximity to overburden disposal piles should be approached with caution. The presence of run-of-mine shales in and around excavations contributes to mobilization of unwanted constituents (e.g. arsenic, uranium) | The objectives for the Pilot Study are consistent with the preliminary Remedial Action Objectives (RAOs) for groundwater remedies at Conda. Based on observations from the 2019 and 2020 monitoring, modifications were made to the Pilot Study in fall of 2020. In coordination with the Agencies, it was decided that the modification will require further monitoring in 2021 to fully meet the Pilot Study objectives. 2018-2019 start up period had differing conditions from 2020-2021, and the conditions were not considered representative of long term trends, but reflect the capability of the media to rapidly reach redox and geochemical conditions that facilitate microbially mediated reduction. 2020-2021 are operational conditions. The treatment media contributes to total Ar, Fe and Mn concentrations above the MCLs and drinking water standards. Data indicate that the treatment media in the Seep Treatment Cell and PRB is capable of treating water entering the system with total Se concentrations as high as 6.87 mg/L as well as total Cd concentrations up to 0.00847 mg/L to levels below their respective MCLs. | None, other than those presented elsewhere | Effluent from the pretreatment STC (STC-NES5-EF) is the upgradient inflow through the central flow path. Data collection for upgradient/downgradient wells is in some instances shifted by 1-2 days. Reporting on effluents from Well 64 is only considered during the period that effluent from the pretreatment is available for comparison (June 2019-Oct 2021)
Final Treatability Study Findings Report Field-Scale Permeable Reactive Barrier Pilot Study Conda/Woodall Mountain Mine | Conda/Woodall Mountain Mine | IDN001002862 | N/A | N/A | STC-NES5-EF | Former mining site | Permeable reactive barrier (PRB) with seep treatment cell pre-treatment | Passive | Permeable reactive barrier (PRB) | Pre-treatment | Overburden pile in the headwaters areas of Pedro Creek | Y | PRB with pre-treatment | Specific technologies not specified. PRB is chemical and microbially mediated processes that reduce selenate to selenite and then selenium. Treatment media includes a carbon source (i.e. woodchips), alfalfa hay, and inert sand. Seep treatment cell is pre-treatment cell with treatment media. | Access to the groundwater table is needed. Trench excavated through water-bearing zones of alluvial deposits and into underlying weathered bedrock. | Pilot | 2018-2021, modifications made in 2019 to address seepage | Manganese | Mn, dissolved | mg/L | N | N/A | 25.9 | 30.8 | -18.9189 | [9 empty] | 6.9 | 2020 - 2021 Average, from operational period, not whole dataset | Data not provided | Data not provided | 15.7 | 2020 - 2021 Average, from operational period, not whole dataset | Data not provided | Data not provided | Data not provided | Upgradient | 6.67 | 4.08 | mg/L | 11.5 | °C | Data not provided | N/A | Data not provided | N/A | -76.5 | mV | 3328 | µmhos/cm | Turbidity = 205 | NTU | data not provided | data not provided | data not provided | data not provided | data not provided | data not provided | N/A | No groundwater comparison value | No samples were collected at STC-NES5-EF between November 2018 and April 2019. | An insufficient amount of time since completion of the Pilot Study to adequately evaluate lifespan of the treatment media. The change in alkalinity can be used as an indicator of change in the ability of the media to treat selenium. Alkalinity remained relatively similar after 2 years of operation indicating that after 2 years of operation the microbially-mediated chemical reduction of selenium remains similar to the study onset. | Design had insufficient capacity to contain the flux of snow melt in addition to seep water. Soils in the area of the PRB are tight. In the future, when in an layered alluvial system, incorporate a gravel "pressure relief/effluent storage" zone on the downgradient edge to allow for increased ability to receive effluent water and/or flow onto the land surface if capacity is reached. The hydrogeological study was performed during fall low flow conditions as were the excavation and installation of the PRB bench. Additional water zones may be present during different water levels, so future design data collection should include a hydrogeological investigation in the spring to better characterize flux and water bearing zones in the aquifer during high water conditions. The PRB increased Ar, Fe, Mn and Ur due to eroded overburden material in the lenses on the walls of the excavation and from the seep and sedimentation basin sediments transferred to the PRB. Oxidizing conditions favorable to mobilization of Ur exist when ORP is above -200 mV. Bicarbonate that is likely dominant in the near neutral pH conditions in the vicinity of the PRB can enhance Ur mobility. Redox cycling from fluctuating water table can cause Ur mobilization. Heterogeneity of groundwater inflow along the trench, contact with runoff of mine materials, and microbial activity all contribute to factors affecting degree of treatment within the PRB. The incorporation of the Pilot Study into a potential remedy for the Pedro Creek Sub-Basin, at its current scale and in absence of other actions, may require some modifications to facilitate handling of high spring inflows and additional treatment to address the transport of released uranium into the shallow groundwater and surface water. | Operation and maintenance cost, including remote monitoring (e.g., transducers, telemetry, and cameras) and performance monitoring (e.g., sampling, analysis, and reporting), ranges between $20,000 to $40,000 per month. The capital cost for the construction of the PRB and STC was approximately $1.2M including the media, trenching, infiltration gallery, cover, and stormwater controls, or roughly $180/cubic yard of reactive media (1,200 cubic yards for the PRB and 5,500 cubic yards for the STC). | System is seep treatment cell effluent to PRB. Treatment media: 50% granular support media, 12.5% chopped alfalfa hay, 37.5% woodchips/shavings. Average hydraulic conductivity of 8.8-116.2 ft/day in the media. Trench excavated to dry, silty-clay, weathered Dinwoody Formation material to prevent groundwater flow from bypassing under the PRB. Eroded overburden was encountered. Media placed to a depth of 2 ft bgs, covered by non-woven geotextile and 2 ft of Dinwoody Formation material. Infiltration gallery was constructed upgradient to the PRB, and overburden was encountered. Infiltration gallery was overexcavated and compacted Dinwoody Formation materials were used on the base and sidewalls to reduce water contact with the overburden. It was backfilled with coarse drain rock and covered with non-woven geotextile and Dinwoody Formation material. PRB is relatively easy to implement with readily available material and equipment but using the technology to treat seeps or shallow groundwater in close proximity to overburden disposal piles should be approached with caution. The presence of run-of-mine shales in and around excavations contributes to mobilization of unwanted constituents (e.g. arsenic, uranium) | The objectives for the Pilot Study are consistent with the preliminary Remedial Action Objectives (RAOs) for groundwater remedies at Conda. Based on observations from the 2019 and 2020 monitoring, modifications were made to the Pilot Study in fall of 2020. In coordination with the Agencies, it was decided that the modification will require further monitoring in 2021 to fully meet the Pilot Study objectives. 2018-2019 start up period had differing conditions from 2020-2021, and the conditions were not considered representative of long term trends, but reflect the capability of the media to rapidly reach redox and geochemical conditions that facilitate microbially mediated reduction. 2020-2021 are operational conditions. The treatment media contributes to total Ar, Fe and Mn concentrations above the MCLs and drinking water standards. Data indicate that the treatment media in the Seep Treatment Cell and PRB is capable of treating water entering the system with total Se concentrations as high as 6.87 mg/L as well as total Cd concentrations up to 0.00847 mg/L to levels below their respective MCLs. | None, other than those presented elsewhere | Effluent from the pretreatment STC (STC-NES5-EF) is the upgradient inflow through the central flow path. Data collection for upgradient/downgradient wells is in some instances shifted by 1-2 days. Reporting on effluents from Well 64 is only considered during the period that effluent from the pretreatment is available for comparison (June 2019-Oct 2021)
Final Treatability Study Findings Report Field-Scale Permeable Reactive Barrier Pilot Study Conda/Woodall Mountain Mine | Conda/Woodall Mountain Mine | IDN001002862 | N/A | N/A | STC-NES5-EF | Former mining site | Permeable reactive barrier (PRB) with seep treatment cell pre-treatment | Passive | Permeable reactive barrier (PRB) | Pre-treatment | Overburden pile in the headwaters areas of Pedro Creek | Y | PRB with pre-treatment | Specific technologies not specified. PRB is chemical and microbially mediated processes that reduce selenate to selenite and then selenium. Treatment media includes a carbon source (i.e. woodchips), alfalfa hay, and inert sand. Seep treatment cell is pre-treatment cell with treatment media. | Access to the groundwater table is needed. Trench excavated through water-bearing zones of alluvial deposits and into underlying weathered bedrock. | Pilot | 2018-2021, modifications made in 2019 to address seepage | Manganese | Mn, total | mg/L | N | N/A | 29 | 35 | -20.6897 | [9 empty] | 6.53 | 2020 - 2021 Average, from operational period, not whole dataset | Data not provided | Data not provided | 15.3 | 2020 - 2021 Average, from operational period, not whole dataset | Data not provided | Data not provided | Data not provided | Upgradient | 7.04 | 0.02 | mg/L | 17.02 | °C | Data not provided | N/A | Data not provided | N/A | -234.9 | mV | 534.32 | µmhos/cm | Turbidity = 164.4 | NTU | data not provided | data not provided | data not provided | data not provided | data not provided | data not provided | N | Groundwater Comparison Value: U.S. EPA Secondary Drinking Water Standard 0.05 mg/L Assessment of treatment goals based on well-specific averages for 2020-2021 | No samples were collected at STC-NES5-EF between November 2018 and April 2019. | An insufficient amount of time since completion of the Pilot Study to adequately evaluate lifespan of the treatment media. The change in alkalinity can be used as an indicator of change in the ability of the media to treat selenium. Alkalinity remained relatively similar after 2 years of operation indicating that after 2 years of operation the microbially-mediated chemical reduction of selenium remains similar to the study onset. | Design had insufficient capacity to contain the flux of snow melt in addition to seep water. Soils in the area of the PRB are tight. In the future, when in an layered alluvial system, incorporate a gravel "pressure relief/effluent storage" zone on the downgradient edge to allow for increased ability to receive effluent water and/or flow onto the land surface if capacity is reached. The hydrogeological study was performed during fall low flow conditions as were the excavation and installation of the PRB bench. Additional water zones may be present during different water levels, so future design data collection should include a hydrogeological investigation in the spring to better characterize flux and water bearing zones in the aquifer during high water conditions. The PRB increased Ar, Fe, Mn and Ur due to eroded overburden material in the lenses on the walls of the excavation and from the seep and sedimentation basin sediments transferred to the PRB. Oxidizing conditions favorable to mobilization of Ur exist when ORP is above -200 mV. Bicarbonate that is likely dominant in the near neutral pH conditions in the vicinity of the PRB can enhance Ur mobility. Redox cycling from fluctuating water table can cause Ur mobilization. Heterogeneity of groundwater inflow along the trench, contact with runoff of mine materials, and microbial activity all contribute to factors affecting degree of treatment within the PRB. The incorporation of the Pilot Study into a potential remedy for the Pedro Creek Sub-Basin, at its current scale and in absence of other actions, may require some modifications to facilitate handling of high spring inflows and additional treatment to address the transport of released uranium into the shallow groundwater and surface water. | Operation and maintenance cost, including remote monitoring (e.g., transducers, telemetry, and cameras) and performance monitoring (e.g., sampling, analysis, and reporting), ranges between $20,000 to $40,000 per month. The capital cost for the construction of the PRB and STC was approximately $1.2M including the media, trenching, infiltration gallery, cover, and stormwater controls, or roughly $180/cubic yard of reactive media (1,200 cubic yards for the PRB and 5,500 cubic yards for the STC). | System is seep treatment cell effluent to PRB. Treatment media: 50% granular support media, 12.5% chopped alfalfa hay, 37.5% woodchips/shavings. Average hydraulic conductivity of 8.8-116.2 ft/day in the media. Trench excavated to dry, silty-clay, weathered Dinwoody Formation material to prevent groundwater flow from bypassing under the PRB. Eroded overburden was encountered. Media placed to a depth of 2 ft bgs, covered by non-woven geotextile and 2 ft of Dinwoody Formation material. Infiltration gallery was constructed upgradient to the PRB, and overburden was encountered. Infiltration gallery was overexcavated and compacted Dinwoody Formation materials were used on the base and sidewalls to reduce water contact with the overburden. It was backfilled with coarse drain rock and covered with non-woven geotextile and Dinwoody Formation material. PRB is relatively easy to implement with readily available material and equipment but using the technology to treat seeps or shallow groundwater in close proximity to overburden disposal piles should be approached with caution. The presence of run-of-mine shales in and around excavations contributes to mobilization of unwanted constituents (e.g. arsenic, uranium) | The objectives for the Pilot Study are consistent with the preliminary Remedial Action Objectives (RAOs) for groundwater remedies at Conda. Based on observations from the 2019 and 2020 monitoring, modifications were made to the Pilot Study in fall of 2020. In coordination with the Agencies, it was decided that the modification will require further monitoring in 2021 to fully meet the Pilot Study objectives. 2018-2019 start up period had differing conditions from 2020-2021, and the conditions were not considered representative of long term trends, but reflect the capability of the media to rapidly reach redox and geochemical conditions that facilitate microbially mediated reduction. 2020-2021 are operational conditions. The treatment media contributes to total Ar, Fe and Mn concentrations above the MCLs and drinking water standards. Data indicate that the treatment media in the Seep Treatment Cell and PRB is capable of treating water entering the system with total Se concentrations as high as 6.87 mg/L as well as total Cd concentrations up to 0.00847 mg/L to levels below their respective MCLs. | None, other than those presented elsewhere | Effluent from the pretreatment STC (STC-NES5-EF) is the upgradient inflow through the central flow path. Data collection for upgradient/downgradient wells is in some instances shifted by 1-2 days. Reporting on effluents from Well 64 is only considered during the period that effluent from the pretreatment is available for comparison (June 2019-Oct 2021)
Final Treatability Study Findings Report Field-Scale Permeable Reactive Barrier Pilot Study Conda/Woodall Mountain Mine | Conda/Woodall Mountain Mine | IDN001002862 | N/A | N/A | STC-NES5-EF | Former mining site | Permeable reactive barrier (PRB) with seep treatment cell pre-treatment | Passive | Permeable reactive barrier (PRB) | Pre-treatment | Overburden pile in the headwaters areas of Pedro Creek | Y | PRB with pre-treatment | Specific technologies not specified. PRB is chemical and microbially mediated processes that reduce selenate to selenite and then selenium. Treatment media includes a carbon source (i.e. woodchips), alfalfa hay, and inert sand. Seep treatment cell is pre-treatment cell with treatment media. | Access to the groundwater table is needed. Trench excavated through water-bearing zones of alluvial deposits and into underlying weathered bedrock. | Pilot | 2018-2021, modifications made in 2019 to address seepage | Manganese | Mn, dissolved | mg/L | N | N/A |  |  |  | 5.14 | 13.9 | -170.428 | [6 empty] | 6.9 | 2020 - 2021 Average, from operational period, not whole dataset | Data not provided | Data not provided | 15.7 | 2020 - 2021 Average, from operational period, not whole dataset | Data not provided | Data not provided | Data not provided | Upgradient | 7.43 | 5.54 | mg/L | 6.5 | °C | Data not provided | N/A | Data not provided | N/A | -103.1 | mV | 2831 | µmhos/cm | Turbidity = 55.11 | NTU | data not provided | data not provided | data not provided | data not provided | data not provided | data not provided | N/A | No groundwater comparison value | No samples were collected at STC-NES5-EF between November 2018 and April 2019. | An insufficient amount of time since completion of the Pilot Study to adequately evaluate lifespan of the treatment media. The change in alkalinity can be used as an indicator of change in the ability of the media to treat selenium. Alkalinity remained relatively similar after 2 years of operation indicating that after 2 years of operation the microbially-mediated chemical reduction of selenium remains similar to the study onset. | Design had insufficient capacity to contain the flux of snow melt in addition to seep water. Soils in the area of the PRB are tight. In the future, when in an layered alluvial system, incorporate a gravel "pressure relief/effluent storage" zone on the downgradient edge to allow for increased ability to receive effluent water and/or flow onto the land surface if capacity is reached. The hydrogeological study was performed during fall low flow conditions as were the excavation and installation of the PRB bench. Additional water zones may be present during different water levels, so future design data collection should include a hydrogeological investigation in the spring to better characterize flux and water bearing zones in the aquifer during high water conditions. The PRB increased Ar, Fe, Mn and Ur due to eroded overburden material in the lenses on the walls of the excavation and from the seep and sedimentation basin sediments transferred to the PRB. Oxidizing conditions favorable to mobilization of Ur exist when ORP is above -200 mV. Bicarbonate that is likely dominant in the near neutral pH conditions in the vicinity of the PRB can enhance Ur mobility. Redox cycling from fluctuating water table can cause Ur mobilization. Heterogeneity of groundwater inflow along the trench, contact with runoff of mine materials, and microbial activity all contribute to factors affecting degree of treatment within the PRB. The incorporation of the Pilot Study into a potential remedy for the Pedro Creek Sub-Basin, at its current scale and in absence of other actions, may require some modifications to facilitate handling of high spring inflows and additional treatment to address the transport of released uranium into the shallow groundwater and surface water. | Operation and maintenance cost, including remote monitoring (e.g., transducers, telemetry, and cameras) and performance monitoring (e.g., sampling, analysis, and reporting), ranges between $20,000 to $40,000 per month. The capital cost for the construction of the PRB and STC was approximately $1.2M including the media, trenching, infiltration gallery, cover, and stormwater controls, or roughly $180/cubic yard of reactive media (1,200 cubic yards for the PRB and 5,500 cubic yards for the STC). | System is seep treatment cell effluent to PRB. Treatment media: 50% granular support media, 12.5% chopped alfalfa hay, 37.5% woodchips/shavings. Average hydraulic conductivity of 8.8-116.2 ft/day in the media. Trench excavated to dry, silty-clay, weathered Dinwoody Formation material to prevent groundwater flow from bypassing under the PRB. Eroded overburden was encountered. Media placed to a depth of 2 ft bgs, covered by non-woven geotextile and 2 ft of Dinwoody Formation material. Infiltration gallery was constructed upgradient to the PRB, and overburden was encountered. Infiltration gallery was overexcavated and compacted Dinwoody Formation materials were used on the base and sidewalls to reduce water contact with the overburden. It was backfilled with coarse drain rock and covered with non-woven geotextile and Dinwoody Formation material. PRB is relatively easy to implement with readily available material and equipment but using the technology to treat seeps or shallow groundwater in close proximity to overburden disposal piles should be approached with caution. The presence of run-of-mine shales in and around excavations contributes to mobilization of unwanted constituents (e.g. arsenic, uranium) | The objectives for the Pilot Study are consistent with the preliminary Remedial Action Objectives (RAOs) for groundwater remedies at Conda. Based on observations from the 2019 and 2020 monitoring, modifications were made to the Pilot Study in fall of 2020. In coordination with the Agencies, it was decided that the modification will require further monitoring in 2021 to fully meet the Pilot Study objectives. 2018-2019 start up period had differing conditions from 2020-2021, and the conditions were not considered representative of long term trends, but reflect the capability of the media to rapidly reach redox and geochemical conditions that facilitate microbially mediated reduction. 2020-2021 are operational conditions. The treatment media contributes to total Ar, Fe and Mn concentrations above the MCLs and drinking water standards. Data indicate that the treatment media in the Seep Treatment Cell and PRB is capable of treating water entering the system with total Se concentrations as high as 6.87 mg/L as well as total Cd concentrations up to 0.00847 mg/L to levels below their respective MCLs. | None, other than those presented elsewhere | Effluent from the pretreatment STC (STC-NES5-EF) is the upgradient inflow through the central flow path. Data collection for upgradient/downgradient wells is in some instances shifted by 1-2 days. Reporting on effluents from Well 64 is only considered during the period that effluent from the pretreatment is available for comparison (June 2019-Oct 2021)
Final Treatability Study Findings Report Field-Scale Permeable Reactive Barrier Pilot Study Conda/Woodall Mountain Mine | Conda/Woodall Mountain Mine | IDN001002862 | N/A | N/A | STC-NES5-EF | Former mining site | Permeable reactive barrier (PRB) with seep treatment cell pre-treatment | Passive | Permeable reactive barrier (PRB) | Pre-treatment | Overburden pile in the headwaters areas of Pedro Creek | Y | PRB with pre-treatment | Specific technologies not specified. PRB is chemical and microbially mediated processes that reduce selenate to selenite and then selenium. Treatment media includes a carbon source (i.e. woodchips), alfalfa hay, and inert sand. Seep treatment cell is pre-treatment cell with treatment media. | Access to the groundwater table is needed. Trench excavated through water-bearing zones of alluvial deposits and into underlying weathered bedrock. | Pilot | 2018-2021, modifications made in 2019 to address seepage | Manganese | Mn, total | mg/L | N | N/A |  |  |  | 4.77 | 14.5 | -203.9832 | [6 empty] | 6.53 | 2020 - 2021 Average, from operational period, not whole dataset | Data not provided | Data not provided | 15.3 | 2020 - 2021 Average, from operational period, not whole dataset | Data not provided | Data not provided | Data not provided | Upgradient | 7.43 | 5.54 | mg/L | 6.5 | °C | Data not provided | N/A | Data not provided | N/A | -103.1 | mV | 2831 | µmhos/cm | Turbidity = 55.11 | NTU | data not provided | data not provided | data not provided | data not provided | data not provided | data not provided | N | Groundwater Comparison Value: U.S. EPA Secondary Drinking Water Standard 0.05 mg/L Assessment of treatment goals based on well-specific averages for 2020-2021 | No samples were collected at STC-NES5-EF between November 2018 and April 2019. | An insufficient amount of time since completion of the Pilot Study to adequately evaluate lifespan of the treatment media. The change in alkalinity can be used as an indicator of change in the ability of the media to treat selenium. Alkalinity remained relatively similar after 2 years of operation indicating that after 2 years of operation the microbially-mediated chemical reduction of selenium remains similar to the study onset. | Design had insufficient capacity to contain the flux of snow melt in addition to seep water. Soils in the area of the PRB are tight. In the future, when in an layered alluvial system, incorporate a gravel "pressure relief/effluent storage" zone on the downgradient edge to allow for increased ability to receive effluent water and/or flow onto the land surface if capacity is reached. The hydrogeological study was performed during fall low flow conditions as were the excavation and installation of the PRB bench. Additional water zones may be present during different water levels, so future design data collection should include a hydrogeological investigation in the spring to better characterize flux and water bearing zones in the aquifer during high water conditions. The PRB increased Ar, Fe, Mn and Ur due to eroded overburden material in the lenses on the walls of the excavation and from the seep and sedimentation basin sediments transferred to the PRB. Oxidizing conditions favorable to mobilization of Ur exist when ORP is above -200 mV. Bicarbonate that is likely dominant in the near neutral pH conditions in the vicinity of the PRB can enhance Ur mobility. Redox cycling from fluctuating water table can cause Ur mobilization. Heterogeneity of groundwater inflow along the trench, contact with runoff of mine materials, and microbial activity all contribute to factors affecting degree of treatment within the PRB. The incorporation of the Pilot Study into a potential remedy for the Pedro Creek Sub-Basin, at its current scale and in absence of other actions, may require some modifications to facilitate handling of high spring inflows and additional treatment to address the transport of released uranium into the shallow groundwater and surface water. | Operation and maintenance cost, including remote monitoring (e.g., transducers, telemetry, and cameras) and performance monitoring (e.g., sampling, analysis, and reporting), ranges between $20,000 to $40,000 per month. The capital cost for the construction of the PRB and STC was approximately $1.2M including the media, trenching, infiltration gallery, cover, and stormwater controls, or roughly $180/cubic yard of reactive media (1,200 cubic yards for the PRB and 5,500 cubic yards for the STC). | System is seep treatment cell effluent to PRB. Treatment media: 50% granular support media, 12.5% chopped alfalfa hay, 37.5% woodchips/shavings. Average hydraulic conductivity of 8.8-116.2 ft/day in the media. Trench excavated to dry, silty-clay, weathered Dinwoody Formation material to prevent groundwater flow from bypassing under the PRB. Eroded overburden was encountered. Media placed to a depth of 2 ft bgs, covered by non-woven geotextile and 2 ft of Dinwoody Formation material. Infiltration gallery was constructed upgradient to the PRB, and overburden was encountered. Infiltration gallery was overexcavated and compacted Dinwoody Formation materials were used on the base and sidewalls to reduce water contact with the overburden. It was backfilled with coarse drain rock and covered with non-woven geotextile and Dinwoody Formation material. PRB is relatively easy to implement with readily available material and equipment but using the technology to treat seeps or shallow groundwater in close proximity to overburden disposal piles should be approached with caution. The presence of run-of-mine shales in and around excavations contributes to mobilization of unwanted constituents (e.g. arsenic, uranium) | The objectives for the Pilot Study are consistent with the preliminary Remedial Action Objectives (RAOs) for groundwater remedies at Conda. Based on observations from the 2019 and 2020 monitoring, modifications were made to the Pilot Study in fall of 2020. In coordination with the Agencies, it was decided that the modification will require further monitoring in 2021 to fully meet the Pilot Study objectives. 2018-2019 start up period had differing conditions from 2020-2021, and the conditions were not considered representative of long term trends, but reflect the capability of the media to rapidly reach redox and geochemical conditions that facilitate microbially mediated reduction. 2020-2021 are operational conditions. The treatment media contributes to total Ar, Fe and Mn concentrations above the MCLs and drinking water standards. Data indicate that the treatment media in the Seep Treatment Cell and PRB is capable of treating water entering the system with total Se concentrations as high as 6.87 mg/L as well as total Cd concentrations up to 0.00847 mg/L to levels below their respective MCLs. | None, other than those presented elsewhere | Effluent from the pretreatment STC (STC-NES5-EF) is the upgradient inflow through the central flow path. Data collection for upgradient/downgradient wells is in some instances shifted by 1-2 days. Reporting on effluents from Well 64 is only considered during the period that effluent from the pretreatment is available for comparison (June 2019-Oct 2021)
Final Treatability Study Findings Report Field-Scale Permeable Reactive Barrier Pilot Study Conda/Woodall Mountain Mine | Conda/Woodall Mountain Mine | IDN001002862 | N/A | N/A | GW-64-MA | Former mining site | Permeable reactive barrier (PRB) with seep treatment cell pre-treatment | Passive | Permeable reactive barrier (PRB) | Pre-treatment | Overburden pile in the headwaters areas of Pedro Creek | Y | PRB with pre-treatment | Specific technologies not specified. PRB is chemical and microbially mediated processes that reduce selenate to selenite and then selenium. Treatment media includes a carbon source (i.e. woodchips), alfalfa hay, and inert sand. Seep treatment cell is pre-treatment cell with treatment media. | Access to the groundwater table is needed. Trench excavated through water-bearing zones of alluvial deposits and into underlying weathered bedrock. | Pilot | 2018-2021, modifications made in 2019 to address seepage | Manganese | Mn, dissolved | mg/L | N | N/A | [6 empty] | 34.3 | 17.9 | -91.6201 |  |  |  | 6.9 | 2020 - 2021 Average, from operational period, not whole dataset | Data not provided | Data not provided | 15.7 | 2020 - 2021 Average, from operational period, not whole dataset | Data not provided | Data not provided | Data not provided | Downgradient | 6.64 | 0.38 | mg/L | 11.49 | °C | Data not provided | N/A | Data not provided | N/A | -183.5 | mV | 2535.2 | µmhos/cm | Turbidity = 39.63 | NTU | data not provided | data not provided | data not provided | data not provided | data not provided | data not provided | N/A | No groundwater comparison value | No samples were collected at STC-NES5-EF between November 2018 and April 2019. | An insufficient amount of time since completion of the Pilot Study to adequately evaluate lifespan of the treatment media. The change in alkalinity can be used as an indicator of change in the ability of the media to treat selenium. Alkalinity remained relatively similar after 2 years of operation indicating that after 2 years of operation the microbially-mediated chemical reduction of selenium remains similar to the study onset. | Design had insufficient capacity to contain the flux of snow melt in addition to seep water. Soils in the area of the PRB are tight. In the future, when in an layered alluvial system, incorporate a gravel "pressure relief/effluent storage" zone on the downgradient edge to allow for increased ability to receive effluent water and/or flow onto the land surface if capacity is reached. The hydrogeological study was performed during fall low flow conditions as were the excavation and installation of the PRB bench. Additional water zones may be present during different water levels, so future design data collection should include a hydrogeological investigation in the spring to better characterize flux and water bearing zones in the aquifer during high water conditions. The PRB increased Ar, Fe, Mn and Ur due to eroded overburden material in the lenses on the walls of the excavation and from the seep and sedimentation basin sediments transferred to the PRB. Oxidizing conditions favorable to mobilization of Ur exist when ORP is above -200 mV. Bicarbonate that is likely dominant in the near neutral pH conditions in the vicinity of the PRB can enhance Ur mobility. Redox cycling from fluctuating water table can cause Ur mobilization. Heterogeneity of groundwater inflow along the trench, contact with runoff of mine materials, and microbial activity all contribute to factors affecting degree of treatment within the PRB. The incorporation of the Pilot Study into a potential remedy for the Pedro Creek Sub-Basin, at its current scale and in absence of other actions, may require some modifications to facilitate handling of high spring inflows and additional treatment to address the transport of released uranium into the shallow groundwater and surface water. | Operation and maintenance cost, including remote monitoring (e.g., transducers, telemetry, and cameras) and performance monitoring (e.g., sampling, analysis, and reporting), ranges between $20,000 to $40,000 per month. The capital cost for the construction of the PRB and STC was approximately $1.2M including the media, trenching, infiltration gallery, cover, and stormwater controls, or roughly $180/cubic yard of reactive media (1,200 cubic yards for the PRB and 5,500 cubic yards for the STC). | System is seep treatment cell effluent to PRB. Treatment media: 50% granular support media, 12.5% chopped alfalfa hay, 37.5% woodchips/shavings. Average hydraulic conductivity of 8.8-116.2 ft/day in the media. Trench excavated to dry, silty-clay, weathered Dinwoody Formation material to prevent groundwater flow from bypassing under the PRB. Eroded overburden was encountered. Media placed to a depth of 2 ft bgs, covered by non-woven geotextile and 2 ft of Dinwoody Formation material. Infiltration gallery was constructed upgradient to the PRB, and overburden was encountered. Infiltration gallery was overexcavated and compacted Dinwoody Formation materials were used on the base and sidewalls to reduce water contact with the overburden. It was backfilled with coarse drain rock and covered with non-woven geotextile and Dinwoody Formation material. PRB is relatively easy to implement with readily available material and equipment but using the technology to treat seeps or shallow groundwater in close proximity to overburden disposal piles should be approached with caution. The presence of run-of-mine shales in and around excavations contributes to mobilization of unwanted constituents (e.g. arsenic, uranium) | The objectives for the Pilot Study are consistent with the preliminary Remedial Action Objectives (RAOs) for groundwater remedies at Conda. Based on observations from the 2019 and 2020 monitoring, modifications were made to the Pilot Study in fall of 2020. In coordination with the Agencies, it was decided that the modification will require further monitoring in 2021 to fully meet the Pilot Study objectives. 2018-2019 start up period had differing conditions from 2020-2021, and the conditions were not considered representative of long term trends, but reflect the capability of the media to rapidly reach redox and geochemical conditions that facilitate microbially mediated reduction. 2020-2021 are operational conditions. The treatment media contributes to total Ar, Fe and Mn concentrations above the MCLs and drinking water standards. Data indicate that the treatment media in the Seep Treatment Cell and PRB is capable of treating water entering the system with total Se concentrations as high as 6.87 mg/L as well as total Cd concentrations up to 0.00847 mg/L to levels below their respective MCLs. | None, other than those presented elsewhere | Effluent from the pretreatment STC (STC-NES5-EF) is the upgradient inflow through the central flow path. Data collection for upgradient/downgradient wells is in some instances shifted by 1-2 days. Reporting on effluents from Well 64 is only considered during the period that effluent from the pretreatment is available for comparison (June 2019-Oct 2021)
Final Treatability Study Findings Report Field-Scale Permeable Reactive Barrier Pilot Study Conda/Woodall Mountain Mine | Conda/Woodall Mountain Mine | IDN001002862 | N/A | N/A | GW-64-MA | Former mining site | Permeable reactive barrier (PRB) with seep treatment cell pre-treatment | Passive | Permeable reactive barrier (PRB) | Pre-treatment | Overburden pile in the headwaters areas of Pedro Creek | Y | PRB with pre-treatment | Specific technologies not specified. PRB is chemical and microbially mediated processes that reduce selenate to selenite and then selenium. Treatment media includes a carbon source (i.e. woodchips), alfalfa hay, and inert sand. Seep treatment cell is pre-treatment cell with treatment media. | Access to the groundwater table is needed. Trench excavated through water-bearing zones of alluvial deposits and into underlying weathered bedrock. | Pilot | 2018-2021, modifications made in 2019 to address seepage | Manganese | Mn, total | mg/L | N | N/A | [6 empty] | 35.9 | 23.5 | -52.766 |  |  |  | 6.53 | 2020 - 2021 Average, from operational period, not whole dataset | Data not provided | Data not provided | 15.3 | 2020 - 2021 Average, from operational period, not whole dataset | Data not provided | Data not provided | Data not provided | Downgradient | 6.87 | 0.15 | mg/L | 8.23 | °C | Data not provided | N/A | Data not provided | N/A | -115.6 | mV | 2788.9 | µmhos/cm | Turbidity = 4.96 | NTU | data not provided | data not provided | data not provided | data not provided | data not provided | data not provided | N | Groundwater Comparison Value: U.S. EPA Secondary Drinking Water Standard 0.05 mg/L Assessment of treatment goals based on well-specific averages for 2020-2021 | No samples were collected at STC-NES5-EF between November 2018 and April 2019. | An insufficient amount of time since completion of the Pilot Study to adequately evaluate lifespan of the treatment media. The change in alkalinity can be used as an indicator of change in the ability of the media to treat selenium. Alkalinity remained relatively similar after 2 years of operation indicating that after 2 years of operation the microbially-mediated chemical reduction of selenium remains similar to the study onset. | Design had insufficient capacity to contain the flux of snow melt in addition to seep water. Soils in the area of the PRB are tight. In the future, when in an layered alluvial system, incorporate a gravel "pressure relief/effluent storage" zone on the downgradient edge to allow for increased ability to receive effluent water and/or flow onto the land surface if capacity is reached. The hydrogeological study was performed during fall low flow conditions as were the excavation and installation of the PRB bench. Additional water zones may be present during different water levels, so future design data collection should include a hydrogeological investigation in the spring to better characterize flux and water bearing zones in the aquifer during high water conditions. The PRB increased Ar, Fe, Mn and Ur due to eroded overburden material in the lenses on the walls of the excavation and from the seep and sedimentation basin sediments transferred to the PRB. Oxidizing conditions favorable to mobilization of Ur exist when ORP is above -200 mV. Bicarbonate that is likely dominant in the near neutral pH conditions in the vicinity of the PRB can enhance Ur mobility. Redox cycling from fluctuating water table can cause Ur mobilization. Heterogeneity of groundwater inflow along the trench, contact with runoff of mine materials, and microbial activity all contribute to factors affecting degree of treatment within the PRB. The incorporation of the Pilot Study into a potential remedy for the Pedro Creek Sub-Basin, at its current scale and in absence of other actions, may require some modifications to facilitate handling of high spring inflows and additional treatment to address the transport of released uranium into the shallow groundwater and surface water. | Operation and maintenance cost, including remote monitoring (e.g., transducers, telemetry, and cameras) and performance monitoring (e.g., sampling, analysis, and reporting), ranges between $20,000 to $40,000 per month. The capital cost for the construction of the PRB and STC was approximately $1.2M including the media, trenching, infiltration gallery, cover, and stormwater controls, or roughly $180/cubic yard of reactive media (1,200 cubic yards for the PRB and 5,500 cubic yards for the STC). | System is seep treatment cell effluent to PRB. Treatment media: 50% granular support media, 12.5% chopped alfalfa hay, 37.5% woodchips/shavings. Average hydraulic conductivity of 8.8-116.2 ft/day in the media. Trench excavated to dry, silty-clay, weathered Dinwoody Formation material to prevent groundwater flow from bypassing under the PRB. Eroded overburden was encountered. Media placed to a depth of 2 ft bgs, covered by non-woven geotextile and 2 ft of Dinwoody Formation material. Infiltration gallery was constructed upgradient to the PRB, and overburden was encountered. Infiltration gallery was overexcavated and compacted Dinwoody Formation materials were used on the base and sidewalls to reduce water contact with the overburden. It was backfilled with coarse drain rock and covered with non-woven geotextile and Dinwoody Formation material. PRB is relatively easy to implement with readily available material and equipment but using the technology to treat seeps or shallow groundwater in close proximity to overburden disposal piles should be approached with caution. The presence of run-of-mine shales in and around excavations contributes to mobilization of unwanted constituents (e.g. arsenic, uranium) | The objectives for the Pilot Study are consistent with the preliminary Remedial Action Objectives (RAOs) for groundwater remedies at Conda. Based on observations from the 2019 and 2020 monitoring, modifications were made to the Pilot Study in fall of 2020. In coordination with the Agencies, it was decided that the modification will require further monitoring in 2021 to fully meet the Pilot Study objectives. 2018-2019 start up period had differing conditions from 2020-2021, and the conditions were not considered representative of long term trends, but reflect the capability of the media to rapidly reach redox and geochemical conditions that facilitate microbially mediated reduction. 2020-2021 are operational conditions. The treatment media contributes to total Ar, Fe and Mn concentrations above the MCLs and drinking water standards. Data indicate that the treatment media in the Seep Treatment Cell and PRB is capable of treating water entering the system with total Se concentrations as high as 6.87 mg/L as well as total Cd concentrations up to 0.00847 mg/L to levels below their respective MCLs. | None, other than those presented elsewhere | Effluent from the pretreatment STC (STC-NES5-EF) is the upgradient inflow through the central flow path. Data collection for upgradient/downgradient wells is in some instances shifted by 1-2 days. Reporting on effluents from Well 64 is only considered during the period that effluent from the pretreatment is available for comparison (June 2019-Oct 2021)
Final Treatability Study Findings Report Field-Scale Permeable Reactive Barrier Pilot Study Conda/Woodall Mountain Mine | Conda/Woodall Mountain Mine | IDN001002862 | N/A | N/A | GW-64-MA | Former mining site | Permeable reactive barrier (PRB) with seep treatment cell pre-treatment | Passive | Permeable reactive barrier (PRB) | Pre-treatment | Overburden pile in the headwaters areas of Pedro Creek | Y | PRB with pre-treatment | Specific technologies not specified. PRB is chemical and microbially mediated processes that reduce selenate to selenite and then selenium. Treatment media includes a carbon source (i.e. woodchips), alfalfa hay, and inert sand. Seep treatment cell is pre-treatment cell with treatment media. | Access to the groundwater table is needed. Trench excavated through water-bearing zones of alluvial deposits and into underlying weathered bedrock. | Pilot | 2018-2021, modifications made in 2019 to address seepage | Manganese | Mn, dissolved | mg/L | N | N/A | [9 empty] | 13.2 | Data not provided | Not Applicable | 6.9 | 2020 - 2021 Average, from operational period, not whole dataset | Data not provided | Data not provided | 15.7 | 2020 - 2021 Average, from operational period, not whole dataset | Data not provided | Data not provided | Data not provided | Downgradient | 6.9 | -0.12 | mg/L | 9.4 | °C | Data not provided | N/A | Data not provided | N/A | -234.8 | mV | 2994 | µmhos/cm | Turbidity = 2.92 | NTU | data not provided | data not provided | data not provided | data not provided | data not provided | data not provided | N/A | No groundwater comparison value | No samples were collected at STC-NES5-EF between November 2018 and April 2019. | An insufficient amount of time since completion of the Pilot Study to adequately evaluate lifespan of the treatment media. The change in alkalinity can be used as an indicator of change in the ability of the media to treat selenium. Alkalinity remained relatively similar after 2 years of operation indicating that after 2 years of operation the microbially-mediated chemical reduction of selenium remains similar to the study onset. | Design had insufficient capacity to contain the flux of snow melt in addition to seep water. Soils in the area of the PRB are tight. In the future, when in an layered alluvial system, incorporate a gravel "pressure relief/effluent storage" zone on the downgradient edge to allow for increased ability to receive effluent water and/or flow onto the land surface if capacity is reached. The hydrogeological study was performed during fall low flow conditions as were the excavation and installation of the PRB bench. Additional water zones may be present during different water levels, so future design data collection should include a hydrogeological investigation in the spring to better characterize flux and water bearing zones in the aquifer during high water conditions. The PRB increased Ar, Fe, Mn and Ur due to eroded overburden material in the lenses on the walls of the excavation and from the seep and sedimentation basin sediments transferred to the PRB. Oxidizing conditions favorable to mobilization of Ur exist when ORP is above -200 mV. Bicarbonate that is likely dominant in the near neutral pH conditions in the vicinity of the PRB can enhance Ur mobility. Redox cycling from fluctuating water table can cause Ur mobilization. Heterogeneity of groundwater inflow along the trench, contact with runoff of mine materials, and microbial activity all contribute to factors affecting degree of treatment within the PRB. The incorporation of the Pilot Study into a potential remedy for the Pedro Creek Sub-Basin, at its current scale and in absence of other actions, may require some modifications to facilitate handling of high spring inflows and additional treatment to address the transport of released uranium into the shallow groundwater and surface water. | Operation and maintenance cost, including remote monitoring (e.g., transducers, telemetry, and cameras) and performance monitoring (e.g., sampling, analysis, and reporting), ranges between $20,000 to $40,000 per month. The capital cost for the construction of the PRB and STC was approximately $1.2M including the media, trenching, infiltration gallery, cover, and stormwater controls, or roughly $180/cubic yard of reactive media (1,200 cubic yards for the PRB and 5,500 cubic yards for the STC). | System is seep treatment cell effluent to PRB. Treatment media: 50% granular support media, 12.5% chopped alfalfa hay, 37.5% woodchips/shavings. Average hydraulic conductivity of 8.8-116.2 ft/day in the media. Trench excavated to dry, silty-clay, weathered Dinwoody Formation material to prevent groundwater flow from bypassing under the PRB. Eroded overburden was encountered. Media placed to a depth of 2 ft bgs, covered by non-woven geotextile and 2 ft of Dinwoody Formation material. Infiltration gallery was constructed upgradient to the PRB, and overburden was encountered. Infiltration gallery was overexcavated and compacted Dinwoody Formation materials were used on the base and sidewalls to reduce water contact with the overburden. It was backfilled with coarse drain rock and covered with non-woven geotextile and Dinwoody Formation material. PRB is relatively easy to implement with readily available material and equipment but using the technology to treat seeps or shallow groundwater in close proximity to overburden disposal piles should be approached with caution. The presence of run-of-mine shales in and around excavations contributes to mobilization of unwanted constituents (e.g. arsenic, uranium) | The objectives for the Pilot Study are consistent with the preliminary Remedial Action Objectives (RAOs) for groundwater remedies at Conda. Based on observations from the 2019 and 2020 monitoring, modifications were made to the Pilot Study in fall of 2020. In coordination with the Agencies, it was decided that the modification will require further monitoring in 2021 to fully meet the Pilot Study objectives. 2018-2019 start up period had differing conditions from 2020-2021, and the conditions were not considered representative of long term trends, but reflect the capability of the media to rapidly reach redox and geochemical conditions that facilitate microbially mediated reduction. 2020-2021 are operational conditions. The treatment media contributes to total Ar, Fe and Mn concentrations above the MCLs and drinking water standards. Data indicate that the treatment media in the Seep Treatment Cell and PRB is capable of treating water entering the system with total Se concentrations as high as 6.87 mg/L as well as total Cd concentrations up to 0.00847 mg/L to levels below their respective MCLs. | None, other than those presented elsewhere | Effluent from the pretreatment STC (STC-NES5-EF) is the upgradient inflow through the central flow path. Data collection for upgradient/downgradient wells is in some instances shifted by 1-2 days. Reporting on effluents from Well 64 is only considered during the period that effluent from the pretreatment is available for comparison (June 2019-Oct 2021)
Final Treatability Study Findings Report Field-Scale Permeable Reactive Barrier Pilot Study Conda/Woodall Mountain Mine | Conda/Woodall Mountain Mine | IDN001002862 | N/A | N/A | GW-64-MA | Former mining site | Permeable reactive barrier (PRB) with seep treatment cell pre-treatment | Passive | Permeable reactive barrier (PRB) | Pre-treatment | Overburden pile in the headwaters areas of Pedro Creek | Y | PRB with pre-treatment | Specific technologies not specified. PRB is chemical and microbially mediated processes that reduce selenate to selenite and then selenium. Treatment media includes a carbon source (i.e. woodchips), alfalfa hay, and inert sand. Seep treatment cell is pre-treatment cell with treatment media. | Access to the groundwater table is needed. Trench excavated through water-bearing zones of alluvial deposits and into underlying weathered bedrock. | Pilot | 2018-2021, modifications made in 2019 to address seepage | Manganese | Mn, total | mg/L | N | N/A | [9 empty] | 13 | Data not provided | Not Applicable | 6.53 | 2020 - 2021 Average, from operational period, not whole dataset | Data not provided | Data not provided | 15.3 | 2020 - 2021 Average, from operational period, not whole dataset | Data not provided | Data not provided | Data not provided | Downgradient | 6.9 | -0.12 | mg/L | 9.4 | °C | Data not provided | N/A | Data not provided | N/A | -234.8 | mV | 2994 | µmhos/cm | Turbidity = 2.92 | NTU | data not provided | data not provided | data not provided | data not provided | data not provided | data not provided | N | Groundwater Comparison Value: U.S. EPA Secondary Drinking Water Standard 0.05 mg/L Assessment of treatment goals based on well-specific averages for 2020-2021 | No samples were collected at STC-NES5-EF between November 2018 and April 2019. | An insufficient amount of time since completion of the Pilot Study to adequately evaluate lifespan of the treatment media. The change in alkalinity can be used as an indicator of change in the ability of the media to treat selenium. Alkalinity remained relatively similar after 2 years of operation indicating that after 2 years of operation the microbially-mediated chemical reduction of selenium remains similar to the study onset. | Design had insufficient capacity to contain the flux of snow melt in addition to seep water. Soils in the area of the PRB are tight. In the future, when in an layered alluvial system, incorporate a gravel "pressure relief/effluent storage" zone on the downgradient edge to allow for increased ability to receive effluent water and/or flow onto the land surface if capacity is reached. The hydrogeological study was performed during fall low flow conditions as were the excavation and installation of the PRB bench. Additional water zones may be present during different water levels, so future design data collection should include a hydrogeological investigation in the spring to better characterize flux and water bearing zones in the aquifer during high water conditions. The PRB increased Ar, Fe, Mn and Ur due to eroded overburden material in the lenses on the walls of the excavation and from the seep and sedimentation basin sediments transferred to the PRB. Oxidizing conditions favorable to mobilization of Ur exist when ORP is above -200 mV. Bicarbonate that is likely dominant in the near neutral pH conditions in the vicinity of the PRB can enhance Ur mobility. Redox cycling from fluctuating water table can cause Ur mobilization. Heterogeneity of groundwater inflow along the trench, contact with runoff of mine materials, and microbial activity all contribute to factors affecting degree of treatment within the PRB. The incorporation of the Pilot Study into a potential remedy for the Pedro Creek Sub-Basin, at its current scale and in absence of other actions, may require some modifications to facilitate handling of high spring inflows and additional treatment to address the transport of released uranium into the shallow groundwater and surface water. | Operation and maintenance cost, including remote monitoring (e.g., transducers, telemetry, and cameras) and performance monitoring (e.g., sampling, analysis, and reporting), ranges between $20,000 to $40,000 per month. The capital cost for the construction of the PRB and STC was approximately $1.2M including the media, trenching, infiltration gallery, cover, and stormwater controls, or roughly $180/cubic yard of reactive media (1,200 cubic yards for the PRB and 5,500 cubic yards for the STC). | System is seep treatment cell effluent to PRB. Treatment media: 50% granular support media, 12.5% chopped alfalfa hay, 37.5% woodchips/shavings. Average hydraulic conductivity of 8.8-116.2 ft/day in the media. Trench excavated to dry, silty-clay, weathered Dinwoody Formation material to prevent groundwater flow from bypassing under the PRB. Eroded overburden was encountered. Media placed to a depth of 2 ft bgs, covered by non-woven geotextile and 2 ft of Dinwoody Formation material. Infiltration gallery was constructed upgradient to the PRB, and overburden was encountered. Infiltration gallery was overexcavated and compacted Dinwoody Formation materials were used on the base and sidewalls to reduce water contact with the overburden. It was backfilled with coarse drain rock and covered with non-woven geotextile and Dinwoody Formation material. PRB is relatively easy to implement with readily available material and equipment but using the technology to treat seeps or shallow groundwater in close proximity to overburden disposal piles should be approached with caution. The presence of run-of-mine shales in and around excavations contributes to mobilization of unwanted constituents (e.g. arsenic, uranium) | The objectives for the Pilot Study are consistent with the preliminary Remedial Action Objectives (RAOs) for groundwater remedies at Conda. Based on observations from the 2019 and 2020 monitoring, modifications were made to the Pilot Study in fall of 2020. In coordination with the Agencies, it was decided that the modification will require further monitoring in 2021 to fully meet the Pilot Study objectives. 2018-2019 start up period had differing conditions from 2020-2021, and the conditions were not considered representative of long term trends, but reflect the capability of the media to rapidly reach redox and geochemical conditions that facilitate microbially mediated reduction. 2020-2021 are operational conditions. The treatment media contributes to total Ar, Fe and Mn concentrations above the MCLs and drinking water standards. Data indicate that the treatment media in the Seep Treatment Cell and PRB is capable of treating water entering the system with total Se concentrations as high as 6.87 mg/L as well as total Cd concentrations up to 0.00847 mg/L to levels below their respective MCLs. | None, other than those presented elsewhere | Effluent from the pretreatment STC (STC-NES5-EF) is the upgradient inflow through the central flow path. Data collection for upgradient/downgradient wells is in some instances shifted by 1-2 days. Reporting on effluents from Well 64 is only considered during the period that effluent from the pretreatment is available for comparison (June 2019-Oct 2021)
Final Treatability Study Findings Report Field-Scale Permeable Reactive Barrier Pilot Study Conda/Woodall Mountain Mine | Conda/Woodall Mountain Mine | IDN001002862 | N/A | N/A | STC-NES5-EF | Former mining site | Permeable reactive barrier (PRB) with seep treatment cell pre-treatment | Passive | Permeable reactive barrier (PRB) | Pre-treatment | Overburden pile in the headwaters areas of Pedro Creek | Y | PRB with pre-treatment | Specific technologies not specified. PRB is chemical and microbially mediated processes that reduce selenate to selenite and then selenium. Treatment media includes a carbon source (i.e. woodchips), alfalfa hay, and inert sand. Seep treatment cell is pre-treatment cell with treatment media. | Access to the groundwater table is needed. Trench excavated through water-bearing zones of alluvial deposits and into underlying weathered bedrock. | Pilot | 2018-2021, modifications made in 2019 to address seepage | Uranium | U, dissolved | mg/L | N | N/A | 0.00375 | 0.0019 | 49.3333 | [9 empty] | 0.00197 | 2020 - 2021 Average, from operational period, not whole dataset | Data not provided | Data not provided | 0.00294 | 2020 - 2021 Average, from operational period, not whole dataset | Data not provided | Data not provided | Data not provided | Upgradient | 7.43 | 5.54 | mg/L | 6.5 | °C | Data not provided | N/A | Data not provided | N/A | -103.1 | mV | 2831 | µmhos/cm | Turbidity = 55.11 | NTU | data not provided | data not provided | data not provided | data not provided | data not provided | data not provided | N/A | No groundwater comparison value | No samples were collected at STC-NES5-EF between November 2018 and April 2019. | An insufficient amount of time since completion of the Pilot Study to adequately evaluate lifespan of the treatment media. The change in alkalinity can be used as an indicator of change in the ability of the media to treat selenium. Alkalinity remained relatively similar after 2 years of operation indicating that after 2 years of operation the microbially-mediated chemical reduction of selenium remains similar to the study onset. | Design had insufficient capacity to contain the flux of snow melt in addition to seep water. Soils in the area of the PRB are tight. In the future, when in an layered alluvial system, incorporate a gravel "pressure relief/effluent storage" zone on the downgradient edge to allow for increased ability to receive effluent water and/or flow onto the land surface if capacity is reached. The hydrogeological study was performed during fall low flow conditions as were the excavation and installation of the PRB bench. Additional water zones may be present during different water levels, so future design data collection should include a hydrogeological investigation in the spring to better characterize flux and water bearing zones in the aquifer during high water conditions. The PRB increased Ar, Fe, Mn and Ur due to eroded overburden material in the lenses on the walls of the excavation and from the seep and sedimentation basin sediments transferred to the PRB. Oxidizing conditions favorable to mobilization of Ur exist when ORP is above -200 mV. Bicarbonate that is likely dominant in the near neutral pH conditions in the vicinity of the PRB can enhance Ur mobility. Redox cycling from fluctuating water table can cause Ur mobilization. Heterogeneity of groundwater inflow along the trench, contact with runoff of mine materials, and microbial activity all contribute to factors affecting degree of treatment within the PRB. The incorporation of the Pilot Study into a potential remedy for the Pedro Creek Sub-Basin, at its current scale and in absence of other actions, may require some modifications to facilitate handling of high spring inflows and additional treatment to address the transport of released uranium into the shallow groundwater and surface water. | Operation and maintenance cost, including remote monitoring (e.g., transducers, telemetry, and cameras) and performance monitoring (e.g., sampling, analysis, and reporting), ranges between $20,000 to $40,000 per month. The capital cost for the construction of the PRB and STC was approximately $1.2M including the media, trenching, infiltration gallery, cover, and stormwater controls, or roughly $180/cubic yard of reactive media (1,200 cubic yards for the PRB and 5,500 cubic yards for the STC). | System is seep treatment cell effluent to PRB. Treatment media: 50% granular support media, 12.5% chopped alfalfa hay, 37.5% woodchips/shavings. Average hydraulic conductivity of 8.8-116.2 ft/day in the media. Trench excavated to dry, silty-clay, weathered Dinwoody Formation material to prevent groundwater flow from bypassing under the PRB. Eroded overburden was encountered. Media placed to a depth of 2 ft bgs, covered by non-woven geotextile and 2 ft of Dinwoody Formation material. Infiltration gallery was constructed upgradient to the PRB, and overburden was encountered. Infiltration gallery was overexcavated and compacted Dinwoody Formation materials were used on the base and sidewalls to reduce water contact with the overburden. It was backfilled with coarse drain rock and covered with non-woven geotextile and Dinwoody Formation material. PRB is relatively easy to implement with readily available material and equipment but using the technology to treat seeps or shallow groundwater in close proximity to overburden disposal piles should be approached with caution. The presence of run-of-mine shales in and around excavations contributes to mobilization of unwanted constituents (e.g. arsenic, uranium) | The objectives for the Pilot Study are consistent with the preliminary Remedial Action Objectives (RAOs) for groundwater remedies at Conda. Based on observations from the 2019 and 2020 monitoring, modifications were made to the Pilot Study in fall of 2020. In coordination with the Agencies, it was decided that the modification will require further monitoring in 2021 to fully meet the Pilot Study objectives. 2018-2019 start up period had differing conditions from 2020-2021, and the conditions were not considered representative of long term trends, but reflect the capability of the media to rapidly reach redox and geochemical conditions that facilitate microbially mediated reduction. 2020-2021 are operational conditions. The treatment media contributes to total Ar, Fe and Mn concentrations above the MCLs and drinking water standards. Data indicate that the treatment media in the Seep Treatment Cell and PRB is capable of treating water entering the system with total Se concentrations as high as 6.87 mg/L as well as total Cd concentrations up to 0.00847 mg/L to levels below their respective MCLs. | None, other than those presented elsewhere | Effluent from the pretreatment STC (STC-NES5-EF) is the upgradient inflow through the central flow path. Data collection for upgradient/downgradient wells is in some instances shifted by 1-2 days. Reporting on effluents from Well 64 is only considered during the period that effluent from the pretreatment is available for comparison (June 2019-Oct 2021)
Final Treatability Study Findings Report Field-Scale Permeable Reactive Barrier Pilot Study Conda/Woodall Mountain Mine | Conda/Woodall Mountain Mine | IDN001002862 | N/A | N/A | STC-NES5-EF | Former mining site | Permeable reactive barrier (PRB) with seep treatment cell pre-treatment | Passive | Permeable reactive barrier (PRB) | Pre-treatment | Overburden pile in the headwaters areas of Pedro Creek | Y | PRB with pre-treatment | Specific technologies not specified. PRB is chemical and microbially mediated processes that reduce selenate to selenite and then selenium. Treatment media includes a carbon source (i.e. woodchips), alfalfa hay, and inert sand. Seep treatment cell is pre-treatment cell with treatment media. | Access to the groundwater table is needed. Trench excavated through water-bearing zones of alluvial deposits and into underlying weathered bedrock. | Pilot | 2018-2021, modifications made in 2019 to address seepage | Uranium | U, total | mg/L | N | N/A | 0.0036 | 0.00252 | 30 | [9 empty] | 0.00196 | 2020 - 2021 Average, from operational period, not whole dataset | Data not provided | Data not provided | 0.00332 | 2020 - 2021 Average, from operational period, not whole dataset | Data not provided | Data not provided | Data not provided | Upgradient | 7.43 | 5.54 | mg/L | 6.5 | °C | Data not provided | N/A | Data not provided | N/A | -103.1 | mV | 2831 | µmhos/cm | Turbidity = 55.11 | NTU | data not provided | data not provided | data not provided | data not provided | data not provided | data not provided | Y | Groundwater Comparison Value: U.S. EPA MCL 0.03 mg/L Assessment of treatment goals based on well-specific averages for 2020-2021 | No samples were collected at STC-NES5-EF between November 2018 and April 2019. | An insufficient amount of time since completion of the Pilot Study to adequately evaluate lifespan of the treatment media. The change in alkalinity can be used as an indicator of change in the ability of the media to treat selenium. Alkalinity remained relatively similar after 2 years of operation indicating that after 2 years of operation the microbially-mediated chemical reduction of selenium remains similar to the study onset. | Design had insufficient capacity to contain the flux of snow melt in addition to seep water. Soils in the area of the PRB are tight. In the future, when in an layered alluvial system, incorporate a gravel "pressure relief/effluent storage" zone on the downgradient edge to allow for increased ability to receive effluent water and/or flow onto the land surface if capacity is reached. The hydrogeological study was performed during fall low flow conditions as were the excavation and installation of the PRB bench. Additional water zones may be present during different water levels, so future design data collection should include a hydrogeological investigation in the spring to better characterize flux and water bearing zones in the aquifer during high water conditions. The PRB increased Ar, Fe, Mn and Ur due to eroded overburden material in the lenses on the walls of the excavation and from the seep and sedimentation basin sediments transferred to the PRB. Oxidizing conditions favorable to mobilization of Ur exist when ORP is above -200 mV. Bicarbonate that is likely dominant in the near neutral pH conditions in the vicinity of the PRB can enhance Ur mobility. Redox cycling from fluctuating water table can cause Ur mobilization. Heterogeneity of groundwater inflow along the trench, contact with runoff of mine materials, and microbial activity all contribute to factors affecting degree of treatment within the PRB. The incorporation of the Pilot Study into a potential remedy for the Pedro Creek Sub-Basin, at its current scale and in absence of other actions, may require some modifications to facilitate handling of high spring inflows and additional treatment to address the transport of released uranium into the shallow groundwater and surface water. | Operation and maintenance cost, including remote monitoring (e.g., transducers, telemetry, and cameras) and performance monitoring (e.g., sampling, analysis, and reporting), ranges between $20,000 to $40,000 per month. The capital cost for the construction of the PRB and STC was approximately $1.2M including the media, trenching, infiltration gallery, cover, and stormwater controls, or roughly $180/cubic yard of reactive media (1,200 cubic yards for the PRB and 5,500 cubic yards for the STC). | System is seep treatment cell effluent to PRB. Treatment media: 50% granular support media, 12.5% chopped alfalfa hay, 37.5% woodchips/shavings. Average hydraulic conductivity of 8.8-116.2 ft/day in the media. Trench excavated to dry, silty-clay, weathered Dinwoody Formation material to prevent groundwater flow from bypassing under the PRB. Eroded overburden was encountered. Media placed to a depth of 2 ft bgs, covered by non-woven geotextile and 2 ft of Dinwoody Formation material. Infiltration gallery was constructed upgradient to the PRB, and overburden was encountered. Infiltration gallery was overexcavated and compacted Dinwoody Formation materials were used on the base and sidewalls to reduce water contact with the overburden. It was backfilled with coarse drain rock and covered with non-woven geotextile and Dinwoody Formation material. PRB is relatively easy to implement with readily available material and equipment but using the technology to treat seeps or shallow groundwater in close proximity to overburden disposal piles should be approached with caution. The presence of run-of-mine shales in and around excavations contributes to mobilization of unwanted constituents (e.g. arsenic, uranium) | The objectives for the Pilot Study are consistent with the preliminary Remedial Action Objectives (RAOs) for groundwater remedies at Conda. Based on observations from the 2019 and 2020 monitoring, modifications were made to the Pilot Study in fall of 2020. In coordination with the Agencies, it was decided that the modification will require further monitoring in 2021 to fully meet the Pilot Study objectives. 2018-2019 start up period had differing conditions from 2020-2021, and the conditions were not considered representative of long term trends, but reflect the capability of the media to rapidly reach redox and geochemical conditions that facilitate microbially mediated reduction. 2020-2021 are operational conditions. The treatment media contributes to total Ar, Fe and Mn concentrations above the MCLs and drinking water standards. Data indicate that the treatment media in the Seep Treatment Cell and PRB is capable of treating water entering the system with total Se concentrations as high as 6.87 mg/L as well as total Cd concentrations up to 0.00847 mg/L to levels below their respective MCLs. | None, other than those presented elsewhere | Effluent from the pretreatment STC (STC-NES5-EF) is the upgradient inflow through the central flow path. Data collection for upgradient/downgradient wells is in some instances shifted by 1-2 days. Reporting on effluents from Well 64 is only considered during the period that effluent from the pretreatment is available for comparison (June 2019-Oct 2021)
Final Treatability Study Findings Report Field-Scale Permeable Reactive Barrier Pilot Study Conda/Woodall Mountain Mine | Conda/Woodall Mountain Mine | IDN001002862 | N/A | N/A | STC-NES5-EF | Former mining site | Permeable reactive barrier (PRB) with seep treatment cell pre-treatment | Passive | Permeable reactive barrier (PRB) | Pre-treatment | Overburden pile in the headwaters areas of Pedro Creek | Y | PRB with pre-treatment | Specific technologies not specified. PRB is chemical and microbially mediated processes that reduce selenate to selenite and then selenium. Treatment media includes a carbon source (i.e. woodchips), alfalfa hay, and inert sand. Seep treatment cell is pre-treatment cell with treatment media. | Access to the groundwater table is needed. Trench excavated through water-bearing zones of alluvial deposits and into underlying weathered bedrock. | Pilot | 2018-2021, modifications made in 2019 to address seepage | Uranium | U, dissolved | mg/L | N | N/A |  |  |  | 0.00029 | 0.00481 | -1558.6207 | [6 empty] | 0.00197 | 2020 - 2021 Average, from operational period, not whole dataset | Data not provided | Data not provided | 0.00294 | 2020 - 2021 Average, from operational period, not whole dataset | Data not provided | Data not provided | Data not provided | Upgradient | 7.04 | 0.02 | mg/L | 17.02 | °C | Data not provided | N/A | Data not provided | N/A | -234.9 | mV | 534.32 | µmhos/cm | Turbidity = 164.4 | NTU | data not provided | data not provided | data not provided | data not provided | data not provided | data not provided | N/A | No groundwater comparison value | No samples were collected at STC-NES5-EF between November 2018 and April 2019. | An insufficient amount of time since completion of the Pilot Study to adequately evaluate lifespan of the treatment media. The change in alkalinity can be used as an indicator of change in the ability of the media to treat selenium. Alkalinity remained relatively similar after 2 years of operation indicating that after 2 years of operation the microbially-mediated chemical reduction of selenium remains similar to the study onset. | Design had insufficient capacity to contain the flux of snow melt in addition to seep water. Soils in the area of the PRB are tight. In the future, when in an layered alluvial system, incorporate a gravel "pressure relief/effluent storage" zone on the downgradient edge to allow for increased ability to receive effluent water and/or flow onto the land surface if capacity is reached. The hydrogeological study was performed during fall low flow conditions as were the excavation and installation of the PRB bench. Additional water zones may be present during different water levels, so future design data collection should include a hydrogeological investigation in the spring to better characterize flux and water bearing zones in the aquifer during high water conditions. The PRB increased Ar, Fe, Mn and Ur due to eroded overburden material in the lenses on the walls of the excavation and from the seep and sedimentation basin sediments transferred to the PRB. Oxidizing conditions favorable to mobilization of Ur exist when ORP is above -200 mV. Bicarbonate that is likely dominant in the near neutral pH conditions in the vicinity of the PRB can enhance Ur mobility. Redox cycling from fluctuating water table can cause Ur mobilization. Heterogeneity of groundwater inflow along the trench, contact with runoff of mine materials, and microbial activity all contribute to factors affecting degree of treatment within the PRB. The incorporation of the Pilot Study into a potential remedy for the Pedro Creek Sub-Basin, at its current scale and in absence of other actions, may require some modifications to facilitate handling of high spring inflows and additional treatment to address the transport of released uranium into the shallow groundwater and surface water. | Operation and maintenance cost, including remote monitoring (e.g., transducers, telemetry, and cameras) and performance monitoring (e.g., sampling, analysis, and reporting), ranges between $20,000 to $40,000 per month. The capital cost for the construction of the PRB and STC was approximately $1.2M including the media, trenching, infiltration gallery, cover, and stormwater controls, or roughly $180/cubic yard of reactive media (1,200 cubic yards for the PRB and 5,500 cubic yards for the STC). | System is seep treatment cell effluent to PRB. Treatment media: 50% granular support media, 12.5% chopped alfalfa hay, 37.5% woodchips/shavings. Average hydraulic conductivity of 8.8-116.2 ft/day in the media. Trench excavated to dry, silty-clay, weathered Dinwoody Formation material to prevent groundwater flow from bypassing under the PRB. Eroded overburden was encountered. Media placed to a depth of 2 ft bgs, covered by non-woven geotextile and 2 ft of Dinwoody Formation material. Infiltration gallery was constructed upgradient to the PRB, and overburden was encountered. Infiltration gallery was overexcavated and compacted Dinwoody Formation materials were used on the base and sidewalls to reduce water contact with the overburden. It was backfilled with coarse drain rock and covered with non-woven geotextile and Dinwoody Formation material. PRB is relatively easy to implement with readily available material and equipment but using the technology to treat seeps or shallow groundwater in close proximity to overburden disposal piles should be approached with caution. The presence of run-of-mine shales in and around excavations contributes to mobilization of unwanted constituents (e.g. arsenic, uranium) | The objectives for the Pilot Study are consistent with the preliminary Remedial Action Objectives (RAOs) for groundwater remedies at Conda. Based on observations from the 2019 and 2020 monitoring, modifications were made to the Pilot Study in fall of 2020. In coordination with the Agencies, it was decided that the modification will require further monitoring in 2021 to fully meet the Pilot Study objectives. 2018-2019 start up period had differing conditions from 2020-2021, and the conditions were not considered representative of long term trends, but reflect the capability of the media to rapidly reach redox and geochemical conditions that facilitate microbially mediated reduction. 2020-2021 are operational conditions. The treatment media contributes to total Ar, Fe and Mn concentrations above the MCLs and drinking water standards. Data indicate that the treatment media in the Seep Treatment Cell and PRB is capable of treating water entering the system with total Se concentrations as high as 6.87 mg/L as well as total Cd concentrations up to 0.00847 mg/L to levels below their respective MCLs. | None, other than those presented elsewhere | Effluent from the pretreatment STC (STC-NES5-EF) is the upgradient inflow through the central flow path. Data collection for upgradient/downgradient wells is in some instances shifted by 1-2 days. Reporting on effluents from Well 64 is only considered during the period that effluent from the pretreatment is available for comparison (June 2019-Oct 2021)
Final Treatability Study Findings Report Field-Scale Permeable Reactive Barrier Pilot Study Conda/Woodall Mountain Mine | Conda/Woodall Mountain Mine | IDN001002862 | N/A | N/A | STC-NES5-EF | Former mining site | Permeable reactive barrier (PRB) with seep treatment cell pre-treatment | Passive | Permeable reactive barrier (PRB) | Pre-treatment | Overburden pile in the headwaters areas of Pedro Creek | Y | PRB with pre-treatment | Specific technologies not specified. PRB is chemical and microbially mediated processes that reduce selenate to selenite and then selenium. Treatment media includes a carbon source (i.e. woodchips), alfalfa hay, and inert sand. Seep treatment cell is pre-treatment cell with treatment media. | Access to the groundwater table is needed. Trench excavated through water-bearing zones of alluvial deposits and into underlying weathered bedrock. | Pilot | 2018-2021, modifications made in 2019 to address seepage | Uranium | U, total | mg/L | N | N/A |  |  |  | 0.00042 | 0.0134 | -3090.4762 | [6 empty] | 0.00196 | 2020 - 2021 Average, from operational period, not whole dataset | Data not provided | Data not provided | 0.00332 | 2020 - 2021 Average, from operational period, not whole dataset | Data not provided | Data not provided | Data not provided | Upgradient | 6.66 | 0.31 | mg/L | 17.8 | °C | Data not provided | N/A | Data not provided | N/A | -55.9 | mV | 1114.7 | µmhos/cm | Turbidity = 12.7 | NTU | data not provided | data not provided | data not provided | data not provided | data not provided | data not provided | Y | Groundwater Comparison Value: U.S. EPA MCL 0.03 mg/L Assessment of treatment goals based on well-specific averages for 2020-2021 | No samples were collected at STC-NES5-EF between November 2018 and April 2019. | An insufficient amount of time since completion of the Pilot Study to adequately evaluate lifespan of the treatment media. The change in alkalinity can be used as an indicator of change in the ability of the media to treat selenium. Alkalinity remained relatively similar after 2 years of operation indicating that after 2 years of operation the microbially-mediated chemical reduction of selenium remains similar to the study onset. | Design had insufficient capacity to contain the flux of snow melt in addition to seep water. Soils in the area of the PRB are tight. In the future, when in an layered alluvial system, incorporate a gravel "pressure relief/effluent storage" zone on the downgradient edge to allow for increased ability to receive effluent water and/or flow onto the land surface if capacity is reached. The hydrogeological study was performed during fall low flow conditions as were the excavation and installation of the PRB bench. Additional water zones may be present during different water levels, so future design data collection should include a hydrogeological investigation in the spring to better characterize flux and water bearing zones in the aquifer during high water conditions. The PRB increased Ar, Fe, Mn and Ur due to eroded overburden material in the lenses on the walls of the excavation and from the seep and sedimentation basin sediments transferred to the PRB. Oxidizing conditions favorable to mobilization of Ur exist when ORP is above -200 mV. Bicarbonate that is likely dominant in the near neutral pH conditions in the vicinity of the PRB can enhance Ur mobility. Redox cycling from fluctuating water table can cause Ur mobilization. Heterogeneity of groundwater inflow along the trench, contact with runoff of mine materials, and microbial activity all contribute to factors affecting degree of treatment within the PRB. The incorporation of the Pilot Study into a potential remedy for the Pedro Creek Sub-Basin, at its current scale and in absence of other actions, may require some modifications to facilitate handling of high spring inflows and additional treatment to address the transport of released uranium into the shallow groundwater and surface water. | Operation and maintenance cost, including remote monitoring (e.g., transducers, telemetry, and cameras) and performance monitoring (e.g., sampling, analysis, and reporting), ranges between $20,000 to $40,000 per month. The capital cost for the construction of the PRB and STC was approximately $1.2M including the media, trenching, infiltration gallery, cover, and stormwater controls, or roughly $180/cubic yard of reactive media (1,200 cubic yards for the PRB and 5,500 cubic yards for the STC). | System is seep treatment cell effluent to PRB. Treatment media: 50% granular support media, 12.5% chopped alfalfa hay, 37.5% woodchips/shavings. Average hydraulic conductivity of 8.8-116.2 ft/day in the media. Trench excavated to dry, silty-clay, weathered Dinwoody Formation material to prevent groundwater flow from bypassing under the PRB. Eroded overburden was encountered. Media placed to a depth of 2 ft bgs, covered by non-woven geotextile and 2 ft of Dinwoody Formation material. Infiltration gallery was constructed upgradient to the PRB, and overburden was encountered. Infiltration gallery was overexcavated and compacted Dinwoody Formation materials were used on the base and sidewalls to reduce water contact with the overburden. It was backfilled with coarse drain rock and covered with non-woven geotextile and Dinwoody Formation material. PRB is relatively easy to implement with readily available material and equipment but using the technology to treat seeps or shallow groundwater in close proximity to overburden disposal piles should be approached with caution. The presence of run-of-mine shales in and around excavations contributes to mobilization of unwanted constituents (e.g. arsenic, uranium) | The objectives for the Pilot Study are consistent with the preliminary Remedial Action Objectives (RAOs) for groundwater remedies at Conda. Based on observations from the 2019 and 2020 monitoring, modifications were made to the Pilot Study in fall of 2020. In coordination with the Agencies, it was decided that the modification will require further monitoring in 2021 to fully meet the Pilot Study objectives. 2018-2019 start up period had differing conditions from 2020-2021, and the conditions were not considered representative of long term trends, but reflect the capability of the media to rapidly reach redox and geochemical conditions that facilitate microbially mediated reduction. 2020-2021 are operational conditions. The treatment media contributes to total Ar, Fe and Mn concentrations above the MCLs and drinking water standards. Data indicate that the treatment media in the Seep Treatment Cell and PRB is capable of treating water entering the system with total Se concentrations as high as 6.87 mg/L as well as total Cd concentrations up to 0.00847 mg/L to levels below their respective MCLs. | None, other than those presented elsewhere | Effluent from the pretreatment STC (STC-NES5-EF) is the upgradient inflow through the central flow path. Data collection for upgradient/downgradient wells is in some instances shifted by 1-2 days. Reporting on effluents from Well 64 is only considered during the period that effluent from the pretreatment is available for comparison (June 2019-Oct 2021)
Final Treatability Study Findings Report Field-Scale Permeable Reactive Barrier Pilot Study Conda/Woodall Mountain Mine | Conda/Woodall Mountain Mine | IDN001002862 | N/A | N/A | GW-64-MA | Former mining site | Permeable reactive barrier (PRB) with seep treatment cell pre-treatment | Passive | Permeable reactive barrier (PRB) | Pre-treatment | Overburden pile in the headwaters areas of Pedro Creek | Y | PRB with pre-treatment | Specific technologies not specified. PRB is chemical and microbially mediated processes that reduce selenate to selenite and then selenium. Treatment media includes a carbon source (i.e. woodchips), alfalfa hay, and inert sand. Seep treatment cell is pre-treatment cell with treatment media. | Access to the groundwater table is needed. Trench excavated through water-bearing zones of alluvial deposits and into underlying weathered bedrock. | Pilot | 2018-2021, modifications made in 2019 to address seepage | Uranium | U, dissolved | mg/L | N | N/A | [6 empty] | 0.0164 | 0.00168 | -876.1905 |  |  |  | 0.00197 | 2020 - 2021 Average, from operational period, not whole dataset | Data not provided | Data not provided | 0.00294 | 2020 - 2021 Average, from operational period, not whole dataset | Data not provided | Data not provided | Data not provided | Downgradient | 6.8 | 0 | mg/L | 10.1 | °C | Data not provided | N/A | Data not provided | N/A | -269.5 | mV | 2837 | µmhos/cm | Turbidity = 10.36 | NTU | data not provided | data not provided | data not provided | data not provided | data not provided | data not provided | N/A | No groundwater comparison value | No samples were collected at STC-NES5-EF between November 2018 and April 2019. | An insufficient amount of time since completion of the Pilot Study to adequately evaluate lifespan of the treatment media. The change in alkalinity can be used as an indicator of change in the ability of the media to treat selenium. Alkalinity remained relatively similar after 2 years of operation indicating that after 2 years of operation the microbially-mediated chemical reduction of selenium remains similar to the study onset. | Design had insufficient capacity to contain the flux of snow melt in addition to seep water. Soils in the area of the PRB are tight. In the future, when in an layered alluvial system, incorporate a gravel "pressure relief/effluent storage" zone on the downgradient edge to allow for increased ability to receive effluent water and/or flow onto the land surface if capacity is reached. The hydrogeological study was performed during fall low flow conditions as were the excavation and installation of the PRB bench. Additional water zones may be present during different water levels, so future design data collection should include a hydrogeological investigation in the spring to better characterize flux and water bearing zones in the aquifer during high water conditions. The PRB increased Ar, Fe, Mn and Ur due to eroded overburden material in the lenses on the walls of the excavation and from the seep and sedimentation basin sediments transferred to the PRB. Oxidizing conditions favorable to mobilization of Ur exist when ORP is above -200 mV. Bicarbonate that is likely dominant in the near neutral pH conditions in the vicinity of the PRB can enhance Ur mobility. Redox cycling from fluctuating water table can cause Ur mobilization. Heterogeneity of groundwater inflow along the trench, contact with runoff of mine materials, and microbial activity all contribute to factors affecting degree of treatment within the PRB. The incorporation of the Pilot Study into a potential remedy for the Pedro Creek Sub-Basin, at its current scale and in absence of other actions, may require some modifications to facilitate handling of high spring inflows and additional treatment to address the transport of released uranium into the shallow groundwater and surface water. | Operation and maintenance cost, including remote monitoring (e.g., transducers, telemetry, and cameras) and performance monitoring (e.g., sampling, analysis, and reporting), ranges between $20,000 to $40,000 per month. The capital cost for the construction of the PRB and STC was approximately $1.2M including the media, trenching, infiltration gallery, cover, and stormwater controls, or roughly $180/cubic yard of reactive media (1,200 cubic yards for the PRB and 5,500 cubic yards for the STC). | System is seep treatment cell effluent to PRB. Treatment media: 50% granular support media, 12.5% chopped alfalfa hay, 37.5% woodchips/shavings. Average hydraulic conductivity of 8.8-116.2 ft/day in the media. Trench excavated to dry, silty-clay, weathered Dinwoody Formation material to prevent groundwater flow from bypassing under the PRB. Eroded overburden was encountered. Media placed to a depth of 2 ft bgs, covered by non-woven geotextile and 2 ft of Dinwoody Formation material. Infiltration gallery was constructed upgradient to the PRB, and overburden was encountered. Infiltration gallery was overexcavated and compacted Dinwoody Formation materials were used on the base and sidewalls to reduce water contact with the overburden. It was backfilled with coarse drain rock and covered with non-woven geotextile and Dinwoody Formation material. PRB is relatively easy to implement with readily available material and equipment but using the technology to treat seeps or shallow groundwater in close proximity to overburden disposal piles should be approached with caution. The presence of run-of-mine shales in and around excavations contributes to mobilization of unwanted constituents (e.g. arsenic, uranium) | The objectives for the Pilot Study are consistent with the preliminary Remedial Action Objectives (RAOs) for groundwater remedies at Conda. Based on observations from the 2019 and 2020 monitoring, modifications were made to the Pilot Study in fall of 2020. In coordination with the Agencies, it was decided that the modification will require further monitoring in 2021 to fully meet the Pilot Study objectives. 2018-2019 start up period had differing conditions from 2020-2021, and the conditions were not considered representative of long term trends, but reflect the capability of the media to rapidly reach redox and geochemical conditions that facilitate microbially mediated reduction. 2020-2021 are operational conditions. The treatment media contributes to total Ar, Fe and Mn concentrations above the MCLs and drinking water standards. Data indicate that the treatment media in the Seep Treatment Cell and PRB is capable of treating water entering the system with total Se concentrations as high as 6.87 mg/L as well as total Cd concentrations up to 0.00847 mg/L to levels below their respective MCLs. | None, other than those presented elsewhere | Effluent from the pretreatment STC (STC-NES5-EF) is the upgradient inflow through the central flow path. Data collection for upgradient/downgradient wells is in some instances shifted by 1-2 days. Reporting on effluents from Well 64 is only considered during the period that effluent from the pretreatment is available for comparison (June 2019-Oct 2021)
Final Treatability Study Findings Report Field-Scale Permeable Reactive Barrier Pilot Study Conda/Woodall Mountain Mine | Conda/Woodall Mountain Mine | IDN001002862 | N/A | N/A | GW-64-MA | Former mining site | Permeable reactive barrier (PRB) with seep treatment cell pre-treatment | Passive | Permeable reactive barrier (PRB) | Pre-treatment | Overburden pile in the headwaters areas of Pedro Creek | Y | PRB with pre-treatment | Specific technologies not specified. PRB is chemical and microbially mediated processes that reduce selenate to selenite and then selenium. Treatment media includes a carbon source (i.e. woodchips), alfalfa hay, and inert sand. Seep treatment cell is pre-treatment cell with treatment media. | Access to the groundwater table is needed. Trench excavated through water-bearing zones of alluvial deposits and into underlying weathered bedrock. | Pilot | 2018-2021, modifications made in 2019 to address seepage | Uranium | U, total | mg/L | N | N/A | [6 empty] | 0.0216 | 0.0006 | -3500 |  |  |  | 0.00196 | 2020 - 2021 Average, from operational period, not whole dataset | Data not provided | Data not provided | 0.00332 | 2020 - 2021 Average, from operational period, not whole dataset | Data not provided | Data not provided | Data not provided | Downgradient | 7.19 | 0.15 | mg/L | 10.33 | °C | Data not provided | N/A | Data not provided | N/A | -235.4 | mV | 2852.4 | µmhos/cm | None | N/A | data not provided | data not provided | data not provided | data not provided | data not provided | data not provided | Y | Groundwater Comparison Value: U.S. EPA MCL 0.03 mg/L Assessment of treatment goals based on well-specific averages for 2020-2021 | No samples were collected at STC-NES5-EF between November 2018 and April 2019. | An insufficient amount of time since completion of the Pilot Study to adequately evaluate lifespan of the treatment media. The change in alkalinity can be used as an indicator of change in the ability of the media to treat selenium. Alkalinity remained relatively similar after 2 years of operation indicating that after 2 years of operation the microbially-mediated chemical reduction of selenium remains similar to the study onset. | Design had insufficient capacity to contain the flux of snow melt in addition to seep water. Soils in the area of the PRB are tight. In the future, when in an layered alluvial system, incorporate a gravel "pressure relief/effluent storage" zone on the downgradient edge to allow for increased ability to receive effluent water and/or flow onto the land surface if capacity is reached. The hydrogeological study was performed during fall low flow conditions as were the excavation and installation of the PRB bench. Additional water zones may be present during different water levels, so future design data collection should include a hydrogeological investigation in the spring to better characterize flux and water bearing zones in the aquifer during high water conditions. The PRB increased Ar, Fe, Mn and Ur due to eroded overburden material in the lenses on the walls of the excavation and from the seep and sedimentation basin sediments transferred to the PRB. Oxidizing conditions favorable to mobilization of Ur exist when ORP is above -200 mV. Bicarbonate that is likely dominant in the near neutral pH conditions in the vicinity of the PRB can enhance Ur mobility. Redox cycling from fluctuating water table can cause Ur mobilization. Heterogeneity of groundwater inflow along the trench, contact with runoff of mine materials, and microbial activity all contribute to factors affecting degree of treatment within the PRB. The incorporation of the Pilot Study into a potential remedy for the Pedro Creek Sub-Basin, at its current scale and in absence of other actions, may require some modifications to facilitate handling of high spring inflows and additional treatment to address the transport of released uranium into the shallow groundwater and surface water. | Operation and maintenance cost, including remote monitoring (e.g., transducers, telemetry, and cameras) and performance monitoring (e.g., sampling, analysis, and reporting), ranges between $20,000 to $40,000 per month. The capital cost for the construction of the PRB and STC was approximately $1.2M including the media, trenching, infiltration gallery, cover, and stormwater controls, or roughly $180/cubic yard of reactive media (1,200 cubic yards for the PRB and 5,500 cubic yards for the STC). | System is seep treatment cell effluent to PRB. Treatment media: 50% granular support media, 12.5% chopped alfalfa hay, 37.5% woodchips/shavings. Average hydraulic conductivity of 8.8-116.2 ft/day in the media. Trench excavated to dry, silty-clay, weathered Dinwoody Formation material to prevent groundwater flow from bypassing under the PRB. Eroded overburden was encountered. Media placed to a depth of 2 ft bgs, covered by non-woven geotextile and 2 ft of Dinwoody Formation material. Infiltration gallery was constructed upgradient to the PRB, and overburden was encountered. Infiltration gallery was overexcavated and compacted Dinwoody Formation materials were used on the base and sidewalls to reduce water contact with the overburden. It was backfilled with coarse drain rock and covered with non-woven geotextile and Dinwoody Formation material. PRB is relatively easy to implement with readily available material and equipment but using the technology to treat seeps or shallow groundwater in close proximity to overburden disposal piles should be approached with caution. The presence of run-of-mine shales in and around excavations contributes to mobilization of unwanted constituents (e.g. arsenic, uranium) | The objectives for the Pilot Study are consistent with the preliminary Remedial Action Objectives (RAOs) for groundwater remedies at Conda. Based on observations from the 2019 and 2020 monitoring, modifications were made to the Pilot Study in fall of 2020. In coordination with the Agencies, it was decided that the modification will require further monitoring in 2021 to fully meet the Pilot Study objectives. 2018-2019 start up period had differing conditions from 2020-2021, and the conditions were not considered representative of long term trends, but reflect the capability of the media to rapidly reach redox and geochemical conditions that facilitate microbially mediated reduction. 2020-2021 are operational conditions. The treatment media contributes to total Ar, Fe and Mn concentrations above the MCLs and drinking water standards. Data indicate that the treatment media in the Seep Treatment Cell and PRB is capable of treating water entering the system with total Se concentrations as high as 6.87 mg/L as well as total Cd concentrations up to 0.00847 mg/L to levels below their respective MCLs. | None, other than those presented elsewhere | Effluent from the pretreatment STC (STC-NES5-EF) is the upgradient inflow through the central flow path. Data collection for upgradient/downgradient wells is in some instances shifted by 1-2 days. Reporting on effluents from Well 64 is only considered during the period that effluent from the pretreatment is available for comparison (June 2019-Oct 2021)
Final Treatability Study Findings Report Field-Scale Permeable Reactive Barrier Pilot Study Conda/Woodall Mountain Mine | Conda/Woodall Mountain Mine | IDN001002862 | N/A | N/A | GW-64-MA | Former mining site | Permeable reactive barrier (PRB) with seep treatment cell pre-treatment | Passive | Permeable reactive barrier (PRB) | Pre-treatment | Overburden pile in the headwaters areas of Pedro Creek | Y | PRB with pre-treatment | Specific technologies not specified. PRB is chemical and microbially mediated processes that reduce selenate to selenite and then selenium. Treatment media includes a carbon source (i.e. woodchips), alfalfa hay, and inert sand. Seep treatment cell is pre-treatment cell with treatment media. | Access to the groundwater table is needed. Trench excavated through water-bearing zones of alluvial deposits and into underlying weathered bedrock. | Pilot | 2018-2021, modifications made in 2019 to address seepage | Uranium | U, dissolved | mg/L | N | N/A | [9 empty] | 0.0019 | 0.00375 | 49.3333 | 0.00197 | 2020 - 2021 Average, from operational period, not whole dataset | Data not provided | Data not provided | 0.00294 | 2020 - 2021 Average, from operational period, not whole dataset | Data not provided | Data not provided | Data not provided | Downgradient | 6.75 | 0 | mg/L | 9.9 | °C | Data not provided | N/A | Data not provided | N/A | -242.3 | mV | 3156 | µmhos/cm | Turbidity = 5.07 | NTU | data not provided | data not provided | data not provided | data not provided | data not provided | data not provided | N/A | No groundwater comparison value | No samples were collected at STC-NES5-EF between November 2018 and April 2019. | An insufficient amount of time since completion of the Pilot Study to adequately evaluate lifespan of the treatment media. The change in alkalinity can be used as an indicator of change in the ability of the media to treat selenium. Alkalinity remained relatively similar after 2 years of operation indicating that after 2 years of operation the microbially-mediated chemical reduction of selenium remains similar to the study onset. | Design had insufficient capacity to contain the flux of snow melt in addition to seep water. Soils in the area of the PRB are tight. In the future, when in an layered alluvial system, incorporate a gravel "pressure relief/effluent storage" zone on the downgradient edge to allow for increased ability to receive effluent water and/or flow onto the land surface if capacity is reached. The hydrogeological study was performed during fall low flow conditions as were the excavation and installation of the PRB bench. Additional water zones may be present during different water levels, so future design data collection should include a hydrogeological investigation in the spring to better characterize flux and water bearing zones in the aquifer during high water conditions. The PRB increased Ar, Fe, Mn and Ur due to eroded overburden material in the lenses on the walls of the excavation and from the seep and sedimentation basin sediments transferred to the PRB. Oxidizing conditions favorable to mobilization of Ur exist when ORP is above -200 mV. Bicarbonate that is likely dominant in the near neutral pH conditions in the vicinity of the PRB can enhance Ur mobility. Redox cycling from fluctuating water table can cause Ur mobilization. Heterogeneity of groundwater inflow along the trench, contact with runoff of mine materials, and microbial activity all contribute to factors affecting degree of treatment within the PRB. The incorporation of the Pilot Study into a potential remedy for the Pedro Creek Sub-Basin, at its current scale and in absence of other actions, may require some modifications to facilitate handling of high spring inflows and additional treatment to address the transport of released uranium into the shallow groundwater and surface water. | Operation and maintenance cost, including remote monitoring (e.g., transducers, telemetry, and cameras) and performance monitoring (e.g., sampling, analysis, and reporting), ranges between $20,000 to $40,000 per month. The capital cost for the construction of the PRB and STC was approximately $1.2M including the media, trenching, infiltration gallery, cover, and stormwater controls, or roughly $180/cubic yard of reactive media (1,200 cubic yards for the PRB and 5,500 cubic yards for the STC). | System is seep treatment cell effluent to PRB. Treatment media: 50% granular support media, 12.5% chopped alfalfa hay, 37.5% woodchips/shavings. Average hydraulic conductivity of 8.8-116.2 ft/day in the media. Trench excavated to dry, silty-clay, weathered Dinwoody Formation material to prevent groundwater flow from bypassing under the PRB. Eroded overburden was encountered. Media placed to a depth of 2 ft bgs, covered by non-woven geotextile and 2 ft of Dinwoody Formation material. Infiltration gallery was constructed upgradient to the PRB, and overburden was encountered. Infiltration gallery was overexcavated and compacted Dinwoody Formation materials were used on the base and sidewalls to reduce water contact with the overburden. It was backfilled with coarse drain rock and covered with non-woven geotextile and Dinwoody Formation material. PRB is relatively easy to implement with readily available material and equipment but using the technology to treat seeps or shallow groundwater in close proximity to overburden disposal piles should be approached with caution. The presence of run-of-mine shales in and around excavations contributes to mobilization of unwanted constituents (e.g. arsenic, uranium) | The objectives for the Pilot Study are consistent with the preliminary Remedial Action Objectives (RAOs) for groundwater remedies at Conda. Based on observations from the 2019 and 2020 monitoring, modifications were made to the Pilot Study in fall of 2020. In coordination with the Agencies, it was decided that the modification will require further monitoring in 2021 to fully meet the Pilot Study objectives. 2018-2019 start up period had differing conditions from 2020-2021, and the conditions were not considered representative of long term trends, but reflect the capability of the media to rapidly reach redox and geochemical conditions that facilitate microbially mediated reduction. 2020-2021 are operational conditions. The treatment media contributes to total Ar, Fe and Mn concentrations above the MCLs and drinking water standards. Data indicate that the treatment media in the Seep Treatment Cell and PRB is capable of treating water entering the system with total Se concentrations as high as 6.87 mg/L as well as total Cd concentrations up to 0.00847 mg/L to levels below their respective MCLs. | None, other than those presented elsewhere | Effluent from the pretreatment STC (STC-NES5-EF) is the upgradient inflow through the central flow path. Data collection for upgradient/downgradient wells is in some instances shifted by 1-2 days. Reporting on effluents from Well 64 is only considered during the period that effluent from the pretreatment is available for comparison (June 2019-Oct 2021)
Final Treatability Study Findings Report Field-Scale Permeable Reactive Barrier Pilot Study Conda/Woodall Mountain Mine | Conda/Woodall Mountain Mine | IDN001002862 | N/A | N/A | GW-64-MA | Former mining site | Permeable reactive barrier (PRB) with seep treatment cell pre-treatment | Passive | Permeable reactive barrier (PRB) | Pre-treatment | Overburden pile in the headwaters areas of Pedro Creek | Y | PRB with pre-treatment | Specific technologies not specified. PRB is chemical and microbially mediated processes that reduce selenate to selenite and then selenium. Treatment media includes a carbon source (i.e. woodchips), alfalfa hay, and inert sand. Seep treatment cell is pre-treatment cell with treatment media. | Access to the groundwater table is needed. Trench excavated through water-bearing zones of alluvial deposits and into underlying weathered bedrock. | Pilot | 2018-2021, modifications made in 2019 to address seepage | Uranium | U, total | mg/L | N | N/A | [9 empty] | 0.00218 | 0.00181 | -20.442 | 0.00196 | 2020 - 2021 Average, from operational period, not whole dataset | Data not provided | Data not provided | 0.00332 | 2020 - 2021 Average, from operational period, not whole dataset | Data not provided | Data not provided | Data not provided | Downgradient | 6.8 | 0 | mg/L | 8.7 | °C | Data not provided | N/A | Data not provided | N/A | -185.5 | mV | 3007 | µmhos/cm | Turbidity = 52.3 | NTU | data not provided | data not provided | data not provided | data not provided | data not provided | data not provided | Y | Groundwater Comparison Value: U.S. EPA MCL 0.03 mg/L Assessment of treatment goals based on well-specific averages for 2020-2021 | No samples were collected at STC-NES5-EF between November 2018 and April 2019. | An insufficient amount of time since completion of the Pilot Study to adequately evaluate lifespan of the treatment media. The change in alkalinity can be used as an indicator of change in the ability of the media to treat selenium. Alkalinity remained relatively similar after 2 years of operation indicating that after 2 years of operation the microbially-mediated chemical reduction of selenium remains similar to the study onset. | Design had insufficient capacity to contain the flux of snow melt in addition to seep water. Soils in the area of the PRB are tight. In the future, when in an layered alluvial system, incorporate a gravel "pressure relief/effluent storage" zone on the downgradient edge to allow for increased ability to receive effluent water and/or flow onto the land surface if capacity is reached. The hydrogeological study was performed during fall low flow conditions as were the excavation and installation of the PRB bench. Additional water zones may be present during different water levels, so future design data collection should include a hydrogeological investigation in the spring to better characterize flux and water bearing zones in the aquifer during high water conditions. The PRB increased Ar, Fe, Mn and Ur due to eroded overburden material in the lenses on the walls of the excavation and from the seep and sedimentation basin sediments transferred to the PRB. Oxidizing conditions favorable to mobilization of Ur exist when ORP is above -200 mV. Bicarbonate that is likely dominant in the near neutral pH conditions in the vicinity of the PRB can enhance Ur mobility. Redox cycling from fluctuating water table can cause Ur mobilization. Heterogeneity of groundwater inflow along the trench, contact with runoff of mine materials, and microbial activity all contribute to factors affecting degree of treatment within the PRB. The incorporation of the Pilot Study into a potential remedy for the Pedro Creek Sub-Basin, at its current scale and in absence of other actions, may require some modifications to facilitate handling of high spring inflows and additional treatment to address the transport of released uranium into the shallow groundwater and surface water. | Operation and maintenance cost, including remote monitoring (e.g., transducers, telemetry, and cameras) and performance monitoring (e.g., sampling, analysis, and reporting), ranges between $20,000 to $40,000 per month. The capital cost for the construction of the PRB and STC was approximately $1.2M including the media, trenching, infiltration gallery, cover, and stormwater controls, or roughly $180/cubic yard of reactive media (1,200 cubic yards for the PRB and 5,500 cubic yards for the STC). | System is seep treatment cell effluent to PRB. Treatment media: 50% granular support media, 12.5% chopped alfalfa hay, 37.5% woodchips/shavings. Average hydraulic conductivity of 8.8-116.2 ft/day in the media. Trench excavated to dry, silty-clay, weathered Dinwoody Formation material to prevent groundwater flow from bypassing under the PRB. Eroded overburden was encountered. Media placed to a depth of 2 ft bgs, covered by non-woven geotextile and 2 ft of Dinwoody Formation material. Infiltration gallery was constructed upgradient to the PRB, and overburden was encountered. Infiltration gallery was overexcavated and compacted Dinwoody Formation materials were used on the base and sidewalls to reduce water contact with the overburden. It was backfilled with coarse drain rock and covered with non-woven geotextile and Dinwoody Formation material. PRB is relatively easy to implement with readily available material and equipment but using the technology to treat seeps or shallow groundwater in close proximity to overburden disposal piles should be approached with caution. The presence of run-of-mine shales in and around excavations contributes to mobilization of unwanted constituents (e.g. arsenic, uranium) | The objectives for the Pilot Study are consistent with the preliminary Remedial Action Objectives (RAOs) for groundwater remedies at Conda. Based on observations from the 2019 and 2020 monitoring, modifications were made to the Pilot Study in fall of 2020. In coordination with the Agencies, it was decided that the modification will require further monitoring in 2021 to fully meet the Pilot Study objectives. 2018-2019 start up period had differing conditions from 2020-2021, and the conditions were not considered representative of long term trends, but reflect the capability of the media to rapidly reach redox and geochemical conditions that facilitate microbially mediated reduction. 2020-2021 are operational conditions. The treatment media contributes to total Ar, Fe and Mn concentrations above the MCLs and drinking water standards. Data indicate that the treatment media in the Seep Treatment Cell and PRB is capable of treating water entering the system with total Se concentrations as high as 6.87 mg/L as well as total Cd concentrations up to 0.00847 mg/L to levels below their respective MCLs. | None, other than those presented elsewhere | Effluent from the pretreatment STC (STC-NES5-EF) is the upgradient inflow through the central flow path. Data collection for upgradient/downgradient wells is in some instances shifted by 1-2 days. Reporting on effluents from Well 64 is only considered during the period that effluent from the pretreatment is available for comparison (June 2019-Oct 2021)
Final Treatability Study Findings Report Field-Scale Permeable Reactive Barrier Pilot Study Conda/Woodall Mountain Mine | Conda/Woodall Mountain Mine | IDN001002862 | N/A | N/A | STC-NES5-EF | Former mining site | Permeable reactive barrier (PRB) with seep treatment cell pre-treatment | Passive | Permeable reactive barrier (PRB) | Pre-treatment | Overburden pile in the headwaters areas of Pedro Creek | Y | PRB with pre-treatment | Specific technologies not specified. PRB is chemical and microbially mediated processes that reduce selenate to selenite and then selenium. Treatment media includes a carbon source (i.e. woodchips), alfalfa hay, and inert sand. Seep treatment cell is pre-treatment cell with treatment media. | Access to the groundwater table is needed. Trench excavated through water-bearing zones of alluvial deposits and into underlying weathered bedrock. | Pilot | 2018-2021, modifications made in 2019 to address seepage | Vanadium | V, dissolved | mg/L | N | N/A | 0.0197 | 0.0062 | 68.5279 | [9 empty] | 0.00902 | 2020 - 2021 Average, from operational period, not whole dataset | Data not provided | Data not provided | 0.00699 | 2020 - 2021 Average, from operational period, not whole dataset | Data not provided | Data not provided | Data not provided | Upgradient | 7.04 | 0.02 | mg/L | 17.02 | °C | Data not provided | N/A | Data not provided | N/A | -234.9 | mV | 534.32 | µmhos/cm | Turbidity = 164.4 | NTU | data not provided | data not provided | data not provided | data not provided | data not provided | data not provided | N/A | No groundwater comparison value | No samples were collected at STC-NES5-EF between November 2018 and April 2019. | An insufficient amount of time since completion of the Pilot Study to adequately evaluate lifespan of the treatment media. The change in alkalinity can be used as an indicator of change in the ability of the media to treat selenium. Alkalinity remained relatively similar after 2 years of operation indicating that after 2 years of operation the microbially-mediated chemical reduction of selenium remains similar to the study onset. | Design had insufficient capacity to contain the flux of snow melt in addition to seep water. Soils in the area of the PRB are tight. In the future, when in an layered alluvial system, incorporate a gravel "pressure relief/effluent storage" zone on the downgradient edge to allow for increased ability to receive effluent water and/or flow onto the land surface if capacity is reached. The hydrogeological study was performed during fall low flow conditions as were the excavation and installation of the PRB bench. Additional water zones may be present during different water levels, so future design data collection should include a hydrogeological investigation in the spring to better characterize flux and water bearing zones in the aquifer during high water conditions. The PRB increased Ar, Fe, Mn and Ur due to eroded overburden material in the lenses on the walls of the excavation and from the seep and sedimentation basin sediments transferred to the PRB. Oxidizing conditions favorable to mobilization of Ur exist when ORP is above -200 mV. Bicarbonate that is likely dominant in the near neutral pH conditions in the vicinity of the PRB can enhance Ur mobility. Redox cycling from fluctuating water table can cause Ur mobilization. Heterogeneity of groundwater inflow along the trench, contact with runoff of mine materials, and microbial activity all contribute to factors affecting degree of treatment within the PRB. The incorporation of the Pilot Study into a potential remedy for the Pedro Creek Sub-Basin, at its current scale and in absence of other actions, may require some modifications to facilitate handling of high spring inflows and additional treatment to address the transport of released uranium into the shallow groundwater and surface water. | Operation and maintenance cost, including remote monitoring (e.g., transducers, telemetry, and cameras) and performance monitoring (e.g., sampling, analysis, and reporting), ranges between $20,000 to $40,000 per month. The capital cost for the construction of the PRB and STC was approximately $1.2M including the media, trenching, infiltration gallery, cover, and stormwater controls, or roughly $180/cubic yard of reactive media (1,200 cubic yards for the PRB and 5,500 cubic yards for the STC). | System is seep treatment cell effluent to PRB. Treatment media: 50% granular support media, 12.5% chopped alfalfa hay, 37.5% woodchips/shavings. Average hydraulic conductivity of 8.8-116.2 ft/day in the media. Trench excavated to dry, silty-clay, weathered Dinwoody Formation material to prevent groundwater flow from bypassing under the PRB. Eroded overburden was encountered. Media placed to a depth of 2 ft bgs, covered by non-woven geotextile and 2 ft of Dinwoody Formation material. Infiltration gallery was constructed upgradient to the PRB, and overburden was encountered. Infiltration gallery was overexcavated and compacted Dinwoody Formation materials were used on the base and sidewalls to reduce water contact with the overburden. It was backfilled with coarse drain rock and covered with non-woven geotextile and Dinwoody Formation material. PRB is relatively easy to implement with readily available material and equipment but using the technology to treat seeps or shallow groundwater in close proximity to overburden disposal piles should be approached with caution. The presence of run-of-mine shales in and around excavations contributes to mobilization of unwanted constituents (e.g. arsenic, uranium) | The objectives for the Pilot Study are consistent with the preliminary Remedial Action Objectives (RAOs) for groundwater remedies at Conda. Based on observations from the 2019 and 2020 monitoring, modifications were made to the Pilot Study in fall of 2020. In coordination with the Agencies, it was decided that the modification will require further monitoring in 2021 to fully meet the Pilot Study objectives. 2018-2019 start up period had differing conditions from 2020-2021, and the conditions were not considered representative of long term trends, but reflect the capability of the media to rapidly reach redox and geochemical conditions that facilitate microbially mediated reduction. 2020-2021 are operational conditions. The treatment media contributes to total Ar, Fe and Mn concentrations above the MCLs and drinking water standards. Data indicate that the treatment media in the Seep Treatment Cell and PRB is capable of treating water entering the system with total Se concentrations as high as 6.87 mg/L as well as total Cd concentrations up to 0.00847 mg/L to levels below their respective MCLs. | None, other than those presented elsewhere | Effluent from the pretreatment STC (STC-NES5-EF) is the upgradient inflow through the central flow path. Data collection for upgradient/downgradient wells is in some instances shifted by 1-2 days. Reporting on effluents from Well 64 is only considered during the period that effluent from the pretreatment is available for comparison (June 2019-Oct 2021)
Final Treatability Study Findings Report Field-Scale Permeable Reactive Barrier Pilot Study Conda/Woodall Mountain Mine | Conda/Woodall Mountain Mine | IDN001002862 | N/A | N/A | STC-NES5-EF | Former mining site | Permeable reactive barrier (PRB) with seep treatment cell pre-treatment | Passive | Permeable reactive barrier (PRB) | Pre-treatment | Overburden pile in the headwaters areas of Pedro Creek | Y | PRB with pre-treatment | Specific technologies not specified. PRB is chemical and microbially mediated processes that reduce selenate to selenite and then selenium. Treatment media includes a carbon source (i.e. woodchips), alfalfa hay, and inert sand. Seep treatment cell is pre-treatment cell with treatment media. | Access to the groundwater table is needed. Trench excavated through water-bearing zones of alluvial deposits and into underlying weathered bedrock. | Pilot | 2018-2021, modifications made in 2019 to address seepage | Vanadium | V, total | mg/L | N | N/A | 0.143 | 0.0074 | 94.8252 | [9 empty] | 0.0245 | 2020 - 2021 Average, from operational period, not whole dataset | Data not provided | Data not provided | 0.00749 | 2020 - 2021 Average, from operational period, not whole dataset | Data not provided | Data not provided | Data not provided | Upgradient | 7.04 | 0.02 | mg/L | 17.02 | °C | Data not provided | N/A | Data not provided | N/A | -234.9 | mV | 534.32 | µmhos/cm | Turbidity = 164.4 | NTU | data not provided | data not provided | data not provided | data not provided | data not provided | data not provided | Y | Groundwater Comparison Values: U.S. EPA Residential Tap Water Regional Screening Level, Hazard Index 1.0 0.086 mg/L Assessment of treatment goals based on well-specific averages for 2020-2021 | No samples were collected at STC-NES5-EF between November 2018 and April 2019. | An insufficient amount of time since completion of the Pilot Study to adequately evaluate lifespan of the treatment media. The change in alkalinity can be used as an indicator of change in the ability of the media to treat selenium. Alkalinity remained relatively similar after 2 years of operation indicating that after 2 years of operation the microbially-mediated chemical reduction of selenium remains similar to the study onset. | Design had insufficient capacity to contain the flux of snow melt in addition to seep water. Soils in the area of the PRB are tight. In the future, when in an layered alluvial system, incorporate a gravel "pressure relief/effluent storage" zone on the downgradient edge to allow for increased ability to receive effluent water and/or flow onto the land surface if capacity is reached. The hydrogeological study was performed during fall low flow conditions as were the excavation and installation of the PRB bench. Additional water zones may be present during different water levels, so future design data collection should include a hydrogeological investigation in the spring to better characterize flux and water bearing zones in the aquifer during high water conditions. The PRB increased Ar, Fe, Mn and Ur due to eroded overburden material in the lenses on the walls of the excavation and from the seep and sedimentation basin sediments transferred to the PRB. Oxidizing conditions favorable to mobilization of Ur exist when ORP is above -200 mV. Bicarbonate that is likely dominant in the near neutral pH conditions in the vicinity of the PRB can enhance Ur mobility. Redox cycling from fluctuating water table can cause Ur mobilization. Heterogeneity of groundwater inflow along the trench, contact with runoff of mine materials, and microbial activity all contribute to factors affecting degree of treatment within the PRB. The incorporation of the Pilot Study into a potential remedy for the Pedro Creek Sub-Basin, at its current scale and in absence of other actions, may require some modifications to facilitate handling of high spring inflows and additional treatment to address the transport of released uranium into the shallow groundwater and surface water. | Operation and maintenance cost, including remote monitoring (e.g., transducers, telemetry, and cameras) and performance monitoring (e.g., sampling, analysis, and reporting), ranges between $20,000 to $40,000 per month. The capital cost for the construction of the PRB and STC was approximately $1.2M including the media, trenching, infiltration gallery, cover, and stormwater controls, or roughly $180/cubic yard of reactive media (1,200 cubic yards for the PRB and 5,500 cubic yards for the STC). | System is seep treatment cell effluent to PRB. Treatment media: 50% granular support media, 12.5% chopped alfalfa hay, 37.5% woodchips/shavings. Average hydraulic conductivity of 8.8-116.2 ft/day in the media. Trench excavated to dry, silty-clay, weathered Dinwoody Formation material to prevent groundwater flow from bypassing under the PRB. Eroded overburden was encountered. Media placed to a depth of 2 ft bgs, covered by non-woven geotextile and 2 ft of Dinwoody Formation material. Infiltration gallery was constructed upgradient to the PRB, and overburden was encountered. Infiltration gallery was overexcavated and compacted Dinwoody Formation materials were used on the base and sidewalls to reduce water contact with the overburden. It was backfilled with coarse drain rock and covered with non-woven geotextile and Dinwoody Formation material. PRB is relatively easy to implement with readily available material and equipment but using the technology to treat seeps or shallow groundwater in close proximity to overburden disposal piles should be approached with caution. The presence of run-of-mine shales in and around excavations contributes to mobilization of unwanted constituents (e.g. arsenic, uranium) | The objectives for the Pilot Study are consistent with the preliminary Remedial Action Objectives (RAOs) for groundwater remedies at Conda. Based on observations from the 2019 and 2020 monitoring, modifications were made to the Pilot Study in fall of 2020. In coordination with the Agencies, it was decided that the modification will require further monitoring in 2021 to fully meet the Pilot Study objectives. 2018-2019 start up period had differing conditions from 2020-2021, and the conditions were not considered representative of long term trends, but reflect the capability of the media to rapidly reach redox and geochemical conditions that facilitate microbially mediated reduction. 2020-2021 are operational conditions. The treatment media contributes to total Ar, Fe and Mn concentrations above the MCLs and drinking water standards. Data indicate that the treatment media in the Seep Treatment Cell and PRB is capable of treating water entering the system with total Se concentrations as high as 6.87 mg/L as well as total Cd concentrations up to 0.00847 mg/L to levels below their respective MCLs. | None, other than those presented elsewhere | Effluent from the pretreatment STC (STC-NES5-EF) is the upgradient inflow through the central flow path. Data collection for upgradient/downgradient wells is in some instances shifted by 1-2 days. Reporting on effluents from Well 64 is only considered during the period that effluent from the pretreatment is available for comparison (June 2019-Oct 2021)
Final Treatability Study Findings Report Field-Scale Permeable Reactive Barrier Pilot Study Conda/Woodall Mountain Mine | Conda/Woodall Mountain Mine | IDN001002862 | N/A | N/A | STC-NES5-EF | Former mining site | Permeable reactive barrier (PRB) with seep treatment cell pre-treatment | Passive | Permeable reactive barrier (PRB) | Pre-treatment | Overburden pile in the headwaters areas of Pedro Creek | Y | PRB with pre-treatment | Specific technologies not specified. PRB is chemical and microbially mediated processes that reduce selenate to selenite and then selenium. Treatment media includes a carbon source (i.e. woodchips), alfalfa hay, and inert sand. Seep treatment cell is pre-treatment cell with treatment media. | Access to the groundwater table is needed. Trench excavated through water-bearing zones of alluvial deposits and into underlying weathered bedrock. | Pilot | 2018-2021, modifications made in 2019 to address seepage | Vanadium | V, dissolved | mg/L | N | N/A |  |  |  | 0.00507 | 0.00527 | -3.9448 | [6 empty] | 0.00902 | 2020 - 2021 Average, from operational period, not whole dataset | Data not provided | Data not provided | 0.00699 | 2020 - 2021 Average, from operational period, not whole dataset | Data not provided | Data not provided | Data not provided | Upgradient | 7.22 | 4.99 | mg/L | 21.4 | °C | Data not provided | N/A | Data not provided | N/A | -100.9 | mV | 2828 | µmhos/cm | Turbidity = 47 | NTU | data not provided | data not provided | data not provided | data not provided | data not provided | data not provided | N/A | No groundwater comparison value | No samples were collected at STC-NES5-EF between November 2018 and April 2019. | An insufficient amount of time since completion of the Pilot Study to adequately evaluate lifespan of the treatment media. The change in alkalinity can be used as an indicator of change in the ability of the media to treat selenium. Alkalinity remained relatively similar after 2 years of operation indicating that after 2 years of operation the microbially-mediated chemical reduction of selenium remains similar to the study onset. | Design had insufficient capacity to contain the flux of snow melt in addition to seep water. Soils in the area of the PRB are tight. In the future, when in an layered alluvial system, incorporate a gravel "pressure relief/effluent storage" zone on the downgradient edge to allow for increased ability to receive effluent water and/or flow onto the land surface if capacity is reached. The hydrogeological study was performed during fall low flow conditions as were the excavation and installation of the PRB bench. Additional water zones may be present during different water levels, so future design data collection should include a hydrogeological investigation in the spring to better characterize flux and water bearing zones in the aquifer during high water conditions. The PRB increased Ar, Fe, Mn and Ur due to eroded overburden material in the lenses on the walls of the excavation and from the seep and sedimentation basin sediments transferred to the PRB. Oxidizing conditions favorable to mobilization of Ur exist when ORP is above -200 mV. Bicarbonate that is likely dominant in the near neutral pH conditions in the vicinity of the PRB can enhance Ur mobility. Redox cycling from fluctuating water table can cause Ur mobilization. Heterogeneity of groundwater inflow along the trench, contact with runoff of mine materials, and microbial activity all contribute to factors affecting degree of treatment within the PRB. The incorporation of the Pilot Study into a potential remedy for the Pedro Creek Sub-Basin, at its current scale and in absence of other actions, may require some modifications to facilitate handling of high spring inflows and additional treatment to address the transport of released uranium into the shallow groundwater and surface water. | Operation and maintenance cost, including remote monitoring (e.g., transducers, telemetry, and cameras) and performance monitoring (e.g., sampling, analysis, and reporting), ranges between $20,000 to $40,000 per month. The capital cost for the construction of the PRB and STC was approximately $1.2M including the media, trenching, infiltration gallery, cover, and stormwater controls, or roughly $180/cubic yard of reactive media (1,200 cubic yards for the PRB and 5,500 cubic yards for the STC). | System is seep treatment cell effluent to PRB. Treatment media: 50% granular support media, 12.5% chopped alfalfa hay, 37.5% woodchips/shavings. Average hydraulic conductivity of 8.8-116.2 ft/day in the media. Trench excavated to dry, silty-clay, weathered Dinwoody Formation material to prevent groundwater flow from bypassing under the PRB. Eroded overburden was encountered. Media placed to a depth of 2 ft bgs, covered by non-woven geotextile and 2 ft of Dinwoody Formation material. Infiltration gallery was constructed upgradient to the PRB, and overburden was encountered. Infiltration gallery was overexcavated and compacted Dinwoody Formation materials were used on the base and sidewalls to reduce water contact with the overburden. It was backfilled with coarse drain rock and covered with non-woven geotextile and Dinwoody Formation material. PRB is relatively easy to implement with readily available material and equipment but using the technology to treat seeps or shallow groundwater in close proximity to overburden disposal piles should be approached with caution. The presence of run-of-mine shales in and around excavations contributes to mobilization of unwanted constituents (e.g. arsenic, uranium) | The objectives for the Pilot Study are consistent with the preliminary Remedial Action Objectives (RAOs) for groundwater remedies at Conda. Based on observations from the 2019 and 2020 monitoring, modifications were made to the Pilot Study in fall of 2020. In coordination with the Agencies, it was decided that the modification will require further monitoring in 2021 to fully meet the Pilot Study objectives. 2018-2019 start up period had differing conditions from 2020-2021, and the conditions were not considered representative of long term trends, but reflect the capability of the media to rapidly reach redox and geochemical conditions that facilitate microbially mediated reduction. 2020-2021 are operational conditions. The treatment media contributes to total Ar, Fe and Mn concentrations above the MCLs and drinking water standards. Data indicate that the treatment media in the Seep Treatment Cell and PRB is capable of treating water entering the system with total Se concentrations as high as 6.87 mg/L as well as total Cd concentrations up to 0.00847 mg/L to levels below their respective MCLs. | None, other than those presented elsewhere | Effluent from the pretreatment STC (STC-NES5-EF) is the upgradient inflow through the central flow path. Data collection for upgradient/downgradient wells is in some instances shifted by 1-2 days. Reporting on effluents from Well 64 is only considered during the period that effluent from the pretreatment is available for comparison (June 2019-Oct 2021)
Final Treatability Study Findings Report Field-Scale Permeable Reactive Barrier Pilot Study Conda/Woodall Mountain Mine | Conda/Woodall Mountain Mine | IDN001002862 | N/A | N/A | STC-NES5-EF | Former mining site | Permeable reactive barrier (PRB) with seep treatment cell pre-treatment | Passive | Permeable reactive barrier (PRB) | Pre-treatment | Overburden pile in the headwaters areas of Pedro Creek | Y | PRB with pre-treatment | Specific technologies not specified. PRB is chemical and microbially mediated processes that reduce selenate to selenite and then selenium. Treatment media includes a carbon source (i.e. woodchips), alfalfa hay, and inert sand. Seep treatment cell is pre-treatment cell with treatment media. | Access to the groundwater table is needed. Trench excavated through water-bearing zones of alluvial deposits and into underlying weathered bedrock. | Pilot | 2018-2021, modifications made in 2019 to address seepage | Vanadium | V, total | mg/L | N | N/A |  |  |  | 0.008 | 0.0053 | 33.75 | [6 empty] | 0.0245 | 2020 - 2021 Average, from operational period, not whole dataset | Data not provided | Data not provided | 0.00749 | 2020 - 2021 Average, from operational period, not whole dataset | Data not provided | Data not provided | Data not provided | Upgradient | 7.01 | 1.51 | mg/L | 11.2 | °C | Data not provided | N/A | Data not provided | N/A | -122.6 | mV | 2067 | µmhos/cm | Turbidity = 225.61 | NTU | data not provided | data not provided | data not provided | data not provided | data not provided | data not provided | Y | Groundwater Comparison Values: U.S. EPA Residential Tap Water Regional Screening Level, Hazard Index 1.0 0.086 mg/L Assessment of treatment goals based on well-specific averages for 2020-2021 | No samples were collected at STC-NES5-EF between November 2018 and April 2019. | An insufficient amount of time since completion of the Pilot Study to adequately evaluate lifespan of the treatment media. The change in alkalinity can be used as an indicator of change in the ability of the media to treat selenium. Alkalinity remained relatively similar after 2 years of operation indicating that after 2 years of operation the microbially-mediated chemical reduction of selenium remains similar to the study onset. | Design had insufficient capacity to contain the flux of snow melt in addition to seep water. Soils in the area of the PRB are tight. In the future, when in an layered alluvial system, incorporate a gravel "pressure relief/effluent storage" zone on the downgradient edge to allow for increased ability to receive effluent water and/or flow onto the land surface if capacity is reached. The hydrogeological study was performed during fall low flow conditions as were the excavation and installation of the PRB bench. Additional water zones may be present during different water levels, so future design data collection should include a hydrogeological investigation in the spring to better characterize flux and water bearing zones in the aquifer during high water conditions. The PRB increased Ar, Fe, Mn and Ur due to eroded overburden material in the lenses on the walls of the excavation and from the seep and sedimentation basin sediments transferred to the PRB. Oxidizing conditions favorable to mobilization of Ur exist when ORP is above -200 mV. Bicarbonate that is likely dominant in the near neutral pH conditions in the vicinity of the PRB can enhance Ur mobility. Redox cycling from fluctuating water table can cause Ur mobilization. Heterogeneity of groundwater inflow along the trench, contact with runoff of mine materials, and microbial activity all contribute to factors affecting degree of treatment within the PRB. The incorporation of the Pilot Study into a potential remedy for the Pedro Creek Sub-Basin, at its current scale and in absence of other actions, may require some modifications to facilitate handling of high spring inflows and additional treatment to address the transport of released uranium into the shallow groundwater and surface water. | Operation and maintenance cost, including remote monitoring (e.g., transducers, telemetry, and cameras) and performance monitoring (e.g., sampling, analysis, and reporting), ranges between $20,000 to $40,000 per month. The capital cost for the construction of the PRB and STC was approximately $1.2M including the media, trenching, infiltration gallery, cover, and stormwater controls, or roughly $180/cubic yard of reactive media (1,200 cubic yards for the PRB and 5,500 cubic yards for the STC). | System is seep treatment cell effluent to PRB. Treatment media: 50% granular support media, 12.5% chopped alfalfa hay, 37.5% woodchips/shavings. Average hydraulic conductivity of 8.8-116.2 ft/day in the media. Trench excavated to dry, silty-clay, weathered Dinwoody Formation material to prevent groundwater flow from bypassing under the PRB. Eroded overburden was encountered. Media placed to a depth of 2 ft bgs, covered by non-woven geotextile and 2 ft of Dinwoody Formation material. Infiltration gallery was constructed upgradient to the PRB, and overburden was encountered. Infiltration gallery was overexcavated and compacted Dinwoody Formation materials were used on the base and sidewalls to reduce water contact with the overburden. It was backfilled with coarse drain rock and covered with non-woven geotextile and Dinwoody Formation material. PRB is relatively easy to implement with readily available material and equipment but using the technology to treat seeps or shallow groundwater in close proximity to overburden disposal piles should be approached with caution. The presence of run-of-mine shales in and around excavations contributes to mobilization of unwanted constituents (e.g. arsenic, uranium) | The objectives for the Pilot Study are consistent with the preliminary Remedial Action Objectives (RAOs) for groundwater remedies at Conda. Based on observations from the 2019 and 2020 monitoring, modifications were made to the Pilot Study in fall of 2020. In coordination with the Agencies, it was decided that the modification will require further monitoring in 2021 to fully meet the Pilot Study objectives. 2018-2019 start up period had differing conditions from 2020-2021, and the conditions were not considered representative of long term trends, but reflect the capability of the media to rapidly reach redox and geochemical conditions that facilitate microbially mediated reduction. 2020-2021 are operational conditions. The treatment media contributes to total Ar, Fe and Mn concentrations above the MCLs and drinking water standards. Data indicate that the treatment media in the Seep Treatment Cell and PRB is capable of treating water entering the system with total Se concentrations as high as 6.87 mg/L as well as total Cd concentrations up to 0.00847 mg/L to levels below their respective MCLs. | None, other than those presented elsewhere | Effluent from the pretreatment STC (STC-NES5-EF) is the upgradient inflow through the central flow path. Data collection for upgradient/downgradient wells is in some instances shifted by 1-2 days. Reporting on effluents from Well 64 is only considered during the period that effluent from the pretreatment is available for comparison (June 2019-Oct 2021)
Final Treatability Study Findings Report Field-Scale Permeable Reactive Barrier Pilot Study Conda/Woodall Mountain Mine | Conda/Woodall Mountain Mine | IDN001002862 | N/A | N/A | GW-64-MA | Former mining site | Permeable reactive barrier (PRB) with seep treatment cell pre-treatment | Passive | Permeable reactive barrier (PRB) | Pre-treatment | Overburden pile in the headwaters areas of Pedro Creek | Y | PRB with pre-treatment | Specific technologies not specified. PRB is chemical and microbially mediated processes that reduce selenate to selenite and then selenium. Treatment media includes a carbon source (i.e. woodchips), alfalfa hay, and inert sand. Seep treatment cell is pre-treatment cell with treatment media. | Access to the groundwater table is needed. Trench excavated through water-bearing zones of alluvial deposits and into underlying weathered bedrock. | Pilot | 2018-2021, modifications made in 2019 to address seepage | Vanadium | V, dissolved | mg/L | N | N/A | [6 empty] | 0.0188 | 0.014 | -34.2857 |  |  |  | 0.00902 | 2020 - 2021 Average, from operational period, not whole dataset | Data not provided | Data not provided | 0.00699 | 2020 - 2021 Average, from operational period, not whole dataset | Data not provided | Data not provided | Data not provided | Downgradient | 7.19 | 0.15 | mg/L | 10.33 | °C | Data not provided | N/A | Data not provided | N/A | -235.4 | mV | 2852.4 | µmhos/cm | None | N/A | data not provided | data not provided | data not provided | data not provided | data not provided | data not provided | N/A | No groundwater comparison value | No samples were collected at STC-NES5-EF between November 2018 and April 2019. | An insufficient amount of time since completion of the Pilot Study to adequately evaluate lifespan of the treatment media. The change in alkalinity can be used as an indicator of change in the ability of the media to treat selenium. Alkalinity remained relatively similar after 2 years of operation indicating that after 2 years of operation the microbially-mediated chemical reduction of selenium remains similar to the study onset. | Design had insufficient capacity to contain the flux of snow melt in addition to seep water. Soils in the area of the PRB are tight. In the future, when in an layered alluvial system, incorporate a gravel "pressure relief/effluent storage" zone on the downgradient edge to allow for increased ability to receive effluent water and/or flow onto the land surface if capacity is reached. The hydrogeological study was performed during fall low flow conditions as were the excavation and installation of the PRB bench. Additional water zones may be present during different water levels, so future design data collection should include a hydrogeological investigation in the spring to better characterize flux and water bearing zones in the aquifer during high water conditions. The PRB increased Ar, Fe, Mn and Ur due to eroded overburden material in the lenses on the walls of the excavation and from the seep and sedimentation basin sediments transferred to the PRB. Oxidizing conditions favorable to mobilization of Ur exist when ORP is above -200 mV. Bicarbonate that is likely dominant in the near neutral pH conditions in the vicinity of the PRB can enhance Ur mobility. Redox cycling from fluctuating water table can cause Ur mobilization. Heterogeneity of groundwater inflow along the trench, contact with runoff of mine materials, and microbial activity all contribute to factors affecting degree of treatment within the PRB. The incorporation of the Pilot Study into a potential remedy for the Pedro Creek Sub-Basin, at its current scale and in absence of other actions, may require some modifications to facilitate handling of high spring inflows and additional treatment to address the transport of released uranium into the shallow groundwater and surface water. | Operation and maintenance cost, including remote monitoring (e.g., transducers, telemetry, and cameras) and performance monitoring (e.g., sampling, analysis, and reporting), ranges between $20,000 to $40,000 per month. The capital cost for the construction of the PRB and STC was approximately $1.2M including the media, trenching, infiltration gallery, cover, and stormwater controls, or roughly $180/cubic yard of reactive media (1,200 cubic yards for the PRB and 5,500 cubic yards for the STC). | System is seep treatment cell effluent to PRB. Treatment media: 50% granular support media, 12.5% chopped alfalfa hay, 37.5% woodchips/shavings. Average hydraulic conductivity of 8.8-116.2 ft/day in the media. Trench excavated to dry, silty-clay, weathered Dinwoody Formation material to prevent groundwater flow from bypassing under the PRB. Eroded overburden was encountered. Media placed to a depth of 2 ft bgs, covered by non-woven geotextile and 2 ft of Dinwoody Formation material. Infiltration gallery was constructed upgradient to the PRB, and overburden was encountered. Infiltration gallery was overexcavated and compacted Dinwoody Formation materials were used on the base and sidewalls to reduce water contact with the overburden. It was backfilled with coarse drain rock and covered with non-woven geotextile and Dinwoody Formation material. PRB is relatively easy to implement with readily available material and equipment but using the technology to treat seeps or shallow groundwater in close proximity to overburden disposal piles should be approached with caution. The presence of run-of-mine shales in and around excavations contributes to mobilization of unwanted constituents (e.g. arsenic, uranium) | The objectives for the Pilot Study are consistent with the preliminary Remedial Action Objectives (RAOs) for groundwater remedies at Conda. Based on observations from the 2019 and 2020 monitoring, modifications were made to the Pilot Study in fall of 2020. In coordination with the Agencies, it was decided that the modification will require further monitoring in 2021 to fully meet the Pilot Study objectives. 2018-2019 start up period had differing conditions from 2020-2021, and the conditions were not considered representative of long term trends, but reflect the capability of the media to rapidly reach redox and geochemical conditions that facilitate microbially mediated reduction. 2020-2021 are operational conditions. The treatment media contributes to total Ar, Fe and Mn concentrations above the MCLs and drinking water standards. Data indicate that the treatment media in the Seep Treatment Cell and PRB is capable of treating water entering the system with total Se concentrations as high as 6.87 mg/L as well as total Cd concentrations up to 0.00847 mg/L to levels below their respective MCLs. | None, other than those presented elsewhere | Effluent from the pretreatment STC (STC-NES5-EF) is the upgradient inflow through the central flow path. Data collection for upgradient/downgradient wells is in some instances shifted by 1-2 days. Reporting on effluents from Well 64 is only considered during the period that effluent from the pretreatment is available for comparison (June 2019-Oct 2021)
Final Treatability Study Findings Report Field-Scale Permeable Reactive Barrier Pilot Study Conda/Woodall Mountain Mine | Conda/Woodall Mountain Mine | IDN001002862 | N/A | N/A | GW-64-MA | Former mining site | Permeable reactive barrier (PRB) with seep treatment cell pre-treatment | Passive | Permeable reactive barrier (PRB) | Pre-treatment | Overburden pile in the headwaters areas of Pedro Creek | Y | PRB with pre-treatment | Specific technologies not specified. PRB is chemical and microbially mediated processes that reduce selenate to selenite and then selenium. Treatment media includes a carbon source (i.e. woodchips), alfalfa hay, and inert sand. Seep treatment cell is pre-treatment cell with treatment media. | Access to the groundwater table is needed. Trench excavated through water-bearing zones of alluvial deposits and into underlying weathered bedrock. | Pilot | 2018-2021, modifications made in 2019 to address seepage | Vanadium | V, total | mg/L | N | N/A | [6 empty] | 0.0185 | 0.0517 | 64.2166 |  |  |  | 0.0245 | 2020 - 2021 Average, from operational period, not whole dataset | Data not provided | Data not provided | 0.00749 | 2020 - 2021 Average, from operational period, not whole dataset | Data not provided | Data not provided | Data not provided | Downgradient | 7.19 | 0.15 | mg/L | 10.33 | °C | Data not provided | N/A | Data not provided | N/A | -235.4 | mV | 2852.4 | µmhos/cm | None | N/A | data not provided | data not provided | data not provided | data not provided | data not provided | data not provided | Y | Groundwater Comparison Values: U.S. EPA Residential Tap Water Regional Screening Level, Hazard Index 1.0 0.086 mg/L Assessment of treatment goals based on well-specific averages for 2020-2021 | No samples were collected at STC-NES5-EF between November 2018 and April 2019. | An insufficient amount of time since completion of the Pilot Study to adequately evaluate lifespan of the treatment media. The change in alkalinity can be used as an indicator of change in the ability of the media to treat selenium. Alkalinity remained relatively similar after 2 years of operation indicating that after 2 years of operation the microbially-mediated chemical reduction of selenium remains similar to the study onset. | Design had insufficient capacity to contain the flux of snow melt in addition to seep water. Soils in the area of the PRB are tight. In the future, when in an layered alluvial system, incorporate a gravel "pressure relief/effluent storage" zone on the downgradient edge to allow for increased ability to receive effluent water and/or flow onto the land surface if capacity is reached. The hydrogeological study was performed during fall low flow conditions as were the excavation and installation of the PRB bench. Additional water zones may be present during different water levels, so future design data collection should include a hydrogeological investigation in the spring to better characterize flux and water bearing zones in the aquifer during high water conditions. The PRB increased Ar, Fe, Mn and Ur due to eroded overburden material in the lenses on the walls of the excavation and from the seep and sedimentation basin sediments transferred to the PRB. Oxidizing conditions favorable to mobilization of Ur exist when ORP is above -200 mV. Bicarbonate that is likely dominant in the near neutral pH conditions in the vicinity of the PRB can enhance Ur mobility. Redox cycling from fluctuating water table can cause Ur mobilization. Heterogeneity of groundwater inflow along the trench, contact with runoff of mine materials, and microbial activity all contribute to factors affecting degree of treatment within the PRB. The incorporation of the Pilot Study into a potential remedy for the Pedro Creek Sub-Basin, at its current scale and in absence of other actions, may require some modifications to facilitate handling of high spring inflows and additional treatment to address the transport of released uranium into the shallow groundwater and surface water. | Operation and maintenance cost, including remote monitoring (e.g., transducers, telemetry, and cameras) and performance monitoring (e.g., sampling, analysis, and reporting), ranges between $20,000 to $40,000 per month. The capital cost for the construction of the PRB and STC was approximately $1.2M including the media, trenching, infiltration gallery, cover, and stormwater controls, or roughly $180/cubic yard of reactive media (1,200 cubic yards for the PRB and 5,500 cubic yards for the STC). | System is seep treatment cell effluent to PRB. Treatment media: 50% granular support media, 12.5% chopped alfalfa hay, 37.5% woodchips/shavings. Average hydraulic conductivity of 8.8-116.2 ft/day in the media. Trench excavated to dry, silty-clay, weathered Dinwoody Formation material to prevent groundwater flow from bypassing under the PRB. Eroded overburden was encountered. Media placed to a depth of 2 ft bgs, covered by non-woven geotextile and 2 ft of Dinwoody Formation material. Infiltration gallery was constructed upgradient to the PRB, and overburden was encountered. Infiltration gallery was overexcavated and compacted Dinwoody Formation materials were used on the base and sidewalls to reduce water contact with the overburden. It was backfilled with coarse drain rock and covered with non-woven geotextile and Dinwoody Formation material. PRB is relatively easy to implement with readily available material and equipment but using the technology to treat seeps or shallow groundwater in close proximity to overburden disposal piles should be approached with caution. The presence of run-of-mine shales in and around excavations contributes to mobilization of unwanted constituents (e.g. arsenic, uranium) | The objectives for the Pilot Study are consistent with the preliminary Remedial Action Objectives (RAOs) for groundwater remedies at Conda. Based on observations from the 2019 and 2020 monitoring, modifications were made to the Pilot Study in fall of 2020. In coordination with the Agencies, it was decided that the modification will require further monitoring in 2021 to fully meet the Pilot Study objectives. 2018-2019 start up period had differing conditions from 2020-2021, and the conditions were not considered representative of long term trends, but reflect the capability of the media to rapidly reach redox and geochemical conditions that facilitate microbially mediated reduction. 2020-2021 are operational conditions. The treatment media contributes to total Ar, Fe and Mn concentrations above the MCLs and drinking water standards. Data indicate that the treatment media in the Seep Treatment Cell and PRB is capable of treating water entering the system with total Se concentrations as high as 6.87 mg/L as well as total Cd concentrations up to 0.00847 mg/L to levels below their respective MCLs. | None, other than those presented elsewhere | Effluent from the pretreatment STC (STC-NES5-EF) is the upgradient inflow through the central flow path. Data collection for upgradient/downgradient wells is in some instances shifted by 1-2 days. Reporting on effluents from Well 64 is only considered during the period that effluent from the pretreatment is available for comparison (June 2019-Oct 2021)
Final Treatability Study Findings Report Field-Scale Permeable Reactive Barrier Pilot Study Conda/Woodall Mountain Mine | Conda/Woodall Mountain Mine | IDN001002862 | N/A | N/A | GW-64-MA | Former mining site | Permeable reactive barrier (PRB) with seep treatment cell pre-treatment | Passive | Permeable reactive barrier (PRB) | Pre-treatment | Overburden pile in the headwaters areas of Pedro Creek | Y | PRB with pre-treatment | Specific technologies not specified. PRB is chemical and microbially mediated processes that reduce selenate to selenite and then selenium. Treatment media includes a carbon source (i.e. woodchips), alfalfa hay, and inert sand. Seep treatment cell is pre-treatment cell with treatment media. | Access to the groundwater table is needed. Trench excavated through water-bearing zones of alluvial deposits and into underlying weathered bedrock. | Pilot | 2018-2021, modifications made in 2019 to address seepage | Vanadium | V, dissolved | mg/L | N | N/A | [9 empty] | 0.0043 | 0.0179 | 75.9777 | 0.00902 | 2020 - 2021 Average, from operational period, not whole dataset | Data not provided | Data not provided | 0.00699 | 2020 - 2021 Average, from operational period, not whole dataset | Data not provided | Data not provided | Data not provided | Downgradient | 6.87 | 0.15 | mg/L | 8.23 | °C | Data not provided | N/A | Data not provided | N/A | -115.6 | mV | 2788.9 | µmhos/cm | Turbidity = 4.96 | NTU | data not provided | data not provided | data not provided | data not provided | data not provided | data not provided | N/A | No groundwater comparison value | No samples were collected at STC-NES5-EF between November 2018 and April 2019. | An insufficient amount of time since completion of the Pilot Study to adequately evaluate lifespan of the treatment media. The change in alkalinity can be used as an indicator of change in the ability of the media to treat selenium. Alkalinity remained relatively similar after 2 years of operation indicating that after 2 years of operation the microbially-mediated chemical reduction of selenium remains similar to the study onset. | Design had insufficient capacity to contain the flux of snow melt in addition to seep water. Soils in the area of the PRB are tight. In the future, when in an layered alluvial system, incorporate a gravel "pressure relief/effluent storage" zone on the downgradient edge to allow for increased ability to receive effluent water and/or flow onto the land surface if capacity is reached. The hydrogeological study was performed during fall low flow conditions as were the excavation and installation of the PRB bench. Additional water zones may be present during different water levels, so future design data collection should include a hydrogeological investigation in the spring to better characterize flux and water bearing zones in the aquifer during high water conditions. The PRB increased Ar, Fe, Mn and Ur due to eroded overburden material in the lenses on the walls of the excavation and from the seep and sedimentation basin sediments transferred to the PRB. Oxidizing conditions favorable to mobilization of Ur exist when ORP is above -200 mV. Bicarbonate that is likely dominant in the near neutral pH conditions in the vicinity of the PRB can enhance Ur mobility. Redox cycling from fluctuating water table can cause Ur mobilization. Heterogeneity of groundwater inflow along the trench, contact with runoff of mine materials, and microbial activity all contribute to factors affecting degree of treatment within the PRB. The incorporation of the Pilot Study into a potential remedy for the Pedro Creek Sub-Basin, at its current scale and in absence of other actions, may require some modifications to facilitate handling of high spring inflows and additional treatment to address the transport of released uranium into the shallow groundwater and surface water. | Operation and maintenance cost, including remote monitoring (e.g., transducers, telemetry, and cameras) and performance monitoring (e.g., sampling, analysis, and reporting), ranges between $20,000 to $40,000 per month. The capital cost for the construction of the PRB and STC was approximately $1.2M including the media, trenching, infiltration gallery, cover, and stormwater controls, or roughly $180/cubic yard of reactive media (1,200 cubic yards for the PRB and 5,500 cubic yards for the STC). | System is seep treatment cell effluent to PRB. Treatment media: 50% granular support media, 12.5% chopped alfalfa hay, 37.5% woodchips/shavings. Average hydraulic conductivity of 8.8-116.2 ft/day in the media. Trench excavated to dry, silty-clay, weathered Dinwoody Formation material to prevent groundwater flow from bypassing under the PRB. Eroded overburden was encountered. Media placed to a depth of 2 ft bgs, covered by non-woven geotextile and 2 ft of Dinwoody Formation material. Infiltration gallery was constructed upgradient to the PRB, and overburden was encountered. Infiltration gallery was overexcavated and compacted Dinwoody Formation materials were used on the base and sidewalls to reduce water contact with the overburden. It was backfilled with coarse drain rock and covered with non-woven geotextile and Dinwoody Formation material. PRB is relatively easy to implement with readily available material and equipment but using the technology to treat seeps or shallow groundwater in close proximity to overburden disposal piles should be approached with caution. The presence of run-of-mine shales in and around excavations contributes to mobilization of unwanted constituents (e.g. arsenic, uranium) | The objectives for the Pilot Study are consistent with the preliminary Remedial Action Objectives (RAOs) for groundwater remedies at Conda. Based on observations from the 2019 and 2020 monitoring, modifications were made to the Pilot Study in fall of 2020. In coordination with the Agencies, it was decided that the modification will require further monitoring in 2021 to fully meet the Pilot Study objectives. 2018-2019 start up period had differing conditions from 2020-2021, and the conditions were not considered representative of long term trends, but reflect the capability of the media to rapidly reach redox and geochemical conditions that facilitate microbially mediated reduction. 2020-2021 are operational conditions. The treatment media contributes to total Ar, Fe and Mn concentrations above the MCLs and drinking water standards. Data indicate that the treatment media in the Seep Treatment Cell and PRB is capable of treating water entering the system with total Se concentrations as high as 6.87 mg/L as well as total Cd concentrations up to 0.00847 mg/L to levels below their respective MCLs. | None, other than those presented elsewhere | Effluent from the pretreatment STC (STC-NES5-EF) is the upgradient inflow through the central flow path. Data collection for upgradient/downgradient wells is in some instances shifted by 1-2 days. Reporting on effluents from Well 64 is only considered during the period that effluent from the pretreatment is available for comparison (June 2019-Oct 2021)
Final Treatability Study Findings Report Field-Scale Permeable Reactive Barrier Pilot Study Conda/Woodall Mountain Mine | Conda/Woodall Mountain Mine | IDN001002862 | N/A | N/A | GW-64-MA | Former mining site | Permeable reactive barrier (PRB) with seep treatment cell pre-treatment | Passive | Permeable reactive barrier (PRB) | Pre-treatment | Overburden pile in the headwaters areas of Pedro Creek | Y | PRB with pre-treatment | Specific technologies not specified. PRB is chemical and microbially mediated processes that reduce selenate to selenite and then selenium. Treatment media includes a carbon source (i.e. woodchips), alfalfa hay, and inert sand. Seep treatment cell is pre-treatment cell with treatment media. | Access to the groundwater table is needed. Trench excavated through water-bearing zones of alluvial deposits and into underlying weathered bedrock. | Pilot | 2018-2021, modifications made in 2019 to address seepage | Vanadium | V, total | mg/L | N | N/A | [9 empty] | 0.0053 | 0.008 | 33.75 | 0.0245 | 2020 - 2021 Average, from operational period, not whole dataset | Data not provided | Data not provided | 0.00749 | 2020 - 2021 Average, from operational period, not whole dataset | Data not provided | Data not provided | Data not provided | Downgradient | 6.97 | 0.16 | mg/L | 7.1 | °C | Data not provided | N/A | Data not provided | N/A | -192.2 | mV | 2902 | µmhos/cm | Turbidity = 3.48 | NTU | data not provided | data not provided | data not provided | data not provided | data not provided | data not provided | Y | Groundwater Comparison Values: U.S. EPA Residential Tap Water Regional Screening Level, Hazard Index 1.0 0.086 mg/L Assessment of treatment goals based on well-specific averages for 2020-2021 | No samples were collected at STC-NES5-EF between November 2018 and April 2019. | An insufficient amount of time since completion of the Pilot Study to adequately evaluate lifespan of the treatment media. The change in alkalinity can be used as an indicator of change in the ability of the media to treat selenium. Alkalinity remained relatively similar after 2 years of operation indicating that after 2 years of operation the microbially-mediated chemical reduction of selenium remains similar to the study onset. | Design had insufficient capacity to contain the flux of snow melt in addition to seep water. Soils in the area of the PRB are tight. In the future, when in an layered alluvial system, incorporate a gravel "pressure relief/effluent storage" zone on the downgradient edge to allow for increased ability to receive effluent water and/or flow onto the land surface if capacity is reached. The hydrogeological study was performed during fall low flow conditions as were the excavation and installation of the PRB bench. Additional water zones may be present during different water levels, so future design data collection should include a hydrogeological investigation in the spring to better characterize flux and water bearing zones in the aquifer during high water conditions. The PRB increased Ar, Fe, Mn and Ur due to eroded overburden material in the lenses on the walls of the excavation and from the seep and sedimentation basin sediments transferred to the PRB. Oxidizing conditions favorable to mobilization of Ur exist when ORP is above -200 mV. Bicarbonate that is likely dominant in the near neutral pH conditions in the vicinity of the PRB can enhance Ur mobility. Redox cycling from fluctuating water table can cause Ur mobilization. Heterogeneity of groundwater inflow along the trench, contact with runoff of mine materials, and microbial activity all contribute to factors affecting degree of treatment within the PRB. The incorporation of the Pilot Study into a potential remedy for the Pedro Creek Sub-Basin, at its current scale and in absence of other actions, may require some modifications to facilitate handling of high spring inflows and additional treatment to address the transport of released uranium into the shallow groundwater and surface water. | Operation and maintenance cost, including remote monitoring (e.g., transducers, telemetry, and cameras) and performance monitoring (e.g., sampling, analysis, and reporting), ranges between $20,000 to $40,000 per month. The capital cost for the construction of the PRB and STC was approximately $1.2M including the media, trenching, infiltration gallery, cover, and stormwater controls, or roughly $180/cubic yard of reactive media (1,200 cubic yards for the PRB and 5,500 cubic yards for the STC). | System is seep treatment cell effluent to PRB. Treatment media: 50% granular support media, 12.5% chopped alfalfa hay, 37.5% woodchips/shavings. Average hydraulic conductivity of 8.8-116.2 ft/day in the media. Trench excavated to dry, silty-clay, weathered Dinwoody Formation material to prevent groundwater flow from bypassing under the PRB. Eroded overburden was encountered. Media placed to a depth of 2 ft bgs, covered by non-woven geotextile and 2 ft of Dinwoody Formation material. Infiltration gallery was constructed upgradient to the PRB, and overburden was encountered. Infiltration gallery was overexcavated and compacted Dinwoody Formation materials were used on the base and sidewalls to reduce water contact with the overburden. It was backfilled with coarse drain rock and covered with non-woven geotextile and Dinwoody Formation material. PRB is relatively easy to implement with readily available material and equipment but using the technology to treat seeps or shallow groundwater in close proximity to overburden disposal piles should be approached with caution. The presence of run-of-mine shales in and around excavations contributes to mobilization of unwanted constituents (e.g. arsenic, uranium) | The objectives for the Pilot Study are consistent with the preliminary Remedial Action Objectives (RAOs) for groundwater remedies at Conda. Based on observations from the 2019 and 2020 monitoring, modifications were made to the Pilot Study in fall of 2020. In coordination with the Agencies, it was decided that the modification will require further monitoring in 2021 to fully meet the Pilot Study objectives. 2018-2019 start up period had differing conditions from 2020-2021, and the conditions were not considered representative of long term trends, but reflect the capability of the media to rapidly reach redox and geochemical conditions that facilitate microbially mediated reduction. 2020-2021 are operational conditions. The treatment media contributes to total Ar, Fe and Mn concentrations above the MCLs and drinking water standards. Data indicate that the treatment media in the Seep Treatment Cell and PRB is capable of treating water entering the system with total Se concentrations as high as 6.87 mg/L as well as total Cd concentrations up to 0.00847 mg/L to levels below their respective MCLs. | None, other than those presented elsewhere | Effluent from the pretreatment STC (STC-NES5-EF) is the upgradient inflow through the central flow path. Data collection for upgradient/downgradient wells is in some instances shifted by 1-2 days. Reporting on effluents from Well 64 is only considered during the period that effluent from the pretreatment is available for comparison (June 2019-Oct 2021)
Final Treatability Study Findings Report Field-Scale Permeable Reactive Barrier Pilot Study Conda/Woodall Mountain Mine | Conda/Woodall Mountain Mine | IDN001002862 | N/A | N/A | STC-NES5-EF | Former mining site | Permeable reactive barrier (PRB) with seep treatment cell pre-treatment | Passive | Permeable reactive barrier (PRB) | Pre-treatment | Overburden pile in the headwaters areas of Pedro Creek | Y | PRB with pre-treatment | Specific technologies not specified. PRB is chemical and microbially mediated processes that reduce selenate to selenite and then selenium. Treatment media includes a carbon source (i.e. woodchips), alfalfa hay, and inert sand. Seep treatment cell is pre-treatment cell with treatment media. | Access to the groundwater table is needed. Trench excavated through water-bearing zones of alluvial deposits and into underlying weathered bedrock. | Pilot | 2018-2021, modifications made in 2019 to address seepage | Zinc | Zn, dissolved | mg/L | N | N/A | 0.0189 | 0.003 | 84.127 | [9 empty] | 0.0024 | 2020 - 2021 Average, from operational period, not whole dataset | Data not provided | Data not provided | 0.0024 | 2020 - 2021 Average, from operational period, not whole dataset | Data not provided | Data not provided | Data not provided | Upgradient | 6.67 | 4.08 | mg/L | 11.5 | °C | Data not provided | N/A | Data not provided | N/A | -76.5 | mV | 3328 | µmhos/cm | Turbidity = 205 | NTU | data not provided | data not provided | data not provided | data not provided | data not provided | data not provided | N/A | No groundwater comparison value | No samples were collected at STC-NES5-EF between November 2018 and April 2019. | An insufficient amount of time since completion of the Pilot Study to adequately evaluate lifespan of the treatment media. The change in alkalinity can be used as an indicator of change in the ability of the media to treat selenium. Alkalinity remained relatively similar after 2 years of operation indicating that after 2 years of operation the microbially-mediated chemical reduction of selenium remains similar to the study onset. | Design had insufficient capacity to contain the flux of snow melt in addition to seep water. Soils in the area of the PRB are tight. In the future, when in an layered alluvial system, incorporate a gravel "pressure relief/effluent storage" zone on the downgradient edge to allow for increased ability to receive effluent water and/or flow onto the land surface if capacity is reached. The hydrogeological study was performed during fall low flow conditions as were the excavation and installation of the PRB bench. Additional water zones may be present during different water levels, so future design data collection should include a hydrogeological investigation in the spring to better characterize flux and water bearing zones in the aquifer during high water conditions. The PRB increased Ar, Fe, Mn and Ur due to eroded overburden material in the lenses on the walls of the excavation and from the seep and sedimentation basin sediments transferred to the PRB. Oxidizing conditions favorable to mobilization of Ur exist when ORP is above -200 mV. Bicarbonate that is likely dominant in the near neutral pH conditions in the vicinity of the PRB can enhance Ur mobility. Redox cycling from fluctuating water table can cause Ur mobilization. Heterogeneity of groundwater inflow along the trench, contact with runoff of mine materials, and microbial activity all contribute to factors affecting degree of treatment within the PRB. The incorporation of the Pilot Study into a potential remedy for the Pedro Creek Sub-Basin, at its current scale and in absence of other actions, may require some modifications to facilitate handling of high spring inflows and additional treatment to address the transport of released uranium into the shallow groundwater and surface water. | Operation and maintenance cost, including remote monitoring (e.g., transducers, telemetry, and cameras) and performance monitoring (e.g., sampling, analysis, and reporting), ranges between $20,000 to $40,000 per month. The capital cost for the construction of the PRB and STC was approximately $1.2M including the media, trenching, infiltration gallery, cover, and stormwater controls, or roughly $180/cubic yard of reactive media (1,200 cubic yards for the PRB and 5,500 cubic yards for the STC). | System is seep treatment cell effluent to PRB. Treatment media: 50% granular support media, 12.5% chopped alfalfa hay, 37.5% woodchips/shavings. Average hydraulic conductivity of 8.8-116.2 ft/day in the media. Trench excavated to dry, silty-clay, weathered Dinwoody Formation material to prevent groundwater flow from bypassing under the PRB. Eroded overburden was encountered. Media placed to a depth of 2 ft bgs, covered by non-woven geotextile and 2 ft of Dinwoody Formation material. Infiltration gallery was constructed upgradient to the PRB, and overburden was encountered. Infiltration gallery was overexcavated and compacted Dinwoody Formation materials were used on the base and sidewalls to reduce water contact with the overburden. It was backfilled with coarse drain rock and covered with non-woven geotextile and Dinwoody Formation material. PRB is relatively easy to implement with readily available material and equipment but using the technology to treat seeps or shallow groundwater in close proximity to overburden disposal piles should be approached with caution. The presence of run-of-mine shales in and around excavations contributes to mobilization of unwanted constituents (e.g. arsenic, uranium) | The objectives for the Pilot Study are consistent with the preliminary Remedial Action Objectives (RAOs) for groundwater remedies at Conda. Based on observations from the 2019 and 2020 monitoring, modifications were made to the Pilot Study in fall of 2020. In coordination with the Agencies, it was decided that the modification will require further monitoring in 2021 to fully meet the Pilot Study objectives. 2018-2019 start up period had differing conditions from 2020-2021, and the conditions were not considered representative of long term trends, but reflect the capability of the media to rapidly reach redox and geochemical conditions that facilitate microbially mediated reduction. 2020-2021 are operational conditions. The treatment media contributes to total Ar, Fe and Mn concentrations above the MCLs and drinking water standards. Data indicate that the treatment media in the Seep Treatment Cell and PRB is capable of treating water entering the system with total Se concentrations as high as 6.87 mg/L as well as total Cd concentrations up to 0.00847 mg/L to levels below their respective MCLs. | None, other than those presented elsewhere | Effluent from the pretreatment STC (STC-NES5-EF) is the upgradient inflow through the central flow path. Data collection for upgradient/downgradient wells is in some instances shifted by 1-2 days. Reporting on effluents from Well 64 is only considered during the period that effluent from the pretreatment is available for comparison (June 2019-Oct 2021)
Final Treatability Study Findings Report Field-Scale Permeable Reactive Barrier Pilot Study Conda/Woodall Mountain Mine | Conda/Woodall Mountain Mine | IDN001002862 | N/A | N/A | STC-NES5-EF | Former mining site | Permeable reactive barrier (PRB) with seep treatment cell pre-treatment | Passive | Permeable reactive barrier (PRB) | Pre-treatment | Overburden pile in the headwaters areas of Pedro Creek | Y | PRB with pre-treatment | Specific technologies not specified. PRB is chemical and microbially mediated processes that reduce selenate to selenite and then selenium. Treatment media includes a carbon source (i.e. woodchips), alfalfa hay, and inert sand. Seep treatment cell is pre-treatment cell with treatment media. | Access to the groundwater table is needed. Trench excavated through water-bearing zones of alluvial deposits and into underlying weathered bedrock. | Pilot | 2018-2021, modifications made in 2019 to address seepage | Zinc | Zn, total | mg/L | N | N/A | 0.169 | 0.0055 | 96.7456 | [9 empty] | 0.0027 | 2020 - 2021 Average, from operational period, not whole dataset | Data not provided | Data not provided | 0.0032 | 2020 - 2021 Average, from operational period, not whole dataset | Data not provided | Data not provided | Data not provided | Upgradient | 7.04 | 0.02 | mg/L | 17.02 | °C | Data not provided | N/A | Data not provided | N/A | -234.9 | mV | 534.32 | µmhos/cm | Turbidity = 164.4 | NTU | data not provided | data not provided | data not provided | data not provided | data not provided | data not provided | Y | Groundwater Comparison Value: U.S. EPA MCL 3.13 mg/L Assessment of treatment goals based on well-specific averages for 2020-2021 | No samples were collected at STC-NES5-EF between November 2018 and April 2019. | An insufficient amount of time since completion of the Pilot Study to adequately evaluate lifespan of the treatment media. The change in alkalinity can be used as an indicator of change in the ability of the media to treat selenium. Alkalinity remained relatively similar after 2 years of operation indicating that after 2 years of operation the microbially-mediated chemical reduction of selenium remains similar to the study onset. | Design had insufficient capacity to contain the flux of snow melt in addition to seep water. Soils in the area of the PRB are tight. In the future, when in an layered alluvial system, incorporate a gravel "pressure relief/effluent storage" zone on the downgradient edge to allow for increased ability to receive effluent water and/or flow onto the land surface if capacity is reached. The hydrogeological study was performed during fall low flow conditions as were the excavation and installation of the PRB bench. Additional water zones may be present during different water levels, so future design data collection should include a hydrogeological investigation in the spring to better characterize flux and water bearing zones in the aquifer during high water conditions. The PRB increased Ar, Fe, Mn and Ur due to eroded overburden material in the lenses on the walls of the excavation and from the seep and sedimentation basin sediments transferred to the PRB. Oxidizing conditions favorable to mobilization of Ur exist when ORP is above -200 mV. Bicarbonate that is likely dominant in the near neutral pH conditions in the vicinity of the PRB can enhance Ur mobility. Redox cycling from fluctuating water table can cause Ur mobilization. Heterogeneity of groundwater inflow along the trench, contact with runoff of mine materials, and microbial activity all contribute to factors affecting degree of treatment within the PRB. The incorporation of the Pilot Study into a potential remedy for the Pedro Creek Sub-Basin, at its current scale and in absence of other actions, may require some modifications to facilitate handling of high spring inflows and additional treatment to address the transport of released uranium into the shallow groundwater and surface water. | Operation and maintenance cost, including remote monitoring (e.g., transducers, telemetry, and cameras) and performance monitoring (e.g., sampling, analysis, and reporting), ranges between $20,000 to $40,000 per month. The capital cost for the construction of the PRB and STC was approximately $1.2M including the media, trenching, infiltration gallery, cover, and stormwater controls, or roughly $180/cubic yard of reactive media (1,200 cubic yards for the PRB and 5,500 cubic yards for the STC). | System is seep treatment cell effluent to PRB. Treatment media: 50% granular support media, 12.5% chopped alfalfa hay, 37.5% woodchips/shavings. Average hydraulic conductivity of 8.8-116.2 ft/day in the media. Trench excavated to dry, silty-clay, weathered Dinwoody Formation material to prevent groundwater flow from bypassing under the PRB. Eroded overburden was encountered. Media placed to a depth of 2 ft bgs, covered by non-woven geotextile and 2 ft of Dinwoody Formation material. Infiltration gallery was constructed upgradient to the PRB, and overburden was encountered. Infiltration gallery was overexcavated and compacted Dinwoody Formation materials were used on the base and sidewalls to reduce water contact with the overburden. It was backfilled with coarse drain rock and covered with non-woven geotextile and Dinwoody Formation material. PRB is relatively easy to implement with readily available material and equipment but using the technology to treat seeps or shallow groundwater in close proximity to overburden disposal piles should be approached with caution. The presence of run-of-mine shales in and around excavations contributes to mobilization of unwanted constituents (e.g. arsenic, uranium) | The objectives for the Pilot Study are consistent with the preliminary Remedial Action Objectives (RAOs) for groundwater remedies at Conda. Based on observations from the 2019 and 2020 monitoring, modifications were made to the Pilot Study in fall of 2020. In coordination with the Agencies, it was decided that the modification will require further monitoring in 2021 to fully meet the Pilot Study objectives. 2018-2019 start up period had differing conditions from 2020-2021, and the conditions were not considered representative of long term trends, but reflect the capability of the media to rapidly reach redox and geochemical conditions that facilitate microbially mediated reduction. 2020-2021 are operational conditions. The treatment media contributes to total Ar, Fe and Mn concentrations above the MCLs and drinking water standards. Data indicate that the treatment media in the Seep Treatment Cell and PRB is capable of treating water entering the system with total Se concentrations as high as 6.87 mg/L as well as total Cd concentrations up to 0.00847 mg/L to levels below their respective MCLs. | None, other than those presented elsewhere | Effluent from the pretreatment STC (STC-NES5-EF) is the upgradient inflow through the central flow path. Data collection for upgradient/downgradient wells is in some instances shifted by 1-2 days. Reporting on effluents from Well 64 is only considered during the period that effluent from the pretreatment is available for comparison (June 2019-Oct 2021)
Final Treatability Study Findings Report Field-Scale Permeable Reactive Barrier Pilot Study Conda/Woodall Mountain Mine | Conda/Woodall Mountain Mine | IDN001002862 | N/A | N/A | STC-NES5-EF | Former mining site | Permeable reactive barrier (PRB) with seep treatment cell pre-treatment | Passive | Permeable reactive barrier (PRB) | Pre-treatment | Overburden pile in the headwaters areas of Pedro Creek | Y | PRB with pre-treatment | Specific technologies not specified. PRB is chemical and microbially mediated processes that reduce selenate to selenite and then selenium. Treatment media includes a carbon source (i.e. woodchips), alfalfa hay, and inert sand. Seep treatment cell is pre-treatment cell with treatment media. | Access to the groundwater table is needed. Trench excavated through water-bearing zones of alluvial deposits and into underlying weathered bedrock. | Pilot | 2018-2021, modifications made in 2019 to address seepage | Zinc | Zn, dissolved | mg/L | N | N/A |  |  |  | ND | ND | Not Applicable | [6 empty] | 0.0024 | 2020 - 2021 Average, from operational period, not whole dataset | Data not provided | Data not provided | 0.0024 | 2020 - 2021 Average, from operational period, not whole dataset | Data not provided | Data not provided | Data not provided | Upgradient | 7.00–7.53 | 0.02–5.54 | mg/L | 6.5–17.8 | °C | Data not provided | N/A | Data not provided | N/A | (-)234.9–(-)79.6 | mV | 534.32–3,099 | µmhos/cm | Turbidity = 5.92–225.61 | NTU | data not provided | data not provided | data not provided | data not provided | data not provided | data not provided | N/A | No groundwater comparison value | No samples were collected at STC-NES5-EF between November 2018 and April 2019. | An insufficient amount of time since completion of the Pilot Study to adequately evaluate lifespan of the treatment media. The change in alkalinity can be used as an indicator of change in the ability of the media to treat selenium. Alkalinity remained relatively similar after 2 years of operation indicating that after 2 years of operation the microbially-mediated chemical reduction of selenium remains similar to the study onset. | Design had insufficient capacity to contain the flux of snow melt in addition to seep water. Soils in the area of the PRB are tight. In the future, when in an layered alluvial system, incorporate a gravel "pressure relief/effluent storage" zone on the downgradient edge to allow for increased ability to receive effluent water and/or flow onto the land surface if capacity is reached. The hydrogeological study was performed during fall low flow conditions as were the excavation and installation of the PRB bench. Additional water zones may be present during different water levels, so future design data collection should include a hydrogeological investigation in the spring to better characterize flux and water bearing zones in the aquifer during high water conditions. The PRB increased Ar, Fe, Mn and Ur due to eroded overburden material in the lenses on the walls of the excavation and from the seep and sedimentation basin sediments transferred to the PRB. Oxidizing conditions favorable to mobilization of Ur exist when ORP is above -200 mV. Bicarbonate that is likely dominant in the near neutral pH conditions in the vicinity of the PRB can enhance Ur mobility. Redox cycling from fluctuating water table can cause Ur mobilization. Heterogeneity of groundwater inflow along the trench, contact with runoff of mine materials, and microbial activity all contribute to factors affecting degree of treatment within the PRB. The incorporation of the Pilot Study into a potential remedy for the Pedro Creek Sub-Basin, at its current scale and in absence of other actions, may require some modifications to facilitate handling of high spring inflows and additional treatment to address the transport of released uranium into the shallow groundwater and surface water. | Operation and maintenance cost, including remote monitoring (e.g., transducers, telemetry, and cameras) and performance monitoring (e.g., sampling, analysis, and reporting), ranges between $20,000 to $40,000 per month. The capital cost for the construction of the PRB and STC was approximately $1.2M including the media, trenching, infiltration gallery, cover, and stormwater controls, or roughly $180/cubic yard of reactive media (1,200 cubic yards for the PRB and 5,500 cubic yards for the STC). | System is seep treatment cell effluent to PRB. Treatment media: 50% granular support media, 12.5% chopped alfalfa hay, 37.5% woodchips/shavings. Average hydraulic conductivity of 8.8-116.2 ft/day in the media. Trench excavated to dry, silty-clay, weathered Dinwoody Formation material to prevent groundwater flow from bypassing under the PRB. Eroded overburden was encountered. Media placed to a depth of 2 ft bgs, covered by non-woven geotextile and 2 ft of Dinwoody Formation material. Infiltration gallery was constructed upgradient to the PRB, and overburden was encountered. Infiltration gallery was overexcavated and compacted Dinwoody Formation materials were used on the base and sidewalls to reduce water contact with the overburden. It was backfilled with coarse drain rock and covered with non-woven geotextile and Dinwoody Formation material. PRB is relatively easy to implement with readily available material and equipment but using the technology to treat seeps or shallow groundwater in close proximity to overburden disposal piles should be approached with caution. The presence of run-of-mine shales in and around excavations contributes to mobilization of unwanted constituents (e.g. arsenic, uranium) | The objectives for the Pilot Study are consistent with the preliminary Remedial Action Objectives (RAOs) for groundwater remedies at Conda. Based on observations from the 2019 and 2020 monitoring, modifications were made to the Pilot Study in fall of 2020. In coordination with the Agencies, it was decided that the modification will require further monitoring in 2021 to fully meet the Pilot Study objectives. 2018-2019 start up period had differing conditions from 2020-2021, and the conditions were not considered representative of long term trends, but reflect the capability of the media to rapidly reach redox and geochemical conditions that facilitate microbially mediated reduction. 2020-2021 are operational conditions. The treatment media contributes to total Ar, Fe and Mn concentrations above the MCLs and drinking water standards. Data indicate that the treatment media in the Seep Treatment Cell and PRB is capable of treating water entering the system with total Se concentrations as high as 6.87 mg/L as well as total Cd concentrations up to 0.00847 mg/L to levels below their respective MCLs. | None, other than those presented elsewhere | ND = non detect, ND value is 0.002 mg/L; Effluent from the pretreatment STC (STC-NES5-EF) is the upgradient inflow through the central flow path. Data collection for upgradient/downgradient wells is in some instances shifted by 1-2 days. Reporting on effluents from Well 64 is only considered during the period that effluent from the pretreatment is available for comparison (June 2019-Oct 2021)
Final Treatability Study Findings Report Field-Scale Permeable Reactive Barrier Pilot Study Conda/Woodall Mountain Mine | Conda/Woodall Mountain Mine | IDN001002862 | N/A | N/A | STC-NES5-EF | Former mining site | Permeable reactive barrier (PRB) with seep treatment cell pre-treatment | Passive | Permeable reactive barrier (PRB) | Pre-treatment | Overburden pile in the headwaters areas of Pedro Creek | Y | PRB with pre-treatment | Specific technologies not specified. PRB is chemical and microbially mediated processes that reduce selenate to selenite and then selenium. Treatment media includes a carbon source (i.e. woodchips), alfalfa hay, and inert sand. Seep treatment cell is pre-treatment cell with treatment media. | Access to the groundwater table is needed. Trench excavated through water-bearing zones of alluvial deposits and into underlying weathered bedrock. | Pilot | 2018-2021, modifications made in 2019 to address seepage | Zinc | Zn, total | mg/L | N | N/A |  |  |  | ND | ND–0.0053 | Not Applicable | [6 empty] | 0.0027 | 2020 - 2021 Average, from operational period, not whole dataset | Data not provided | Data not provided | 0.0032 | 2020 - 2021 Average, from operational period, not whole dataset | Data not provided | Data not provided | Data not provided | Upgradient | 7.00–7.43 | 1.19–5.54 | mg/L | 6.5–17.8 | °C | Data not provided | N/A | Data not provided | N/A | (-)103.1–(-)79.6 | mV | 2831–3099 | µmhos/cm | Turbidity = 5.92–55.11 | NTU | data not provided | data not provided | data not provided | data not provided | data not provided | data not provided | Y | Groundwater Comparison Value: U.S. EPA MCL 3.13 mg/L Assessment of treatment goals based on well-specific averages for 2020-2021 | No samples were collected at STC-NES5-EF between November 2018 and April 2019. | An insufficient amount of time since completion of the Pilot Study to adequately evaluate lifespan of the treatment media. The change in alkalinity can be used as an indicator of change in the ability of the media to treat selenium. Alkalinity remained relatively similar after 2 years of operation indicating that after 2 years of operation the microbially-mediated chemical reduction of selenium remains similar to the study onset. | Design had insufficient capacity to contain the flux of snow melt in addition to seep water. Soils in the area of the PRB are tight. In the future, when in an layered alluvial system, incorporate a gravel "pressure relief/effluent storage" zone on the downgradient edge to allow for increased ability to receive effluent water and/or flow onto the land surface if capacity is reached. The hydrogeological study was performed during fall low flow conditions as were the excavation and installation of the PRB bench. Additional water zones may be present during different water levels, so future design data collection should include a hydrogeological investigation in the spring to better characterize flux and water bearing zones in the aquifer during high water conditions. The PRB increased Ar, Fe, Mn and Ur due to eroded overburden material in the lenses on the walls of the excavation and from the seep and sedimentation basin sediments transferred to the PRB. Oxidizing conditions favorable to mobilization of Ur exist when ORP is above -200 mV. Bicarbonate that is likely dominant in the near neutral pH conditions in the vicinity of the PRB can enhance Ur mobility. Redox cycling from fluctuating water table can cause Ur mobilization. Heterogeneity of groundwater inflow along the trench, contact with runoff of mine materials, and microbial activity all contribute to factors affecting degree of treatment within the PRB. The incorporation of the Pilot Study into a potential remedy for the Pedro Creek Sub-Basin, at its current scale and in absence of other actions, may require some modifications to facilitate handling of high spring inflows and additional treatment to address the transport of released uranium into the shallow groundwater and surface water. | Operation and maintenance cost, including remote monitoring (e.g., transducers, telemetry, and cameras) and performance monitoring (e.g., sampling, analysis, and reporting), ranges between $20,000 to $40,000 per month. The capital cost for the construction of the PRB and STC was approximately $1.2M including the media, trenching, infiltration gallery, cover, and stormwater controls, or roughly $180/cubic yard of reactive media (1,200 cubic yards for the PRB and 5,500 cubic yards for the STC). | System is seep treatment cell effluent to PRB. Treatment media: 50% granular support media, 12.5% chopped alfalfa hay, 37.5% woodchips/shavings. Average hydraulic conductivity of 8.8-116.2 ft/day in the media. Trench excavated to dry, silty-clay, weathered Dinwoody Formation material to prevent groundwater flow from bypassing under the PRB. Eroded overburden was encountered. Media placed to a depth of 2 ft bgs, covered by non-woven geotextile and 2 ft of Dinwoody Formation material. Infiltration gallery was constructed upgradient to the PRB, and overburden was encountered. Infiltration gallery was overexcavated and compacted Dinwoody Formation materials were used on the base and sidewalls to reduce water contact with the overburden. It was backfilled with coarse drain rock and covered with non-woven geotextile and Dinwoody Formation material. PRB is relatively easy to implement with readily available material and equipment but using the technology to treat seeps or shallow groundwater in close proximity to overburden disposal piles should be approached with caution. The presence of run-of-mine shales in and around excavations contributes to mobilization of unwanted constituents (e.g. arsenic, uranium) | The objectives for the Pilot Study are consistent with the preliminary Remedial Action Objectives (RAOs) for groundwater remedies at Conda. Based on observations from the 2019 and 2020 monitoring, modifications were made to the Pilot Study in fall of 2020. In coordination with the Agencies, it was decided that the modification will require further monitoring in 2021 to fully meet the Pilot Study objectives. 2018-2019 start up period had differing conditions from 2020-2021, and the conditions were not considered representative of long term trends, but reflect the capability of the media to rapidly reach redox and geochemical conditions that facilitate microbially mediated reduction. 2020-2021 are operational conditions. The treatment media contributes to total Ar, Fe and Mn concentrations above the MCLs and drinking water standards. Data indicate that the treatment media in the Seep Treatment Cell and PRB is capable of treating water entering the system with total Se concentrations as high as 6.87 mg/L as well as total Cd concentrations up to 0.00847 mg/L to levels below their respective MCLs. | None, other than those presented elsewhere | ND = non detect, ND value is 0.002 mg/L; Effluent from the pretreatment STC (STC-NES5-EF) is the upgradient inflow through the central flow path. Data collection for upgradient/downgradient wells is in some instances shifted by 1-2 days. Reporting on effluents from Well 64 is only considered during the period that effluent from the pretreatment is available for comparison (June 2019-Oct 2021)
Final Treatability Study Findings Report Field-Scale Permeable Reactive Barrier Pilot Study Conda/Woodall Mountain Mine | Conda/Woodall Mountain Mine | IDN001002862 | N/A | N/A | GW-64-MA | Former mining site | Permeable reactive barrier (PRB) with seep treatment cell pre-treatment | Passive | Permeable reactive barrier (PRB) | Pre-treatment | Overburden pile in the headwaters areas of Pedro Creek | Y | PRB with pre-treatment | Specific technologies not specified. PRB is chemical and microbially mediated processes that reduce selenate to selenite and then selenium. Treatment media includes a carbon source (i.e. woodchips), alfalfa hay, and inert sand. Seep treatment cell is pre-treatment cell with treatment media. | Access to the groundwater table is needed. Trench excavated through water-bearing zones of alluvial deposits and into underlying weathered bedrock. | Pilot | 2018-2021, modifications made in 2019 to address seepage | Zinc | Zn, dissolved | mg/L | N | N/A | [6 empty] | 0.0053 | 0.0031 | -70.9677 |  |  |  | 0.0024 | 2020 - 2021 Average, from operational period, not whole dataset | Data not provided | Data not provided | 0.0024 | 2020 - 2021 Average, from operational period, not whole dataset | Data not provided | Data not provided | Data not provided | Downgradient | 7.19 | 0.15 | mg/L | 10.33 | °C | Data not provided | N/A | Data not provided | N/A | -235.4 | mV | 2852.4 | µmhos/cm | None | N/A | data not provided | data not provided | data not provided | data not provided | data not provided | data not provided | N/A | No groundwater comparison value | No samples were collected at STC-NES5-EF between November 2018 and April 2019. | An insufficient amount of time since completion of the Pilot Study to adequately evaluate lifespan of the treatment media. The change in alkalinity can be used as an indicator of change in the ability of the media to treat selenium. Alkalinity remained relatively similar after 2 years of operation indicating that after 2 years of operation the microbially-mediated chemical reduction of selenium remains similar to the study onset. | Design had insufficient capacity to contain the flux of snow melt in addition to seep water. Soils in the area of the PRB are tight. In the future, when in an layered alluvial system, incorporate a gravel "pressure relief/effluent storage" zone on the downgradient edge to allow for increased ability to receive effluent water and/or flow onto the land surface if capacity is reached. The hydrogeological study was performed during fall low flow conditions as were the excavation and installation of the PRB bench. Additional water zones may be present during different water levels, so future design data collection should include a hydrogeological investigation in the spring to better characterize flux and water bearing zones in the aquifer during high water conditions. The PRB increased Ar, Fe, Mn and Ur due to eroded overburden material in the lenses on the walls of the excavation and from the seep and sedimentation basin sediments transferred to the PRB. Oxidizing conditions favorable to mobilization of Ur exist when ORP is above -200 mV. Bicarbonate that is likely dominant in the near neutral pH conditions in the vicinity of the PRB can enhance Ur mobility. Redox cycling from fluctuating water table can cause Ur mobilization. Heterogeneity of groundwater inflow along the trench, contact with runoff of mine materials, and microbial activity all contribute to factors affecting degree of treatment within the PRB. The incorporation of the Pilot Study into a potential remedy for the Pedro Creek Sub-Basin, at its current scale and in absence of other actions, may require some modifications to facilitate handling of high spring inflows and additional treatment to address the transport of released uranium into the shallow groundwater and surface water. | Operation and maintenance cost, including remote monitoring (e.g., transducers, telemetry, and cameras) and performance monitoring (e.g., sampling, analysis, and reporting), ranges between $20,000 to $40,000 per month. The capital cost for the construction of the PRB and STC was approximately $1.2M including the media, trenching, infiltration gallery, cover, and stormwater controls, or roughly $180/cubic yard of reactive media (1,200 cubic yards for the PRB and 5,500 cubic yards for the STC). | System is seep treatment cell effluent to PRB. Treatment media: 50% granular support media, 12.5% chopped alfalfa hay, 37.5% woodchips/shavings. Average hydraulic conductivity of 8.8-116.2 ft/day in the media. Trench excavated to dry, silty-clay, weathered Dinwoody Formation material to prevent groundwater flow from bypassing under the PRB. Eroded overburden was encountered. Media placed to a depth of 2 ft bgs, covered by non-woven geotextile and 2 ft of Dinwoody Formation material. Infiltration gallery was constructed upgradient to the PRB, and overburden was encountered. Infiltration gallery was overexcavated and compacted Dinwoody Formation materials were used on the base and sidewalls to reduce water contact with the overburden. It was backfilled with coarse drain rock and covered with non-woven geotextile and Dinwoody Formation material. PRB is relatively easy to implement with readily available material and equipment but using the technology to treat seeps or shallow groundwater in close proximity to overburden disposal piles should be approached with caution. The presence of run-of-mine shales in and around excavations contributes to mobilization of unwanted constituents (e.g. arsenic, uranium) | The objectives for the Pilot Study are consistent with the preliminary Remedial Action Objectives (RAOs) for groundwater remedies at Conda. Based on observations from the 2019 and 2020 monitoring, modifications were made to the Pilot Study in fall of 2020. In coordination with the Agencies, it was decided that the modification will require further monitoring in 2021 to fully meet the Pilot Study objectives. 2018-2019 start up period had differing conditions from 2020-2021, and the conditions were not considered representative of long term trends, but reflect the capability of the media to rapidly reach redox and geochemical conditions that facilitate microbially mediated reduction. 2020-2021 are operational conditions. The treatment media contributes to total Ar, Fe and Mn concentrations above the MCLs and drinking water standards. Data indicate that the treatment media in the Seep Treatment Cell and PRB is capable of treating water entering the system with total Se concentrations as high as 6.87 mg/L as well as total Cd concentrations up to 0.00847 mg/L to levels below their respective MCLs. | None, other than those presented elsewhere | Effluent from the pretreatment STC (STC-NES5-EF) is the upgradient inflow through the central flow path. Data collection for upgradient/downgradient wells is in some instances shifted by 1-2 days. Reporting on effluents from Well 64 is only considered during the period that effluent from the pretreatment is available for comparison (June 2019-Oct 2021)
Final Treatability Study Findings Report Field-Scale Permeable Reactive Barrier Pilot Study Conda/Woodall Mountain Mine | Conda/Woodall Mountain Mine | IDN001002862 | N/A | N/A | GW-64-MA | Former mining site | Permeable reactive barrier (PRB) with seep treatment cell pre-treatment | Passive | Permeable reactive barrier (PRB) | Pre-treatment | Overburden pile in the headwaters areas of Pedro Creek | Y | PRB with pre-treatment | Specific technologies not specified. PRB is chemical and microbially mediated processes that reduce selenate to selenite and then selenium. Treatment media includes a carbon source (i.e. woodchips), alfalfa hay, and inert sand. Seep treatment cell is pre-treatment cell with treatment media. | Access to the groundwater table is needed. Trench excavated through water-bearing zones of alluvial deposits and into underlying weathered bedrock. | Pilot | 2018-2021, modifications made in 2019 to address seepage | Zinc | Zn, total | mg/L | N | N/A | [6 empty] | 0.0145 | 0.119 | 87.8151 |  |  |  | 0.0027 | 2020 - 2021 Average, from operational period, not whole dataset | Data not provided | Data not provided | 0.0032 | 2020 - 2021 Average, from operational period, not whole dataset | Data not provided | Data not provided | Data not provided | Downgradient | 6.8 | 0 | mg/L | 10.1 | °C | Data not provided | N/A | Data not provided | N/A | -269.5 | mV | 2837 | µmhos/cm | Turbidity = 10.36 | NTU | data not provided | data not provided | data not provided | data not provided | data not provided | data not provided | Y | Groundwater Comparison Value: U.S. EPA MCL 3.13 mg/L Assessment of treatment goals based on well-specific averages for 2020-2021 | No samples were collected at STC-NES5-EF between November 2018 and April 2019. | An insufficient amount of time since completion of the Pilot Study to adequately evaluate lifespan of the treatment media. The change in alkalinity can be used as an indicator of change in the ability of the media to treat selenium. Alkalinity remained relatively similar after 2 years of operation indicating that after 2 years of operation the microbially-mediated chemical reduction of selenium remains similar to the study onset. | Design had insufficient capacity to contain the flux of snow melt in addition to seep water. Soils in the area of the PRB are tight. In the future, when in an layered alluvial system, incorporate a gravel "pressure relief/effluent storage" zone on the downgradient edge to allow for increased ability to receive effluent water and/or flow onto the land surface if capacity is reached. The hydrogeological study was performed during fall low flow conditions as were the excavation and installation of the PRB bench. Additional water zones may be present during different water levels, so future design data collection should include a hydrogeological investigation in the spring to better characterize flux and water bearing zones in the aquifer during high water conditions. The PRB increased Ar, Fe, Mn and Ur due to eroded overburden material in the lenses on the walls of the excavation and from the seep and sedimentation basin sediments transferred to the PRB. Oxidizing conditions favorable to mobilization of Ur exist when ORP is above -200 mV. Bicarbonate that is likely dominant in the near neutral pH conditions in the vicinity of the PRB can enhance Ur mobility. Redox cycling from fluctuating water table can cause Ur mobilization. Heterogeneity of groundwater inflow along the trench, contact with runoff of mine materials, and microbial activity all contribute to factors affecting degree of treatment within the PRB. The incorporation of the Pilot Study into a potential remedy for the Pedro Creek Sub-Basin, at its current scale and in absence of other actions, may require some modifications to facilitate handling of high spring inflows and additional treatment to address the transport of released uranium into the shallow groundwater and surface water. | Operation and maintenance cost, including remote monitoring (e.g., transducers, telemetry, and cameras) and performance monitoring (e.g., sampling, analysis, and reporting), ranges between $20,000 to $40,000 per month. The capital cost for the construction of the PRB and STC was approximately $1.2M including the media, trenching, infiltration gallery, cover, and stormwater controls, or roughly $180/cubic yard of reactive media (1,200 cubic yards for the PRB and 5,500 cubic yards for the STC). | System is seep treatment cell effluent to PRB. Treatment media: 50% granular support media, 12.5% chopped alfalfa hay, 37.5% woodchips/shavings. Average hydraulic conductivity of 8.8-116.2 ft/day in the media. Trench excavated to dry, silty-clay, weathered Dinwoody Formation material to prevent groundwater flow from bypassing under the PRB. Eroded overburden was encountered. Media placed to a depth of 2 ft bgs, covered by non-woven geotextile and 2 ft of Dinwoody Formation material. Infiltration gallery was constructed upgradient to the PRB, and overburden was encountered. Infiltration gallery was overexcavated and compacted Dinwoody Formation materials were used on the base and sidewalls to reduce water contact with the overburden. It was backfilled with coarse drain rock and covered with non-woven geotextile and Dinwoody Formation material. PRB is relatively easy to implement with readily available material and equipment but using the technology to treat seeps or shallow groundwater in close proximity to overburden disposal piles should be approached with caution. The presence of run-of-mine shales in and around excavations contributes to mobilization of unwanted constituents (e.g. arsenic, uranium) | The objectives for the Pilot Study are consistent with the preliminary Remedial Action Objectives (RAOs) for groundwater remedies at Conda. Based on observations from the 2019 and 2020 monitoring, modifications were made to the Pilot Study in fall of 2020. In coordination with the Agencies, it was decided that the modification will require further monitoring in 2021 to fully meet the Pilot Study objectives. 2018-2019 start up period had differing conditions from 2020-2021, and the conditions were not considered representative of long term trends, but reflect the capability of the media to rapidly reach redox and geochemical conditions that facilitate microbially mediated reduction. 2020-2021 are operational conditions. The treatment media contributes to total Ar, Fe and Mn concentrations above the MCLs and drinking water standards. Data indicate that the treatment media in the Seep Treatment Cell and PRB is capable of treating water entering the system with total Se concentrations as high as 6.87 mg/L as well as total Cd concentrations up to 0.00847 mg/L to levels below their respective MCLs. | None, other than those presented elsewhere | Effluent from the pretreatment STC (STC-NES5-EF) is the upgradient inflow through the central flow path. Data collection for upgradient/downgradient wells is in some instances shifted by 1-2 days. Reporting on effluents from Well 64 is only considered during the period that effluent from the pretreatment is available for comparison (June 2019-Oct 2021)
Final Treatability Study Findings Report Field-Scale Permeable Reactive Barrier Pilot Study Conda/Woodall Mountain Mine | Conda/Woodall Mountain Mine | IDN001002862 | N/A | N/A | GW-64-MA | Former mining site | Permeable reactive barrier (PRB) with seep treatment cell pre-treatment | Passive | Permeable reactive barrier (PRB) | Pre-treatment | Overburden pile in the headwaters areas of Pedro Creek | Y | PRB with pre-treatment | Specific technologies not specified. PRB is chemical and microbially mediated processes that reduce selenate to selenite and then selenium. Treatment media includes a carbon source (i.e. woodchips), alfalfa hay, and inert sand. Seep treatment cell is pre-treatment cell with treatment media. | Access to the groundwater table is needed. Trench excavated through water-bearing zones of alluvial deposits and into underlying weathered bedrock. | Pilot | 2018-2021, modifications made in 2019 to address seepage | Zinc | Zn, dissolved | mg/L | N | N/A | [9 empty] | ND | ND–0.0056 | Not Applicable | 0.0024 | 2020 - 2021 Average, from operational period, not whole dataset | Data not provided | Data not provided | 0.0024 | 2020 - 2021 Average, from operational period, not whole dataset | Data not provided | Data not provided | Data not provided | Downgradient | 6.64–6.97 | (-)0.12–0.38 | mg/L | 7.1–11.49 | °C | Data not provided | N/A | Data not provided | N/A | (-)259.1–(-)115.6 | mV | 2535.2–3156 | µmhos/cm | Turbidity = 2.92–39.63 | NTU | data not provided | data not provided | data not provided | data not provided | data not provided | data not provided | N/A | No groundwater comparison value | No samples were collected at STC-NES5-EF between November 2018 and April 2019. | An insufficient amount of time since completion of the Pilot Study to adequately evaluate lifespan of the treatment media. The change in alkalinity can be used as an indicator of change in the ability of the media to treat selenium. Alkalinity remained relatively similar after 2 years of operation indicating that after 2 years of operation the microbially-mediated chemical reduction of selenium remains similar to the study onset. | Design had insufficient capacity to contain the flux of snow melt in addition to seep water. Soils in the area of the PRB are tight. In the future, when in an layered alluvial system, incorporate a gravel "pressure relief/effluent storage" zone on the downgradient edge to allow for increased ability to receive effluent water and/or flow onto the land surface if capacity is reached. The hydrogeological study was performed during fall low flow conditions as were the excavation and installation of the PRB bench. Additional water zones may be present during different water levels, so future design data collection should include a hydrogeological investigation in the spring to better characterize flux and water bearing zones in the aquifer during high water conditions. The PRB increased Ar, Fe, Mn and Ur due to eroded overburden material in the lenses on the walls of the excavation and from the seep and sedimentation basin sediments transferred to the PRB. Oxidizing conditions favorable to mobilization of Ur exist when ORP is above -200 mV. Bicarbonate that is likely dominant in the near neutral pH conditions in the vicinity of the PRB can enhance Ur mobility. Redox cycling from fluctuating water table can cause Ur mobilization. Heterogeneity of groundwater inflow along the trench, contact with runoff of mine materials, and microbial activity all contribute to factors affecting degree of treatment within the PRB. The incorporation of the Pilot Study into a potential remedy for the Pedro Creek Sub-Basin, at its current scale and in absence of other actions, may require some modifications to facilitate handling of high spring inflows and additional treatment to address the transport of released uranium into the shallow groundwater and surface water. | Operation and maintenance cost, including remote monitoring (e.g., transducers, telemetry, and cameras) and performance monitoring (e.g., sampling, analysis, and reporting), ranges between $20,000 to $40,000 per month. The capital cost for the construction of the PRB and STC was approximately $1.2M including the media, trenching, infiltration gallery, cover, and stormwater controls, or roughly $180/cubic yard of reactive media (1,200 cubic yards for the PRB and 5,500 cubic yards for the STC). | System is seep treatment cell effluent to PRB. Treatment media: 50% granular support media, 12.5% chopped alfalfa hay, 37.5% woodchips/shavings. Average hydraulic conductivity of 8.8-116.2 ft/day in the media. Trench excavated to dry, silty-clay, weathered Dinwoody Formation material to prevent groundwater flow from bypassing under the PRB. Eroded overburden was encountered. Media placed to a depth of 2 ft bgs, covered by non-woven geotextile and 2 ft of Dinwoody Formation material. Infiltration gallery was constructed upgradient to the PRB, and overburden was encountered. Infiltration gallery was overexcavated and compacted Dinwoody Formation materials were used on the base and sidewalls to reduce water contact with the overburden. It was backfilled with coarse drain rock and covered with non-woven geotextile and Dinwoody Formation material. PRB is relatively easy to implement with readily available material and equipment but using the technology to treat seeps or shallow groundwater in close proximity to overburden disposal piles should be approached with caution. The presence of run-of-mine shales in and around excavations contributes to mobilization of unwanted constituents (e.g. arsenic, uranium) | The objectives for the Pilot Study are consistent with the preliminary Remedial Action Objectives (RAOs) for groundwater remedies at Conda. Based on observations from the 2019 and 2020 monitoring, modifications were made to the Pilot Study in fall of 2020. In coordination with the Agencies, it was decided that the modification will require further monitoring in 2021 to fully meet the Pilot Study objectives. 2018-2019 start up period had differing conditions from 2020-2021, and the conditions were not considered representative of long term trends, but reflect the capability of the media to rapidly reach redox and geochemical conditions that facilitate microbially mediated reduction. 2020-2021 are operational conditions. The treatment media contributes to total Ar, Fe and Mn concentrations above the MCLs and drinking water standards. Data indicate that the treatment media in the Seep Treatment Cell and PRB is capable of treating water entering the system with total Se concentrations as high as 6.87 mg/L as well as total Cd concentrations up to 0.00847 mg/L to levels below their respective MCLs. | None, other than those presented elsewhere | ND = non detect, Detection limit 0.002 mg/L. Effluent from the pretreatment STC (STC-NES5-EF) is the upgradient inflow through the central flow path. Data collection for upgradient/downgradient wells is in some instances shifted by 1-2 days. Reporting on effluents from Well 64 is only considered during the period that effluent from the pretreatment is available for comparison (June 2019-Oct 2021)
Final Treatability Study Findings Report Field-Scale Permeable Reactive Barrier Pilot Study Conda/Woodall Mountain Mine | Conda/Woodall Mountain Mine | IDN001002862 | N/A | N/A | GW-64-MA | Former mining site | Permeable reactive barrier (PRB) with seep treatment cell pre-treatment | Passive | Permeable reactive barrier (PRB) | Pre-treatment | Overburden pile in the headwaters areas of Pedro Creek | Y | PRB with pre-treatment | Specific technologies not specified. PRB is chemical and microbially mediated processes that reduce selenate to selenite and then selenium. Treatment media includes a carbon source (i.e. woodchips), alfalfa hay, and inert sand. Seep treatment cell is pre-treatment cell with treatment media. | Access to the groundwater table is needed. Trench excavated through water-bearing zones of alluvial deposits and into underlying weathered bedrock. | Pilot | 2018-2021, modifications made in 2019 to address seepage | Zinc | Zn, total | mg/L | N | N/A | [9 empty] | ND | ND | Not Applicable | 0.0027 | 2020 - 2021 Average, from operational period, not whole dataset | Data not provided | Data not provided | 0.0032 | 2020 - 2021 Average, from operational period, not whole dataset | Data not provided | Data not provided | Data not provided | Downgradient | 6.75–6.97 | 0–0.16 | mg/L | 7.1–9.9 | °C | Data not provided | N/A | Data not provided | N/A | (-)242.3–(-)192.2 | mV | 2902–3156 | µmhos/cm | Turbidity = 3.48–5.07 | NTU | data not provided | data not provided | data not provided | data not provided | data not provided | data not provided | Y | Groundwater Comparison Value: U.S. EPA MCL 3.13 mg/L Assessment of treatment goals based on well-specific averages for 2020-2021 | No samples were collected at STC-NES5-EF between November 2018 and April 2019. | An insufficient amount of time since completion of the Pilot Study to adequately evaluate lifespan of the treatment media. The change in alkalinity can be used as an indicator of change in the ability of the media to treat selenium. Alkalinity remained relatively similar after 2 years of operation indicating that after 2 years of operation the microbially-mediated chemical reduction of selenium remains similar to the study onset. | Design had insufficient capacity to contain the flux of snow melt in addition to seep water. Soils in the area of the PRB are tight. In the future, when in an layered alluvial system, incorporate a gravel "pressure relief/effluent storage" zone on the downgradient edge to allow for increased ability to receive effluent water and/or flow onto the land surface if capacity is reached. The hydrogeological study was performed during fall low flow conditions as were the excavation and installation of the PRB bench. Additional water zones may be present during different water levels, so future design data collection should include a hydrogeological investigation in the spring to better characterize flux and water bearing zones in the aquifer during high water conditions. The PRB increased Ar, Fe, Mn and Ur due to eroded overburden material in the lenses on the walls of the excavation and from the seep and sedimentation basin sediments transferred to the PRB. Oxidizing conditions favorable to mobilization of Ur exist when ORP is above -200 mV. Bicarbonate that is likely dominant in the near neutral pH conditions in the vicinity of the PRB can enhance Ur mobility. Redox cycling from fluctuating water table can cause Ur mobilization. Heterogeneity of groundwater inflow along the trench, contact with runoff of mine materials, and microbial activity all contribute to factors affecting degree of treatment within the PRB. The incorporation of the Pilot Study into a potential remedy for the Pedro Creek Sub-Basin, at its current scale and in absence of other actions, may require some modifications to facilitate handling of high spring inflows and additional treatment to address the transport of released uranium into the shallow groundwater and surface water. | Operation and maintenance cost, including remote monitoring (e.g., transducers, telemetry, and cameras) and performance monitoring (e.g., sampling, analysis, and reporting), ranges between $20,000 to $40,000 per month. The capital cost for the construction of the PRB and STC was approximately $1.2M including the media, trenching, infiltration gallery, cover, and stormwater controls, or roughly $180/cubic yard of reactive media (1,200 cubic yards for the PRB and 5,500 cubic yards for the STC). | System is seep treatment cell effluent to PRB. Treatment media: 50% granular support media, 12.5% chopped alfalfa hay, 37.5% woodchips/shavings. Average hydraulic conductivity of 8.8-116.2 ft/day in the media. Trench excavated to dry, silty-clay, weathered Dinwoody Formation material to prevent groundwater flow from bypassing under the PRB. Eroded overburden was encountered. Media placed to a depth of 2 ft bgs, covered by non-woven geotextile and 2 ft of Dinwoody Formation material. Infiltration gallery was constructed upgradient to the PRB, and overburden was encountered. Infiltration gallery was overexcavated and compacted Dinwoody Formation materials were used on the base and sidewalls to reduce water contact with the overburden. It was backfilled with coarse drain rock and covered with non-woven geotextile and Dinwoody Formation material. PRB is relatively easy to implement with readily available material and equipment but using the technology to treat seeps or shallow groundwater in close proximity to overburden disposal piles should be approached with caution. The presence of run-of-mine shales in and around excavations contributes to mobilization of unwanted constituents (e.g. arsenic, uranium) | The objectives for the Pilot Study are consistent with the preliminary Remedial Action Objectives (RAOs) for groundwater remedies at Conda. Based on observations from the 2019 and 2020 monitoring, modifications were made to the Pilot Study in fall of 2020. In coordination with the Agencies, it was decided that the modification will require further monitoring in 2021 to fully meet the Pilot Study objectives. 2018-2019 start up period had differing conditions from 2020-2021, and the conditions were not considered representative of long term trends, but reflect the capability of the media to rapidly reach redox and geochemical conditions that facilitate microbially mediated reduction. 2020-2021 are operational conditions. The treatment media contributes to total Ar, Fe and Mn concentrations above the MCLs and drinking water standards. Data indicate that the treatment media in the Seep Treatment Cell and PRB is capable of treating water entering the system with total Se concentrations as high as 6.87 mg/L as well as total Cd concentrations up to 0.00847 mg/L to levels below their respective MCLs. | None, other than those presented elsewhere | ND = non detect, Detection limit 0.002 mg/L.. Effluent from the pretreatment STC (STC-NES5-EF) is the upgradient inflow through the central flow path. Data collection for upgradient/downgradient wells is in some instances shifted by 1-2 days. Reporting on effluents from Well 64 is only considered during the period that effluent from the pretreatment is available for comparison (June 2019-Oct 2021)
Final Treatability Study Findings Report Field-Scale Permeable Reactive Barrier Pilot Study Conda/Woodall Mountain Mine | Conda/Woodall Mountain Mine | IDN001002862 | N/A | N/A | STC-NES5-EF | Former mining site | Permeable reactive barrier (PRB) with seep treatment cell pre-treatment | Passive | Permeable reactive barrier (PRB) | Pre-treatment | Overburden pile in the headwaters areas of Pedro Creek | Y | PRB with pre-treatment | Specific technologies not specified. PRB is chemical and microbially mediated processes that reduce selenate to selenite and then selenium. Treatment media includes a carbon source (i.e. woodchips), alfalfa hay, and inert sand. Seep treatment cell is pre-treatment cell with treatment media. | Access to the groundwater table is needed. Trench excavated through water-bearing zones of alluvial deposits and into underlying weathered bedrock. | Pilot | 2018-2021, modifications made in 2019 to address seepage | Sulfate | Sulfate, total | mg/L | N | N/A | 1260 | 1620 | -28.5714 | [9 empty] | 786 | 2020 - 2021 Average, from operational period, not whole dataset | Data not provided | Data not provided | 1497 | 2020 - 2021 Average, from operational period, not whole dataset | Data not provided | Data not provided | Data not provided | Upgradient | 7 | 1.19 | mg/L | 17.8 | °C | Data not provided | N/A | Data not provided | N/A | -79.6 | mV | 3099 | µmhos/cm | Turbidity = 5.92 | NTU | data not provided | data not provided | data not provided | data not provided | data not provided | data not provided | N | Groundwater Comparison Value: U.S. EPA Secondary Drinking Water Standard 250 mg/L Assessment of treatment goals based on well-specific averages for 2020-2021 | No samples were collected at STC-NES5-EF between November 2018 and April 2019. | An insufficient amount of time since completion of the Pilot Study to adequately evaluate lifespan of the treatment media. The change in alkalinity can be used as an indicator of change in the ability of the media to treat selenium. Alkalinity remained relatively similar after 2 years of operation indicating that after 2 years of operation the microbially-mediated chemical reduction of selenium remains similar to the study onset. | Design had insufficient capacity to contain the flux of snow melt in addition to seep water. Soils in the area of the PRB are tight. In the future, when in an layered alluvial system, incorporate a gravel "pressure relief/effluent storage" zone on the downgradient edge to allow for increased ability to receive effluent water and/or flow onto the land surface if capacity is reached. The hydrogeological study was performed during fall low flow conditions as were the excavation and installation of the PRB bench. Additional water zones may be present during different water levels, so future design data collection should include a hydrogeological investigation in the spring to better characterize flux and water bearing zones in the aquifer during high water conditions. The PRB increased Ar, Fe, Mn and Ur due to eroded overburden material in the lenses on the walls of the excavation and from the seep and sedimentation basin sediments transferred to the PRB. Oxidizing conditions favorable to mobilization of Ur exist when ORP is above -200 mV. Bicarbonate that is likely dominant in the near neutral pH conditions in the vicinity of the PRB can enhance Ur mobility. Redox cycling from fluctuating water table can cause Ur mobilization. Heterogeneity of groundwater inflow along the trench, contact with runoff of mine materials, and microbial activity all contribute to factors affecting degree of treatment within the PRB. The incorporation of the Pilot Study into a potential remedy for the Pedro Creek Sub-Basin, at its current scale and in absence of other actions, may require some modifications to facilitate handling of high spring inflows and additional treatment to address the transport of released uranium into the shallow groundwater and surface water. | Operation and maintenance cost, including remote monitoring (e.g., transducers, telemetry, and cameras) and performance monitoring (e.g., sampling, analysis, and reporting), ranges between $20,000 to $40,000 per month. The capital cost for the construction of the PRB and STC was approximately $1.2M including the media, trenching, infiltration gallery, cover, and stormwater controls, or roughly $180/cubic yard of reactive media (1,200 cubic yards for the PRB and 5,500 cubic yards for the STC). | System is seep treatment cell effluent to PRB. Treatment media: 50% granular support media, 12.5% chopped alfalfa hay, 37.5% woodchips/shavings. Average hydraulic conductivity of 8.8-116.2 ft/day in the media. Trench excavated to dry, silty-clay, weathered Dinwoody Formation material to prevent groundwater flow from bypassing under the PRB. Eroded overburden was encountered. Media placed to a depth of 2 ft bgs, covered by non-woven geotextile and 2 ft of Dinwoody Formation material. Infiltration gallery was constructed upgradient to the PRB, and overburden was encountered. Infiltration gallery was overexcavated and compacted Dinwoody Formation materials were used on the base and sidewalls to reduce water contact with the overburden. It was backfilled with coarse drain rock and covered with non-woven geotextile and Dinwoody Formation material. PRB is relatively easy to implement with readily available material and equipment but using the technology to treat seeps or shallow groundwater in close proximity to overburden disposal piles should be approached with caution. The presence of run-of-mine shales in and around excavations contributes to mobilization of unwanted constituents (e.g. arsenic, uranium) | The objectives for the Pilot Study are consistent with the preliminary Remedial Action Objectives (RAOs) for groundwater remedies at Conda. Based on observations from the 2019 and 2020 monitoring, modifications were made to the Pilot Study in fall of 2020. In coordination with the Agencies, it was decided that the modification will require further monitoring in 2021 to fully meet the Pilot Study objectives. 2018-2019 start up period had differing conditions from 2020-2021, and the conditions were not considered representative of long term trends, but reflect the capability of the media to rapidly reach redox and geochemical conditions that facilitate microbially mediated reduction. 2020-2021 are operational conditions. The treatment media contributes to total Ar, Fe and Mn concentrations above the MCLs and drinking water standards. Data indicate that the treatment media in the Seep Treatment Cell and PRB is capable of treating water entering the system with total Se concentrations as high as 6.87 mg/L as well as total Cd concentrations up to 0.00847 mg/L to levels below their respective MCLs. | None, other than those presented elsewhere | Effluent from the pretreatment STC (STC-NES5-EF) is the upgradient inflow through the central flow path. Data collection for upgradient/downgradient wells is in some instances shifted by 1-2 days. Reporting on effluents from Well 64 is only considered during the period that effluent from the pretreatment is available for comparison (June 2019-Oct 2021)
Final Treatability Study Findings Report Field-Scale Permeable Reactive Barrier Pilot Study Conda/Woodall Mountain Mine | Conda/Woodall Mountain Mine | IDN001002862 | N/A | N/A | STC-NES5-EF | Former mining site | Permeable reactive barrier (PRB) with seep treatment cell pre-treatment | Passive | Permeable reactive barrier (PRB) | Pre-treatment | Overburden pile in the headwaters areas of Pedro Creek | Y | PRB with pre-treatment | Specific technologies not specified. PRB is chemical and microbially mediated processes that reduce selenate to selenite and then selenium. Treatment media includes a carbon source (i.e. woodchips), alfalfa hay, and inert sand. Seep treatment cell is pre-treatment cell with treatment media. | Access to the groundwater table is needed. Trench excavated through water-bearing zones of alluvial deposits and into underlying weathered bedrock. | Pilot | 2018-2021, modifications made in 2019 to address seepage | Sulfate | Sulfate, total | mg/L | N | N/A |  |  |  | 0.44 | 480 | -108990.9091 | [6 empty] | 786 | 2020 - 2021 Average, from operational period, not whole dataset | Data not provided | Data not provided | 1497 | 2020 - 2021 Average, from operational period, not whole dataset | Data not provided | Data not provided | Data not provided | Upgradient | 7.43 | 0 | mg/L | 18.79 | °C | Data not provided | N/A | Data not provided | N/A | -179.8 | mV | 2753.4 | µmhos/cm | None | N/A | data not provided | data not provided | data not provided | data not provided | data not provided | data not provided | N | Groundwater Comparison Value: U.S. EPA Secondary Drinking Water Standard 250 mg/L Assessment of treatment goals based on well-specific averages for 2020-2021 | No samples were collected at STC-NES5-EF between November 2018 and April 2019. | An insufficient amount of time since completion of the Pilot Study to adequately evaluate lifespan of the treatment media. The change in alkalinity can be used as an indicator of change in the ability of the media to treat selenium. Alkalinity remained relatively similar after 2 years of operation indicating that after 2 years of operation the microbially-mediated chemical reduction of selenium remains similar to the study onset. | Design had insufficient capacity to contain the flux of snow melt in addition to seep water. Soils in the area of the PRB are tight. In the future, when in an layered alluvial system, incorporate a gravel "pressure relief/effluent storage" zone on the downgradient edge to allow for increased ability to receive effluent water and/or flow onto the land surface if capacity is reached. The hydrogeological study was performed during fall low flow conditions as were the excavation and installation of the PRB bench. Additional water zones may be present during different water levels, so future design data collection should include a hydrogeological investigation in the spring to better characterize flux and water bearing zones in the aquifer during high water conditions. The PRB increased Ar, Fe, Mn and Ur due to eroded overburden material in the lenses on the walls of the excavation and from the seep and sedimentation basin sediments transferred to the PRB. Oxidizing conditions favorable to mobilization of Ur exist when ORP is above -200 mV. Bicarbonate that is likely dominant in the near neutral pH conditions in the vicinity of the PRB can enhance Ur mobility. Redox cycling from fluctuating water table can cause Ur mobilization. Heterogeneity of groundwater inflow along the trench, contact with runoff of mine materials, and microbial activity all contribute to factors affecting degree of treatment within the PRB. The incorporation of the Pilot Study into a potential remedy for the Pedro Creek Sub-Basin, at its current scale and in absence of other actions, may require some modifications to facilitate handling of high spring inflows and additional treatment to address the transport of released uranium into the shallow groundwater and surface water. | Operation and maintenance cost, including remote monitoring (e.g., transducers, telemetry, and cameras) and performance monitoring (e.g., sampling, analysis, and reporting), ranges between $20,000 to $40,000 per month. The capital cost for the construction of the PRB and STC was approximately $1.2M including the media, trenching, infiltration gallery, cover, and stormwater controls, or roughly $180/cubic yard of reactive media (1,200 cubic yards for the PRB and 5,500 cubic yards for the STC). | System is seep treatment cell effluent to PRB. Treatment media: 50% granular support media, 12.5% chopped alfalfa hay, 37.5% woodchips/shavings. Average hydraulic conductivity of 8.8-116.2 ft/day in the media. Trench excavated to dry, silty-clay, weathered Dinwoody Formation material to prevent groundwater flow from bypassing under the PRB. Eroded overburden was encountered. Media placed to a depth of 2 ft bgs, covered by non-woven geotextile and 2 ft of Dinwoody Formation material. Infiltration gallery was constructed upgradient to the PRB, and overburden was encountered. Infiltration gallery was overexcavated and compacted Dinwoody Formation materials were used on the base and sidewalls to reduce water contact with the overburden. It was backfilled with coarse drain rock and covered with non-woven geotextile and Dinwoody Formation material. PRB is relatively easy to implement with readily available material and equipment but using the technology to treat seeps or shallow groundwater in close proximity to overburden disposal piles should be approached with caution. The presence of run-of-mine shales in and around excavations contributes to mobilization of unwanted constituents (e.g. arsenic, uranium) | The objectives for the Pilot Study are consistent with the preliminary Remedial Action Objectives (RAOs) for groundwater remedies at Conda. Based on observations from the 2019 and 2020 monitoring, modifications were made to the Pilot Study in fall of 2020. In coordination with the Agencies, it was decided that the modification will require further monitoring in 2021 to fully meet the Pilot Study objectives. 2018-2019 start up period had differing conditions from 2020-2021, and the conditions were not considered representative of long term trends, but reflect the capability of the media to rapidly reach redox and geochemical conditions that facilitate microbially mediated reduction. 2020-2021 are operational conditions. The treatment media contributes to total Ar, Fe and Mn concentrations above the MCLs and drinking water standards. Data indicate that the treatment media in the Seep Treatment Cell and PRB is capable of treating water entering the system with total Se concentrations as high as 6.87 mg/L as well as total Cd concentrations up to 0.00847 mg/L to levels below their respective MCLs. | None, other than those presented elsewhere | Effluent from the pretreatment STC (STC-NES5-EF) is the upgradient inflow through the central flow path. Data collection for upgradient/downgradient wells is in some instances shifted by 1-2 days. Reporting on effluents from Well 64 is only considered during the period that effluent from the pretreatment is available for comparison (June 2019-Oct 2021)
Final Treatability Study Findings Report Field-Scale Permeable Reactive Barrier Pilot Study Conda/Woodall Mountain Mine | Conda/Woodall Mountain Mine | IDN001002862 | N/A | N/A | GW-64-MA | Former mining site | Permeable reactive barrier (PRB) with seep treatment cell pre-treatment | Passive | Permeable reactive barrier (PRB) | Pre-treatment | Overburden pile in the headwaters areas of Pedro Creek | Y | PRB with pre-treatment | Specific technologies not specified. PRB is chemical and microbially mediated processes that reduce selenate to selenite and then selenium. Treatment media includes a carbon source (i.e. woodchips), alfalfa hay, and inert sand. Seep treatment cell is pre-treatment cell with treatment media. | Access to the groundwater table is needed. Trench excavated through water-bearing zones of alluvial deposits and into underlying weathered bedrock. | Pilot | 2018-2021, modifications made in 2019 to address seepage | Sulfate | Sulfate, total | mg/L | N | N/A | [6 empty] | 1720 | 1250 | -37.6 |  |  |  | 786 | 2020 - 2021 Average, from operational period, not whole dataset | Data not provided | Data not provided | 1497 | 2020 - 2021 Average, from operational period, not whole dataset | Data not provided | Data not provided | Data not provided | Downgradient | 6.8 | 0 | mg/L | 8.7 | °C | Data not provided | N/A | Data not provided | N/A | -185.5 | mV | 3007 | µmhos/cm | Turbidity = 52.3 | NTU | data not provided | data not provided | data not provided | data not provided | data not provided | data not provided | N | Groundwater Comparison Value: U.S. EPA Secondary Drinking Water Standard 250 mg/L Assessment of treatment goals based on well-specific averages for 2020-2021 | No samples were collected at STC-NES5-EF between November 2018 and April 2019. | An insufficient amount of time since completion of the Pilot Study to adequately evaluate lifespan of the treatment media. The change in alkalinity can be used as an indicator of change in the ability of the media to treat selenium. Alkalinity remained relatively similar after 2 years of operation indicating that after 2 years of operation the microbially-mediated chemical reduction of selenium remains similar to the study onset. | Design had insufficient capacity to contain the flux of snow melt in addition to seep water. Soils in the area of the PRB are tight. In the future, when in an layered alluvial system, incorporate a gravel "pressure relief/effluent storage" zone on the downgradient edge to allow for increased ability to receive effluent water and/or flow onto the land surface if capacity is reached. The hydrogeological study was performed during fall low flow conditions as were the excavation and installation of the PRB bench. Additional water zones may be present during different water levels, so future design data collection should include a hydrogeological investigation in the spring to better characterize flux and water bearing zones in the aquifer during high water conditions. The PRB increased Ar, Fe, Mn and Ur due to eroded overburden material in the lenses on the walls of the excavation and from the seep and sedimentation basin sediments transferred to the PRB. Oxidizing conditions favorable to mobilization of Ur exist when ORP is above -200 mV. Bicarbonate that is likely dominant in the near neutral pH conditions in the vicinity of the PRB can enhance Ur mobility. Redox cycling from fluctuating water table can cause Ur mobilization. Heterogeneity of groundwater inflow along the trench, contact with runoff of mine materials, and microbial activity all contribute to factors affecting degree of treatment within the PRB. The incorporation of the Pilot Study into a potential remedy for the Pedro Creek Sub-Basin, at its current scale and in absence of other actions, may require some modifications to facilitate handling of high spring inflows and additional treatment to address the transport of released uranium into the shallow groundwater and surface water. | Operation and maintenance cost, including remote monitoring (e.g., transducers, telemetry, and cameras) and performance monitoring (e.g., sampling, analysis, and reporting), ranges between $20,000 to $40,000 per month. The capital cost for the construction of the PRB and STC was approximately $1.2M including the media, trenching, infiltration gallery, cover, and stormwater controls, or roughly $180/cubic yard of reactive media (1,200 cubic yards for the PRB and 5,500 cubic yards for the STC). | System is seep treatment cell effluent to PRB. Treatment media: 50% granular support media, 12.5% chopped alfalfa hay, 37.5% woodchips/shavings. Average hydraulic conductivity of 8.8-116.2 ft/day in the media. Trench excavated to dry, silty-clay, weathered Dinwoody Formation material to prevent groundwater flow from bypassing under the PRB. Eroded overburden was encountered. Media placed to a depth of 2 ft bgs, covered by non-woven geotextile and 2 ft of Dinwoody Formation material. Infiltration gallery was constructed upgradient to the PRB, and overburden was encountered. Infiltration gallery was overexcavated and compacted Dinwoody Formation materials were used on the base and sidewalls to reduce water contact with the overburden. It was backfilled with coarse drain rock and covered with non-woven geotextile and Dinwoody Formation material. PRB is relatively easy to implement with readily available material and equipment but using the technology to treat seeps or shallow groundwater in close proximity to overburden disposal piles should be approached with caution. The presence of run-of-mine shales in and around excavations contributes to mobilization of unwanted constituents (e.g. arsenic, uranium) | The objectives for the Pilot Study are consistent with the preliminary Remedial Action Objectives (RAOs) for groundwater remedies at Conda. Based on observations from the 2019 and 2020 monitoring, modifications were made to the Pilot Study in fall of 2020. In coordination with the Agencies, it was decided that the modification will require further monitoring in 2021 to fully meet the Pilot Study objectives. 2018-2019 start up period had differing conditions from 2020-2021, and the conditions were not considered representative of long term trends, but reflect the capability of the media to rapidly reach redox and geochemical conditions that facilitate microbially mediated reduction. 2020-2021 are operational conditions. The treatment media contributes to total Ar, Fe and Mn concentrations above the MCLs and drinking water standards. Data indicate that the treatment media in the Seep Treatment Cell and PRB is capable of treating water entering the system with total Se concentrations as high as 6.87 mg/L as well as total Cd concentrations up to 0.00847 mg/L to levels below their respective MCLs. | None, other than those presented elsewhere | Effluent from the pretreatment STC (STC-NES5-EF) is the upgradient inflow through the central flow path. Data collection for upgradient/downgradient wells is in some instances shifted by 1-2 days. Reporting on effluents from Well 64 is only considered during the period that effluent from the pretreatment is available for comparison (June 2019-Oct 2021)
Final Treatability Study Findings Report Field-Scale Permeable Reactive Barrier Pilot Study Conda/Woodall Mountain Mine | Conda/Woodall Mountain Mine | IDN001002862 | N/A | N/A | GW-64-MA | Former mining site | Permeable reactive barrier (PRB) with seep treatment cell pre-treatment | Passive | Permeable reactive barrier (PRB) | Pre-treatment | Overburden pile in the headwaters areas of Pedro Creek | Y | PRB with pre-treatment | Specific technologies not specified. PRB is chemical and microbially mediated processes that reduce selenate to selenite and then selenium. Treatment media includes a carbon source (i.e. woodchips), alfalfa hay, and inert sand. Seep treatment cell is pre-treatment cell with treatment media. | Access to the groundwater table is needed. Trench excavated through water-bearing zones of alluvial deposits and into underlying weathered bedrock. | Pilot | 2018-2021, modifications made in 2019 to address seepage | Sulfate | Sulfate, total | mg/L | N | N/A | [9 empty] | 4.12 | 0.45 | -815.5556 | 786 | 2020 - 2021 Average, from operational period, not whole dataset | Data not provided | Data not provided | 1497 | 2020 - 2021 Average, from operational period, not whole dataset | Data not provided | Data not provided | Data not provided | Downgradient | 6.87 | 0.15 | mg/L | 8.23 | °C | Data not provided | N/A | Data not provided | N/A | -115.6 | mV | 2788.9 | µmhos/cm | Turbidity = 4.96 | NTU | data not provided | data not provided | data not provided | data not provided | data not provided | data not provided | N | Groundwater Comparison Value: U.S. EPA Secondary Drinking Water Standard 250 mg/L Assessment of treatment goals based on well-specific averages for 2020-2021 | No samples were collected at STC-NES5-EF between November 2018 and April 2019. | An insufficient amount of time since completion of the Pilot Study to adequately evaluate lifespan of the treatment media. The change in alkalinity can be used as an indicator of change in the ability of the media to treat selenium. Alkalinity remained relatively similar after 2 years of operation indicating that after 2 years of operation the microbially-mediated chemical reduction of selenium remains similar to the study onset. | Design had insufficient capacity to contain the flux of snow melt in addition to seep water. Soils in the area of the PRB are tight. In the future, when in an layered alluvial system, incorporate a gravel "pressure relief/effluent storage" zone on the downgradient edge to allow for increased ability to receive effluent water and/or flow onto the land surface if capacity is reached. The hydrogeological study was performed during fall low flow conditions as were the excavation and installation of the PRB bench. Additional water zones may be present during different water levels, so future design data collection should include a hydrogeological investigation in the spring to better characterize flux and water bearing zones in the aquifer during high water conditions. The PRB increased Ar, Fe, Mn and Ur due to eroded overburden material in the lenses on the walls of the excavation and from the seep and sedimentation basin sediments transferred to the PRB. Oxidizing conditions favorable to mobilization of Ur exist when ORP is above -200 mV. Bicarbonate that is likely dominant in the near neutral pH conditions in the vicinity of the PRB can enhance Ur mobility. Redox cycling from fluctuating water table can cause Ur mobilization. Heterogeneity of groundwater inflow along the trench, contact with runoff of mine materials, and microbial activity all contribute to factors affecting degree of treatment within the PRB. The incorporation of the Pilot Study into a potential remedy for the Pedro Creek Sub-Basin, at its current scale and in absence of other actions, may require some modifications to facilitate handling of high spring inflows and additional treatment to address the transport of released uranium into the shallow groundwater and surface water. | Operation and maintenance cost, including remote monitoring (e.g., transducers, telemetry, and cameras) and performance monitoring (e.g., sampling, analysis, and reporting), ranges between $20,000 to $40,000 per month. The capital cost for the construction of the PRB and STC was approximately $1.2M including the media, trenching, infiltration gallery, cover, and stormwater controls, or roughly $180/cubic yard of reactive media (1,200 cubic yards for the PRB and 5,500 cubic yards for the STC). | System is seep treatment cell effluent to PRB. Treatment media: 50% granular support media, 12.5% chopped alfalfa hay, 37.5% woodchips/shavings. Average hydraulic conductivity of 8.8-116.2 ft/day in the media. Trench excavated to dry, silty-clay, weathered Dinwoody Formation material to prevent groundwater flow from bypassing under the PRB. Eroded overburden was encountered. Media placed to a depth of 2 ft bgs, covered by non-woven geotextile and 2 ft of Dinwoody Formation material. Infiltration gallery was constructed upgradient to the PRB, and overburden was encountered. Infiltration gallery was overexcavated and compacted Dinwoody Formation materials were used on the base and sidewalls to reduce water contact with the overburden. It was backfilled with coarse drain rock and covered with non-woven geotextile and Dinwoody Formation material. PRB is relatively easy to implement with readily available material and equipment but using the technology to treat seeps or shallow groundwater in close proximity to overburden disposal piles should be approached with caution. The presence of run-of-mine shales in and around excavations contributes to mobilization of unwanted constituents (e.g. arsenic, uranium) | The objectives for the Pilot Study are consistent with the preliminary Remedial Action Objectives (RAOs) for groundwater remedies at Conda. Based on observations from the 2019 and 2020 monitoring, modifications were made to the Pilot Study in fall of 2020. In coordination with the Agencies, it was decided that the modification will require further monitoring in 2021 to fully meet the Pilot Study objectives. 2018-2019 start up period had differing conditions from 2020-2021, and the conditions were not considered representative of long term trends, but reflect the capability of the media to rapidly reach redox and geochemical conditions that facilitate microbially mediated reduction. 2020-2021 are operational conditions. The treatment media contributes to total Ar, Fe and Mn concentrations above the MCLs and drinking water standards. Data indicate that the treatment media in the Seep Treatment Cell and PRB is capable of treating water entering the system with total Se concentrations as high as 6.87 mg/L as well as total Cd concentrations up to 0.00847 mg/L to levels below their respective MCLs. | None, other than those presented elsewhere | Effluent from the pretreatment STC (STC-NES5-EF) is the upgradient inflow through the central flow path. Data collection for upgradient/downgradient wells is in some instances shifted by 1-2 days. Reporting on effluents from Well 64 is only considered during the period that effluent from the pretreatment is available for comparison (June 2019-Oct 2021)
Final Treatability Study Findings Report Field-Scale Permeable Reactive Barrier Pilot Study Conda/Woodall Mountain Mine | Conda/Woodall Mountain Mine | IDN001002862 | N/A | N/A | STC-NES5-EF | Former mining site | Permeable reactive barrier (PRB) with seep treatment cell pre-treatment | Passive | Permeable reactive barrier (PRB) | Pre-treatment | Overburden pile in the headwaters areas of Pedro Creek | Y | PRB with pre-treatment | Specific technologies not specified. PRB is chemical and microbially mediated processes that reduce selenate to selenite and then selenium. Treatment media includes a carbon source (i.e. woodchips), alfalfa hay, and inert sand. Seep treatment cell is pre-treatment cell with treatment media. | Access to the groundwater table is needed. Trench excavated through water-bearing zones of alluvial deposits and into underlying weathered bedrock. | Pilot | 2018-2021, modifications made in 2019 to address seepage | Alkalinity | Total as CaCO3 | mg/L | N | N/A | 2030 | 1530 | 24.6305 | [9 empty] | 1008 | 2020 - 2021 Average, from operational period, not whole dataset | Data not provided | Data not provided | 638 | 2020 - 2021 Average, from operational period, not whole dataset | Data not provided | Data not provided | Data not provided | Upgradient | 7.43 | 0 | mg/L | 18.79 | °C | Data not provided | N/A | Data not provided | N/A | -179.8 | mV | 2753.4 | µmhos/cm | None | N/A | data not provided | data not provided | data not provided | data not provided | data not provided | data not provided | N/A | No groundwater comparison value | No samples were collected at STC-NES5-EF between November 2018 and April 2019. | An insufficient amount of time since completion of the Pilot Study to adequately evaluate lifespan of the treatment media. The change in alkalinity can be used as an indicator of change in the ability of the media to treat selenium. Alkalinity remained relatively similar after 2 years of operation indicating that after 2 years of operation the microbially-mediated chemical reduction of selenium remains similar to the study onset. | Design had insufficient capacity to contain the flux of snow melt in addition to seep water. Soils in the area of the PRB are tight. In the future, when in an layered alluvial system, incorporate a gravel "pressure relief/effluent storage" zone on the downgradient edge to allow for increased ability to receive effluent water and/or flow onto the land surface if capacity is reached. The hydrogeological study was performed during fall low flow conditions as were the excavation and installation of the PRB bench. Additional water zones may be present during different water levels, so future design data collection should include a hydrogeological investigation in the spring to better characterize flux and water bearing zones in the aquifer during high water conditions. The PRB increased Ar, Fe, Mn and Ur due to eroded overburden material in the lenses on the walls of the excavation and from the seep and sedimentation basin sediments transferred to the PRB. Oxidizing conditions favorable to mobilization of Ur exist when ORP is above -200 mV. Bicarbonate that is likely dominant in the near neutral pH conditions in the vicinity of the PRB can enhance Ur mobility. Redox cycling from fluctuating water table can cause Ur mobilization. Heterogeneity of groundwater inflow along the trench, contact with runoff of mine materials, and microbial activity all contribute to factors affecting degree of treatment within the PRB. The incorporation of the Pilot Study into a potential remedy for the Pedro Creek Sub-Basin, at its current scale and in absence of other actions, may require some modifications to facilitate handling of high spring inflows and additional treatment to address the transport of released uranium into the shallow groundwater and surface water. | Operation and maintenance cost, including remote monitoring (e.g., transducers, telemetry, and cameras) and performance monitoring (e.g., sampling, analysis, and reporting), ranges between $20,000 to $40,000 per month. The capital cost for the construction of the PRB and STC was approximately $1.2M including the media, trenching, infiltration gallery, cover, and stormwater controls, or roughly $180/cubic yard of reactive media (1,200 cubic yards for the PRB and 5,500 cubic yards for the STC). | System is seep treatment cell effluent to PRB. Treatment media: 50% granular support media, 12.5% chopped alfalfa hay, 37.5% woodchips/shavings. Average hydraulic conductivity of 8.8-116.2 ft/day in the media. Trench excavated to dry, silty-clay, weathered Dinwoody Formation material to prevent groundwater flow from bypassing under the PRB. Eroded overburden was encountered. Media placed to a depth of 2 ft bgs, covered by non-woven geotextile and 2 ft of Dinwoody Formation material. Infiltration gallery was constructed upgradient to the PRB, and overburden was encountered. Infiltration gallery was overexcavated and compacted Dinwoody Formation materials were used on the base and sidewalls to reduce water contact with the overburden. It was backfilled with coarse drain rock and covered with non-woven geotextile and Dinwoody Formation material. PRB is relatively easy to implement with readily available material and equipment but using the technology to treat seeps or shallow groundwater in close proximity to overburden disposal piles should be approached with caution. The presence of run-of-mine shales in and around excavations contributes to mobilization of unwanted constituents (e.g. arsenic, uranium) | The objectives for the Pilot Study are consistent with the preliminary Remedial Action Objectives (RAOs) for groundwater remedies at Conda. Based on observations from the 2019 and 2020 monitoring, modifications were made to the Pilot Study in fall of 2020. In coordination with the Agencies, it was decided that the modification will require further monitoring in 2021 to fully meet the Pilot Study objectives. 2018-2019 start up period had differing conditions from 2020-2021, and the conditions were not considered representative of long term trends, but reflect the capability of the media to rapidly reach redox and geochemical conditions that facilitate microbially mediated reduction. 2020-2021 are operational conditions. The treatment media contributes to total Ar, Fe and Mn concentrations above the MCLs and drinking water standards. Data indicate that the treatment media in the Seep Treatment Cell and PRB is capable of treating water entering the system with total Se concentrations as high as 6.87 mg/L as well as total Cd concentrations up to 0.00847 mg/L to levels below their respective MCLs. | None, other than those presented elsewhere | Effluent from the pretreatment STC (STC-NES5-EF) is the upgradient inflow through the central flow path. Data collection for upgradient/downgradient wells is in some instances shifted by 1-2 days. Reporting on effluents from Well 64 is only considered during the period that effluent from the pretreatment is available for comparison (June 2019-Oct 2021)
Final Treatability Study Findings Report Field-Scale Permeable Reactive Barrier Pilot Study Conda/Woodall Mountain Mine | Conda/Woodall Mountain Mine | IDN001002862 | N/A | N/A | STC-NES5-EF | Former mining site | Permeable reactive barrier (PRB) with seep treatment cell pre-treatment | Passive | Permeable reactive barrier (PRB) | Pre-treatment | Overburden pile in the headwaters areas of Pedro Creek | Y | PRB with pre-treatment | Specific technologies not specified. PRB is chemical and microbially mediated processes that reduce selenate to selenite and then selenium. Treatment media includes a carbon source (i.e. woodchips), alfalfa hay, and inert sand. Seep treatment cell is pre-treatment cell with treatment media. | Access to the groundwater table is needed. Trench excavated through water-bearing zones of alluvial deposits and into underlying weathered bedrock. | Pilot | 2018-2021, modifications made in 2019 to address seepage | Alkalinity | Total as CaCO3 | mg/L | N | N/A |  |  |  | 668 | 409 | 38.7725 | [6 empty] | 1008 | 2020 - 2021 Average, from operational period, not whole dataset | Data not provided | Data not provided | 638 | 2020 - 2021 Average, from operational period, not whole dataset | Data not provided | Data not provided | Data not provided | Upgradient | 7.22 | 4.99 | mg/L | 21.4 | °C | Data not provided | N/A | Data not provided | N/A | -100.9 | mV | 2828 | µmhos/cm | Turbidity = 47 | NTU | data not provided | data not provided | data not provided | data not provided | data not provided | data not provided | N/A | No groundwater comparison value | No samples were collected at STC-NES5-EF between November 2018 and April 2019. | An insufficient amount of time since completion of the Pilot Study to adequately evaluate lifespan of the treatment media. The change in alkalinity can be used as an indicator of change in the ability of the media to treat selenium. Alkalinity remained relatively similar after 2 years of operation indicating that after 2 years of operation the microbially-mediated chemical reduction of selenium remains similar to the study onset. | Design had insufficient capacity to contain the flux of snow melt in addition to seep water. Soils in the area of the PRB are tight. In the future, when in an layered alluvial system, incorporate a gravel "pressure relief/effluent storage" zone on the downgradient edge to allow for increased ability to receive effluent water and/or flow onto the land surface if capacity is reached. The hydrogeological study was performed during fall low flow conditions as were the excavation and installation of the PRB bench. Additional water zones may be present during different water levels, so future design data collection should include a hydrogeological investigation in the spring to better characterize flux and water bearing zones in the aquifer during high water conditions. The PRB increased Ar, Fe, Mn and Ur due to eroded overburden material in the lenses on the walls of the excavation and from the seep and sedimentation basin sediments transferred to the PRB. Oxidizing conditions favorable to mobilization of Ur exist when ORP is above -200 mV. Bicarbonate that is likely dominant in the near neutral pH conditions in the vicinity of the PRB can enhance Ur mobility. Redox cycling from fluctuating water table can cause Ur mobilization. Heterogeneity of groundwater inflow along the trench, contact with runoff of mine materials, and microbial activity all contribute to factors affecting degree of treatment within the PRB. The incorporation of the Pilot Study into a potential remedy for the Pedro Creek Sub-Basin, at its current scale and in absence of other actions, may require some modifications to facilitate handling of high spring inflows and additional treatment to address the transport of released uranium into the shallow groundwater and surface water. | Operation and maintenance cost, including remote monitoring (e.g., transducers, telemetry, and cameras) and performance monitoring (e.g., sampling, analysis, and reporting), ranges between $20,000 to $40,000 per month. The capital cost for the construction of the PRB and STC was approximately $1.2M including the media, trenching, infiltration gallery, cover, and stormwater controls, or roughly $180/cubic yard of reactive media (1,200 cubic yards for the PRB and 5,500 cubic yards for the STC). | System is seep treatment cell effluent to PRB. Treatment media: 50% granular support media, 12.5% chopped alfalfa hay, 37.5% woodchips/shavings. Average hydraulic conductivity of 8.8-116.2 ft/day in the media. Trench excavated to dry, silty-clay, weathered Dinwoody Formation material to prevent groundwater flow from bypassing under the PRB. Eroded overburden was encountered. Media placed to a depth of 2 ft bgs, covered by non-woven geotextile and 2 ft of Dinwoody Formation material. Infiltration gallery was constructed upgradient to the PRB, and overburden was encountered. Infiltration gallery was overexcavated and compacted Dinwoody Formation materials were used on the base and sidewalls to reduce water contact with the overburden. It was backfilled with coarse drain rock and covered with non-woven geotextile and Dinwoody Formation material. PRB is relatively easy to implement with readily available material and equipment but using the technology to treat seeps or shallow groundwater in close proximity to overburden disposal piles should be approached with caution. The presence of run-of-mine shales in and around excavations contributes to mobilization of unwanted constituents (e.g. arsenic, uranium) | The objectives for the Pilot Study are consistent with the preliminary Remedial Action Objectives (RAOs) for groundwater remedies at Conda. Based on observations from the 2019 and 2020 monitoring, modifications were made to the Pilot Study in fall of 2020. In coordination with the Agencies, it was decided that the modification will require further monitoring in 2021 to fully meet the Pilot Study objectives. 2018-2019 start up period had differing conditions from 2020-2021, and the conditions were not considered representative of long term trends, but reflect the capability of the media to rapidly reach redox and geochemical conditions that facilitate microbially mediated reduction. 2020-2021 are operational conditions. The treatment media contributes to total Ar, Fe and Mn concentrations above the MCLs and drinking water standards. Data indicate that the treatment media in the Seep Treatment Cell and PRB is capable of treating water entering the system with total Se concentrations as high as 6.87 mg/L as well as total Cd concentrations up to 0.00847 mg/L to levels below their respective MCLs. | None, other than those presented elsewhere | Effluent from the pretreatment STC (STC-NES5-EF) is the upgradient inflow through the central flow path. Data collection for upgradient/downgradient wells is in some instances shifted by 1-2 days. Reporting on effluents from Well 64 is only considered during the period that effluent from the pretreatment is available for comparison (June 2019-Oct 2021)
Final Treatability Study Findings Report Field-Scale Permeable Reactive Barrier Pilot Study Conda/Woodall Mountain Mine | Conda/Woodall Mountain Mine | IDN001002862 | N/A | N/A | GW-64-MA | Former mining site | Permeable reactive barrier (PRB) with seep treatment cell pre-treatment | Passive | Permeable reactive barrier (PRB) | Pre-treatment | Overburden pile in the headwaters areas of Pedro Creek | Y | PRB with pre-treatment | Specific technologies not specified. PRB is chemical and microbially mediated processes that reduce selenate to selenite and then selenium. Treatment media includes a carbon source (i.e. woodchips), alfalfa hay, and inert sand. Seep treatment cell is pre-treatment cell with treatment media. | Access to the groundwater table is needed. Trench excavated through water-bearing zones of alluvial deposits and into underlying weathered bedrock. | Pilot | 2018-2021, modifications made in 2019 to address seepage | Alkalinity | Total as CaCO3 | mg/L | N | N/A | [6 empty] | 1810 | 1540 | -17.5325 |  |  |  | 1008 | 2020 - 2021 Average, from operational period, not whole dataset | Data not provided | Data not provided | 638 | 2020 - 2021 Average, from operational period, not whole dataset | Data not provided | Data not provided | Data not provided | Downgradient | 6.7 | 0 | mg/L | 9.6 | °C | Data not provided | N/A | Data not provided | N/A | -220.7 | mV | 2973 | µmhos/cm | Turbidity = 37.58 | NTU | data not provided | data not provided | data not provided | data not provided | data not provided | data not provided | N/A | No groundwater comparison value | No samples were collected at STC-NES5-EF between November 2018 and April 2019. | An insufficient amount of time since completion of the Pilot Study to adequately evaluate lifespan of the treatment media. The change in alkalinity can be used as an indicator of change in the ability of the media to treat selenium. Alkalinity remained relatively similar after 2 years of operation indicating that after 2 years of operation the microbially-mediated chemical reduction of selenium remains similar to the study onset. | Design had insufficient capacity to contain the flux of snow melt in addition to seep water. Soils in the area of the PRB are tight. In the future, when in an layered alluvial system, incorporate a gravel "pressure relief/effluent storage" zone on the downgradient edge to allow for increased ability to receive effluent water and/or flow onto the land surface if capacity is reached. The hydrogeological study was performed during fall low flow conditions as were the excavation and installation of the PRB bench. Additional water zones may be present during different water levels, so future design data collection should include a hydrogeological investigation in the spring to better characterize flux and water bearing zones in the aquifer during high water conditions. The PRB increased Ar, Fe, Mn and Ur due to eroded overburden material in the lenses on the walls of the excavation and from the seep and sedimentation basin sediments transferred to the PRB. Oxidizing conditions favorable to mobilization of Ur exist when ORP is above -200 mV. Bicarbonate that is likely dominant in the near neutral pH conditions in the vicinity of the PRB can enhance Ur mobility. Redox cycling from fluctuating water table can cause Ur mobilization. Heterogeneity of groundwater inflow along the trench, contact with runoff of mine materials, and microbial activity all contribute to factors affecting degree of treatment within the PRB. The incorporation of the Pilot Study into a potential remedy for the Pedro Creek Sub-Basin, at its current scale and in absence of other actions, may require some modifications to facilitate handling of high spring inflows and additional treatment to address the transport of released uranium into the shallow groundwater and surface water. | Operation and maintenance cost, including remote monitoring (e.g., transducers, telemetry, and cameras) and performance monitoring (e.g., sampling, analysis, and reporting), ranges between $20,000 to $40,000 per month. The capital cost for the construction of the PRB and STC was approximately $1.2M including the media, trenching, infiltration gallery, cover, and stormwater controls, or roughly $180/cubic yard of reactive media (1,200 cubic yards for the PRB and 5,500 cubic yards for the STC). | System is seep treatment cell effluent to PRB. Treatment media: 50% granular support media, 12.5% chopped alfalfa hay, 37.5% woodchips/shavings. Average hydraulic conductivity of 8.8-116.2 ft/day in the media. Trench excavated to dry, silty-clay, weathered Dinwoody Formation material to prevent groundwater flow from bypassing under the PRB. Eroded overburden was encountered. Media placed to a depth of 2 ft bgs, covered by non-woven geotextile and 2 ft of Dinwoody Formation material. Infiltration gallery was constructed upgradient to the PRB, and overburden was encountered. Infiltration gallery was overexcavated and compacted Dinwoody Formation materials were used on the base and sidewalls to reduce water contact with the overburden. It was backfilled with coarse drain rock and covered with non-woven geotextile and Dinwoody Formation material. PRB is relatively easy to implement with readily available material and equipment but using the technology to treat seeps or shallow groundwater in close proximity to overburden disposal piles should be approached with caution. The presence of run-of-mine shales in and around excavations contributes to mobilization of unwanted constituents (e.g. arsenic, uranium) | The objectives for the Pilot Study are consistent with the preliminary Remedial Action Objectives (RAOs) for groundwater remedies at Conda. Based on observations from the 2019 and 2020 monitoring, modifications were made to the Pilot Study in fall of 2020. In coordination with the Agencies, it was decided that the modification will require further monitoring in 2021 to fully meet the Pilot Study objectives. 2018-2019 start up period had differing conditions from 2020-2021, and the conditions were not considered representative of long term trends, but reflect the capability of the media to rapidly reach redox and geochemical conditions that facilitate microbially mediated reduction. 2020-2021 are operational conditions. The treatment media contributes to total Ar, Fe and Mn concentrations above the MCLs and drinking water standards. Data indicate that the treatment media in the Seep Treatment Cell and PRB is capable of treating water entering the system with total Se concentrations as high as 6.87 mg/L as well as total Cd concentrations up to 0.00847 mg/L to levels below their respective MCLs. | None, other than those presented elsewhere | Effluent from the pretreatment STC (STC-NES5-EF) is the upgradient inflow through the central flow path. Data collection for upgradient/downgradient wells is in some instances shifted by 1-2 days. Reporting on effluents from Well 64 is only considered during the period that effluent from the pretreatment is available for comparison (June 2019-Oct 2021)
Final Treatability Study Findings Report Field-Scale Permeable Reactive Barrier Pilot Study Conda/Woodall Mountain Mine | Conda/Woodall Mountain Mine | IDN001002862 | N/A | N/A | GW-64-MA | Former mining site | Permeable reactive barrier (PRB) with seep treatment cell pre-treatment | Passive | Permeable reactive barrier (PRB) | Pre-treatment | Overburden pile in the headwaters areas of Pedro Creek | Y | PRB with pre-treatment | Specific technologies not specified. PRB is chemical and microbially mediated processes that reduce selenate to selenite and then selenium. Treatment media includes a carbon source (i.e. woodchips), alfalfa hay, and inert sand. Seep treatment cell is pre-treatment cell with treatment media. | Access to the groundwater table is needed. Trench excavated through water-bearing zones of alluvial deposits and into underlying weathered bedrock. | Pilot | 2018-2021, modifications made in 2019 to address seepage | Alkalinity | Total as CaCO3 | mg/L | N | N/A | [9 empty] | 409 | 668 | 38.7725 | 1008 | 2020 - 2021 Average, from operational period, not whole dataset | Data not provided | Data not provided | 638 | 2020 - 2021 Average, from operational period, not whole dataset | Data not provided | Data not provided | Data not provided | Downgradient | 6.8 | 0 | mg/L | 8.7 | °C | Data not provided | N/A | Data not provided | N/A | -185.5 | mV | 3007 | µmhos/cm | Turbidity = 52.3 | NTU | data not provided | data not provided | data not provided | data not provided | data not provided | data not provided | N/A | No groundwater comparison value | No samples were collected at STC-NES5-EF between November 2018 and April 2019. | An insufficient amount of time since completion of the Pilot Study to adequately evaluate lifespan of the treatment media. The change in alkalinity can be used as an indicator of change in the ability of the media to treat selenium. Alkalinity remained relatively similar after 2 years of operation indicating that after 2 years of operation the microbially-mediated chemical reduction of selenium remains similar to the study onset. | Design had insufficient capacity to contain the flux of snow melt in addition to seep water. Soils in the area of the PRB are tight. In the future, when in an layered alluvial system, incorporate a gravel "pressure relief/effluent storage" zone on the downgradient edge to allow for increased ability to receive effluent water and/or flow onto the land surface if capacity is reached. The hydrogeological study was performed during fall low flow conditions as were the excavation and installation of the PRB bench. Additional water zones may be present during different water levels, so future design data collection should include a hydrogeological investigation in the spring to better characterize flux and water bearing zones in the aquifer during high water conditions. The PRB increased Ar, Fe, Mn and Ur due to eroded overburden material in the lenses on the walls of the excavation and from the seep and sedimentation basin sediments transferred to the PRB. Oxidizing conditions favorable to mobilization of Ur exist when ORP is above -200 mV. Bicarbonate that is likely dominant in the near neutral pH conditions in the vicinity of the PRB can enhance Ur mobility. Redox cycling from fluctuating water table can cause Ur mobilization. Heterogeneity of groundwater inflow along the trench, contact with runoff of mine materials, and microbial activity all contribute to factors affecting degree of treatment within the PRB. The incorporation of the Pilot Study into a potential remedy for the Pedro Creek Sub-Basin, at its current scale and in absence of other actions, may require some modifications to facilitate handling of high spring inflows and additional treatment to address the transport of released uranium into the shallow groundwater and surface water. | Operation and maintenance cost, including remote monitoring (e.g., transducers, telemetry, and cameras) and performance monitoring (e.g., sampling, analysis, and reporting), ranges between $20,000 to $40,000 per month. The capital cost for the construction of the PRB and STC was approximately $1.2M including the media, trenching, infiltration gallery, cover, and stormwater controls, or roughly $180/cubic yard of reactive media (1,200 cubic yards for the PRB and 5,500 cubic yards for the STC). | System is seep treatment cell effluent to PRB. Treatment media: 50% granular support media, 12.5% chopped alfalfa hay, 37.5% woodchips/shavings. Average hydraulic conductivity of 8.8-116.2 ft/day in the media. Trench excavated to dry, silty-clay, weathered Dinwoody Formation material to prevent groundwater flow from bypassing under the PRB. Eroded overburden was encountered. Media placed to a depth of 2 ft bgs, covered by non-woven geotextile and 2 ft of Dinwoody Formation material. Infiltration gallery was constructed upgradient to the PRB, and overburden was encountered. Infiltration gallery was overexcavated and compacted Dinwoody Formation materials were used on the base and sidewalls to reduce water contact with the overburden. It was backfilled with coarse drain rock and covered with non-woven geotextile and Dinwoody Formation material. PRB is relatively easy to implement with readily available material and equipment but using the technology to treat seeps or shallow groundwater in close proximity to overburden disposal piles should be approached with caution. The presence of run-of-mine shales in and around excavations contributes to mobilization of unwanted constituents (e.g. arsenic, uranium) | The objectives for the Pilot Study are consistent with the preliminary Remedial Action Objectives (RAOs) for groundwater remedies at Conda. Based on observations from the 2019 and 2020 monitoring, modifications were made to the Pilot Study in fall of 2020. In coordination with the Agencies, it was decided that the modification will require further monitoring in 2021 to fully meet the Pilot Study objectives. 2018-2019 start up period had differing conditions from 2020-2021, and the conditions were not considered representative of long term trends, but reflect the capability of the media to rapidly reach redox and geochemical conditions that facilitate microbially mediated reduction. 2020-2021 are operational conditions. The treatment media contributes to total Ar, Fe and Mn concentrations above the MCLs and drinking water standards. Data indicate that the treatment media in the Seep Treatment Cell and PRB is capable of treating water entering the system with total Se concentrations as high as 6.87 mg/L as well as total Cd concentrations up to 0.00847 mg/L to levels below their respective MCLs. | None, other than those presented elsewhere | Effluent from the pretreatment STC (STC-NES5-EF) is the upgradient inflow through the central flow path. Data collection for upgradient/downgradient wells is in some instances shifted by 1-2 days. Reporting on effluents from Well 64 is only considered during the period that effluent from the pretreatment is available for comparison (June 2019-Oct 2021)
Final Treatability Study Findings Report Field-Scale Permeable Reactive Barrier Pilot Study Conda/Woodall Mountain Mine | Conda/Woodall Mountain Mine | IDN001002862 | N/A | N/A | GM-41-MA | Former mining site | Permeable reactive barrier (PRB) with seep treatment cell pre-treatment | Passive | Permeable reactive barrier (PRB) | Pre-treatment | Overburden pile in the headwaters areas of Pedro Creek | Y | PRB with pre-treatment | Specific technologies not specified. PRB is chemical and microbially mediated processes that reduce selenate to selenite and then selenium. Treatment media includes a carbon source (i.e. woodchips), alfalfa hay, and inert sand. Seep treatment cell is pre-treatment cell with treatment media. | Access to the groundwater table is needed. Trench excavated through water-bearing zones of alluvial deposits and into underlying weathered bedrock. | Pilot | 2018-2021, modifications made in 2019 to address seepage | DOC | Dissolved Organic Carbon | mg/L | N | N/A | 14.7 | 85.5 | -481.6327 | [9 empty] | 3.33 | 2020 - 2021 Average, from operational period, not whole dataset | Data not provided | Data not provided | 3.92 | 2020 - 2021 Average, from operational period, not whole dataset | Data not provided | Data not provided | Data not provided | Upgradient | 6.54 | 0.23 | mg/L | 11.1 | °C | Data not provided | N/A | Data not provided | N/A | -17.9 | mV | 3049 | µmhos/cm | Turbidity = 47 | NTU | data not provided | data not provided | data not provided | data not provided | data not provided | data not provided | N/A | No groundwater comparison value | None, other than noted elsewhere | An insufficient amount of time since completion of the Pilot Study to adequately evaluate lifespan of the treatment media. The change in alkalinity can be used as an indicator of change in the ability of the media to treat selenium. Alkalinity remained relatively similar after 2 years of operation indicating that after 2 years of operation the microbially-mediated chemical reduction of selenium remains similar to the study onset. | Design had insufficient capacity to contain the flux of snow melt in addition to seep water. Soils in the area of the PRB are tight. In the future, when in an layered alluvial system, incorporate a gravel "pressure relief/effluent storage" zone on the downgradient edge to allow for increased ability to receive effluent water and/or flow onto the land surface if capacity is reached. The hydrogeological study was performed during fall low flow conditions as were the excavation and installation of the PRB bench. Additional water zones may be present during different water levels, so future design data collection should include a hydrogeological investigation in the spring to better characterize flux and water bearing zones in the aquifer during high water conditions. The PRB increased Ar, Fe, Mn and Ur due to eroded overburden material in the lenses on the walls of the excavation and from the seep and sedimentation basin sediments transferred to the PRB. Oxidizing conditions favorable to mobilization of Ur exist when ORP is above -200 mV. Bicarbonate that is likely dominant in the near neutral pH conditions in the vicinity of the PRB can enhance Ur mobility. Redox cycling from fluctuating water table can cause Ur mobilization. Heterogeneity of groundwater inflow along the trench, contact with runoff of mine materials, and microbial activity all contribute to factors affecting degree of treatment within the PRB. The incorporation of the Pilot Study into a potential remedy for the Pedro Creek Sub-Basin, at its current scale and in absence of other actions, may require some modifications to facilitate handling of high spring inflows and additional treatment to address the transport of released uranium into the shallow groundwater and surface water. | Operation and maintenance cost, including remote monitoring (e.g., transducers, telemetry, and cameras) and performance monitoring (e.g., sampling, analysis, and reporting), ranges between $20,000 to $40,000 per month. The capital cost for the construction of the PRB and STC was approximately $1.2M including the media, trenching, infiltration gallery, cover, and stormwater controls, or roughly $180/cubic yard of reactive media (1,200 cubic yards for the PRB and 5,500 cubic yards for the STC). | System is seep treatment cell effluent to PRB. Treatment media: 50% granular support media, 12.5% chopped alfalfa hay, 37.5% woodchips/shavings. Average hydraulic conductivity of 8.8-116.2 ft/day in the media. Trench excavated to dry, silty-clay, weathered Dinwoody Formation material to prevent groundwater flow from bypassing under the PRB. Eroded overburden was encountered. Media placed to a depth of 2 ft bgs, covered by non-woven geotextile and 2 ft of Dinwoody Formation material. Infiltration gallery was constructed upgradient to the PRB, and overburden was encountered. Infiltration gallery was overexcavated and compacted Dinwoody Formation materials were used on the base and sidewalls to reduce water contact with the overburden. It was backfilled with coarse drain rock and covered with non-woven geotextile and Dinwoody Formation material. PRB is relatively easy to implement with readily available material and equipment but using the technology to treat seeps or shallow groundwater in close proximity to overburden disposal piles should be approached with caution. The presence of run-of-mine shales in and around excavations contributes to mobilization of unwanted constituents (e.g. arsenic, uranium) | The objectives for the Pilot Study are consistent with the preliminary Remedial Action Objectives (RAOs) for groundwater remedies at Conda. Based on observations from the 2019 and 2020 monitoring, modifications were made to the Pilot Study in fall of 2020. In coordination with the Agencies, it was decided that the modification will require further monitoring in 2021 to fully meet the Pilot Study objectives. 2018-2019 start up period had differing conditions from 2020-2021, and the conditions were not considered representative of long term trends, but reflect the capability of the media to rapidly reach redox and geochemical conditions that facilitate microbially mediated reduction. 2020-2021 are operational conditions. The treatment media contributes to total Ar, Fe and Mn concentrations above the MCLs and drinking water standards. Data indicate that the treatment media in the Seep Treatment Cell and PRB is capable of treating water entering the system with total Se concentrations as high as 6.87 mg/L as well as total Cd concentrations up to 0.00847 mg/L to levels below their respective MCLs. | None, other than those presented elsewhere | GW sampling location GW-41-MA was determined to be upgradient from GW-65-MA on south flow path from Figure 10-5 on page 217 Data collection for upgradient/downgradient wells is in some instances shifted by a day. Flow rate is the range of hydraulic conductivity along the preferential flow pathways.
Final Treatability Study Findings Report Field-Scale Permeable Reactive Barrier Pilot Study Conda/Woodall Mountain Mine | Conda/Woodall Mountain Mine | IDN001002862 | N/A | N/A | GM-41-MA | Former mining site | Permeable reactive barrier (PRB) with seep treatment cell pre-treatment | Passive | Permeable reactive barrier (PRB) | Pre-treatment | Overburden pile in the headwaters areas of Pedro Creek | Y | PRB with pre-treatment | Specific technologies not specified. PRB is chemical and microbially mediated processes that reduce selenate to selenite and then selenium. Treatment media includes a carbon source (i.e. woodchips), alfalfa hay, and inert sand. Seep treatment cell is pre-treatment cell with treatment media. | Access to the groundwater table is needed. Trench excavated through water-bearing zones of alluvial deposits and into underlying weathered bedrock. | Pilot | 2018-2021, modifications made in 2019 to address seepage | DOC | Dissolved Organic Carbon | mg/L | N | N/A |  |  |  | 3.01 | 3.65 | -21.2625 | [6 empty] | 3.33 | 2020 - 2021 Average, from operational period, not whole dataset | Data not provided | Data not provided | 3.92 | 2020 - 2021 Average, from operational period, not whole dataset | Data not provided | Data not provided | Data not provided | Upgradient | 6.62 | 0 | mg/L | 7.9 | °C | Data not provided | N/A | Data not provided | N/A | -52.8 | mV | 3130 | µmhos/cm | Turbidity = 53.3 | NTU | data not provided | data not provided | data not provided | data not provided | data not provided | data not provided | N/A | No groundwater comparison value | None, other than noted elsewhere | An insufficient amount of time since completion of the Pilot Study to adequately evaluate lifespan of the treatment media. The change in alkalinity can be used as an indicator of change in the ability of the media to treat selenium. Alkalinity remained relatively similar after 2 years of operation indicating that after 2 years of operation the microbially-mediated chemical reduction of selenium remains similar to the study onset. | Design had insufficient capacity to contain the flux of snow melt in addition to seep water. Soils in the area of the PRB are tight. In the future, when in an layered alluvial system, incorporate a gravel "pressure relief/effluent storage" zone on the downgradient edge to allow for increased ability to receive effluent water and/or flow onto the land surface if capacity is reached. The hydrogeological study was performed during fall low flow conditions as were the excavation and installation of the PRB bench. Additional water zones may be present during different water levels, so future design data collection should include a hydrogeological investigation in the spring to better characterize flux and water bearing zones in the aquifer during high water conditions. The PRB increased Ar, Fe, Mn and Ur due to eroded overburden material in the lenses on the walls of the excavation and from the seep and sedimentation basin sediments transferred to the PRB. Oxidizing conditions favorable to mobilization of Ur exist when ORP is above -200 mV. Bicarbonate that is likely dominant in the near neutral pH conditions in the vicinity of the PRB can enhance Ur mobility. Redox cycling from fluctuating water table can cause Ur mobilization. Heterogeneity of groundwater inflow along the trench, contact with runoff of mine materials, and microbial activity all contribute to factors affecting degree of treatment within the PRB. The incorporation of the Pilot Study into a potential remedy for the Pedro Creek Sub-Basin, at its current scale and in absence of other actions, may require some modifications to facilitate handling of high spring inflows and additional treatment to address the transport of released uranium into the shallow groundwater and surface water. | Operation and maintenance cost, including remote monitoring (e.g., transducers, telemetry, and cameras) and performance monitoring (e.g., sampling, analysis, and reporting), ranges between $20,000 to $40,000 per month. The capital cost for the construction of the PRB and STC was approximately $1.2M including the media, trenching, infiltration gallery, cover, and stormwater controls, or roughly $180/cubic yard of reactive media (1,200 cubic yards for the PRB and 5,500 cubic yards for the STC). | System is seep treatment cell effluent to PRB. Treatment media: 50% granular support media, 12.5% chopped alfalfa hay, 37.5% woodchips/shavings. Average hydraulic conductivity of 8.8-116.2 ft/day in the media. Trench excavated to dry, silty-clay, weathered Dinwoody Formation material to prevent groundwater flow from bypassing under the PRB. Eroded overburden was encountered. Media placed to a depth of 2 ft bgs, covered by non-woven geotextile and 2 ft of Dinwoody Formation material. Infiltration gallery was constructed upgradient to the PRB, and overburden was encountered. Infiltration gallery was overexcavated and compacted Dinwoody Formation materials were used on the base and sidewalls to reduce water contact with the overburden. It was backfilled with coarse drain rock and covered with non-woven geotextile and Dinwoody Formation material. PRB is relatively easy to implement with readily available material and equipment but using the technology to treat seeps or shallow groundwater in close proximity to overburden disposal piles should be approached with caution. The presence of run-of-mine shales in and around excavations contributes to mobilization of unwanted constituents (e.g. arsenic, uranium) | The objectives for the Pilot Study are consistent with the preliminary Remedial Action Objectives (RAOs) for groundwater remedies at Conda. Based on observations from the 2019 and 2020 monitoring, modifications were made to the Pilot Study in fall of 2020. In coordination with the Agencies, it was decided that the modification will require further monitoring in 2021 to fully meet the Pilot Study objectives. 2018-2019 start up period had differing conditions from 2020-2021, and the conditions were not considered representative of long term trends, but reflect the capability of the media to rapidly reach redox and geochemical conditions that facilitate microbially mediated reduction. 2020-2021 are operational conditions. The treatment media contributes to total Ar, Fe and Mn concentrations above the MCLs and drinking water standards. Data indicate that the treatment media in the Seep Treatment Cell and PRB is capable of treating water entering the system with total Se concentrations as high as 6.87 mg/L as well as total Cd concentrations up to 0.00847 mg/L to levels below their respective MCLs. | None, other than those presented elsewhere | GW sampling location GW-41-MA was determined to be upgradient from GW-65-MA on south flow path from Figure 10-5 on page 217 Data collection for upgradient/downgradient wells is in some instances shifted by a day. Flow rate is the range of hydraulic conductivity along the preferential flow pathways.
Final Treatability Study Findings Report Field-Scale Permeable Reactive Barrier Pilot Study Conda/Woodall Mountain Mine | Conda/Woodall Mountain Mine | IDN001002862 | N/A | N/A | GM-65-MA | Former mining site | Permeable reactive barrier (PRB) with seep treatment cell pre-treatment | Passive | Permeable reactive barrier (PRB) | Pre-treatment | Overburden pile in the headwaters areas of Pedro Creek | Y | PRB with pre-treatment | Specific technologies not specified. PRB is chemical and microbially mediated processes that reduce selenate to selenite and then selenium. Treatment media includes a carbon source (i.e. woodchips), alfalfa hay, and inert sand. Seep treatment cell is pre-treatment cell with treatment media. | Access to the groundwater table is needed. Trench excavated through water-bearing zones of alluvial deposits and into underlying weathered bedrock. | Pilot | 2018-2021, modifications made in 2019 to address seepage | DOC | Dissolved Organic Carbon | mg/L | N | N/A | [6 empty] | 85.5 | 14.7 | -481.6327 |  |  |  | 3.33 | 2020 - 2021 Average, from operational period, not whole dataset | Data not provided | Data not provided | 3.92 | 2020 - 2021 Average, from operational period, not whole dataset | Data not provided | Data not provided | Data not provided | Downgradient | 6.53 | 0.41 | mg/L | 7.3 | °C | Data not provided | N/A | Data not provided | N/A | 15.2 | mV | 3395 | µmhos/cm | Turbidity = 49 | NTU | data not provided | data not provided | data not provided | data not provided | data not provided | data not provided | N/A | No groundwater comparison value | None, other than noted elsewhere | An insufficient amount of time since completion of the Pilot Study to adequately evaluate lifespan of the treatment media. The change in alkalinity can be used as an indicator of change in the ability of the media to treat selenium. Alkalinity remained relatively similar after 2 years of operation indicating that after 2 years of operation the microbially-mediated chemical reduction of selenium remains similar to the study onset. | Design had insufficient capacity to contain the flux of snow melt in addition to seep water. Soils in the area of the PRB are tight. In the future, when in an layered alluvial system, incorporate a gravel "pressure relief/effluent storage" zone on the downgradient edge to allow for increased ability to receive effluent water and/or flow onto the land surface if capacity is reached. The hydrogeological study was performed during fall low flow conditions as were the excavation and installation of the PRB bench. Additional water zones may be present during different water levels, so future design data collection should include a hydrogeological investigation in the spring to better characterize flux and water bearing zones in the aquifer during high water conditions. The PRB increased Ar, Fe, Mn and Ur due to eroded overburden material in the lenses on the walls of the excavation and from the seep and sedimentation basin sediments transferred to the PRB. Oxidizing conditions favorable to mobilization of Ur exist when ORP is above -200 mV. Bicarbonate that is likely dominant in the near neutral pH conditions in the vicinity of the PRB can enhance Ur mobility. Redox cycling from fluctuating water table can cause Ur mobilization. Heterogeneity of groundwater inflow along the trench, contact with runoff of mine materials, and microbial activity all contribute to factors affecting degree of treatment within the PRB. The incorporation of the Pilot Study into a potential remedy for the Pedro Creek Sub-Basin, at its current scale and in absence of other actions, may require some modifications to facilitate handling of high spring inflows and additional treatment to address the transport of released uranium into the shallow groundwater and surface water. | Operation and maintenance cost, including remote monitoring (e.g., transducers, telemetry, and cameras) and performance monitoring (e.g., sampling, analysis, and reporting), ranges between $20,000 to $40,000 per month. The capital cost for the construction of the PRB and STC was approximately $1.2M including the media, trenching, infiltration gallery, cover, and stormwater controls, or roughly $180/cubic yard of reactive media (1,200 cubic yards for the PRB and 5,500 cubic yards for the STC). | System is seep treatment cell effluent to PRB. Treatment media: 50% granular support media, 12.5% chopped alfalfa hay, 37.5% woodchips/shavings. Average hydraulic conductivity of 8.8-116.2 ft/day in the media. Trench excavated to dry, silty-clay, weathered Dinwoody Formation material to prevent groundwater flow from bypassing under the PRB. Eroded overburden was encountered. Media placed to a depth of 2 ft bgs, covered by non-woven geotextile and 2 ft of Dinwoody Formation material. Infiltration gallery was constructed upgradient to the PRB, and overburden was encountered. Infiltration gallery was overexcavated and compacted Dinwoody Formation materials were used on the base and sidewalls to reduce water contact with the overburden. It was backfilled with coarse drain rock and covered with non-woven geotextile and Dinwoody Formation material. PRB is relatively easy to implement with readily available material and equipment but using the technology to treat seeps or shallow groundwater in close proximity to overburden disposal piles should be approached with caution. The presence of run-of-mine shales in and around excavations contributes to mobilization of unwanted constituents (e.g. arsenic, uranium) | The objectives for the Pilot Study are consistent with the preliminary Remedial Action Objectives (RAOs) for groundwater remedies at Conda. Based on observations from the 2019 and 2020 monitoring, modifications were made to the Pilot Study in fall of 2020. In coordination with the Agencies, it was decided that the modification will require further monitoring in 2021 to fully meet the Pilot Study objectives. 2018-2019 start up period had differing conditions from 2020-2021, and the conditions were not considered representative of long term trends, but reflect the capability of the media to rapidly reach redox and geochemical conditions that facilitate microbially mediated reduction. 2020-2021 are operational conditions. The treatment media contributes to total Ar, Fe and Mn concentrations above the MCLs and drinking water standards. Data indicate that the treatment media in the Seep Treatment Cell and PRB is capable of treating water entering the system with total Se concentrations as high as 6.87 mg/L as well as total Cd concentrations up to 0.00847 mg/L to levels below their respective MCLs. | GW-65-MA is presented as a cross-gradient well but is also shown to be within the southern flow path that moves through the PRB. | GW sampling location GW-41-MA was determined to be upgradient from GW-65-MA on south flow path from Figure 10-5 on page 217 Data collection for upgradient/downgradient wells is in some instances shifted by a day. Flow rate is the range of hydraulic conductivity along the preferential flow pathways.
Final Treatability Study Findings Report Field-Scale Permeable Reactive Barrier Pilot Study Conda/Woodall Mountain Mine | Conda/Woodall Mountain Mine | IDN001002862 | N/A | N/A | GM-65-MA | Former mining site | Permeable reactive barrier (PRB) with seep treatment cell pre-treatment | Passive | Permeable reactive barrier (PRB) | Pre-treatment | Overburden pile in the headwaters areas of Pedro Creek | Y | PRB with pre-treatment | Specific technologies not specified. PRB is chemical and microbially mediated processes that reduce selenate to selenite and then selenium. Treatment media includes a carbon source (i.e. woodchips), alfalfa hay, and inert sand. Seep treatment cell is pre-treatment cell with treatment media. | Access to the groundwater table is needed. Trench excavated through water-bearing zones of alluvial deposits and into underlying weathered bedrock. | Pilot | 2018-2021, modifications made in 2019 to address seepage | DOC | Dissolved Organic Carbon | mg/L | N | N/A | [9 empty] | 3.62 | 3.36 | -7.7381 | 3.33 | 2020 - 2021 Average, from operational period, not whole dataset | Data not provided | Data not provided | 3.92 | 2020 - 2021 Average, from operational period, not whole dataset | Data not provided | Data not provided | Data not provided | Downgradient | 6.61 | -0.1 | mg/L | 12.1 | °C | Data not provided | N/A | Data not provided | N/A | -168.7 | mV | 3160 | µmhos/cm | Turbidity = 9.09 | NTU | data not provided | data not provided | data not provided | data not provided | data not provided | data not provided | N/A | No groundwater comparison value | None, other than noted elsewhere | An insufficient amount of time since completion of the Pilot Study to adequately evaluate lifespan of the treatment media. The change in alkalinity can be used as an indicator of change in the ability of the media to treat selenium. Alkalinity remained relatively similar after 2 years of operation indicating that after 2 years of operation the microbially-mediated chemical reduction of selenium remains similar to the study onset. | Design had insufficient capacity to contain the flux of snow melt in addition to seep water. Soils in the area of the PRB are tight. In the future, when in an layered alluvial system, incorporate a gravel "pressure relief/effluent storage" zone on the downgradient edge to allow for increased ability to receive effluent water and/or flow onto the land surface if capacity is reached. The hydrogeological study was performed during fall low flow conditions as were the excavation and installation of the PRB bench. Additional water zones may be present during different water levels, so future design data collection should include a hydrogeological investigation in the spring to better characterize flux and water bearing zones in the aquifer during high water conditions. The PRB increased Ar, Fe, Mn and Ur due to eroded overburden material in the lenses on the walls of the excavation and from the seep and sedimentation basin sediments transferred to the PRB. Oxidizing conditions favorable to mobilization of Ur exist when ORP is above -200 mV. Bicarbonate that is likely dominant in the near neutral pH conditions in the vicinity of the PRB can enhance Ur mobility. Redox cycling from fluctuating water table can cause Ur mobilization. Heterogeneity of groundwater inflow along the trench, contact with runoff of mine materials, and microbial activity all contribute to factors affecting degree of treatment within the PRB. The incorporation of the Pilot Study into a potential remedy for the Pedro Creek Sub-Basin, at its current scale and in absence of other actions, may require some modifications to facilitate handling of high spring inflows and additional treatment to address the transport of released uranium into the shallow groundwater and surface water. | Operation and maintenance cost, including remote monitoring (e.g., transducers, telemetry, and cameras) and performance monitoring (e.g., sampling, analysis, and reporting), ranges between $20,000 to $40,000 per month. The capital cost for the construction of the PRB and STC was approximately $1.2M including the media, trenching, infiltration gallery, cover, and stormwater controls, or roughly $180/cubic yard of reactive media (1,200 cubic yards for the PRB and 5,500 cubic yards for the STC). | System is seep treatment cell effluent to PRB. Treatment media: 50% granular support media, 12.5% chopped alfalfa hay, 37.5% woodchips/shavings. Average hydraulic conductivity of 8.8-116.2 ft/day in the media. Trench excavated to dry, silty-clay, weathered Dinwoody Formation material to prevent groundwater flow from bypassing under the PRB. Eroded overburden was encountered. Media placed to a depth of 2 ft bgs, covered by non-woven geotextile and 2 ft of Dinwoody Formation material. Infiltration gallery was constructed upgradient to the PRB, and overburden was encountered. Infiltration gallery was overexcavated and compacted Dinwoody Formation materials were used on the base and sidewalls to reduce water contact with the overburden. It was backfilled with coarse drain rock and covered with non-woven geotextile and Dinwoody Formation material. PRB is relatively easy to implement with readily available material and equipment but using the technology to treat seeps or shallow groundwater in close proximity to overburden disposal piles should be approached with caution. The presence of run-of-mine shales in and around excavations contributes to mobilization of unwanted constituents (e.g. arsenic, uranium) | The objectives for the Pilot Study are consistent with the preliminary Remedial Action Objectives (RAOs) for groundwater remedies at Conda. Based on observations from the 2019 and 2020 monitoring, modifications were made to the Pilot Study in fall of 2020. In coordination with the Agencies, it was decided that the modification will require further monitoring in 2021 to fully meet the Pilot Study objectives. 2018-2019 start up period had differing conditions from 2020-2021, and the conditions were not considered representative of long term trends, but reflect the capability of the media to rapidly reach redox and geochemical conditions that facilitate microbially mediated reduction. 2020-2021 are operational conditions. The treatment media contributes to total Ar, Fe and Mn concentrations above the MCLs and drinking water standards. Data indicate that the treatment media in the Seep Treatment Cell and PRB is capable of treating water entering the system with total Se concentrations as high as 6.87 mg/L as well as total Cd concentrations up to 0.00847 mg/L to levels below their respective MCLs. | GW-65-MA is presented as a cross-gradient well but is also shown to be within the southern flow path that moves through the PRB. | GW sampling location GW-41-MA was determined to be upgradient from GW-65-MA on south flow path from Figure 10-5 on page 217 Data collection for upgradient/downgradient wells is in some instances shifted by a day. Flow rate is the range of hydraulic conductivity along the preferential flow pathways.
Final Treatability Study Findings Report Field-Scale Permeable Reactive Barrier Pilot Study Conda/Woodall Mountain Mine | Conda/Woodall Mountain Mine | IDN001002862 | N/A | N/A | GM-41-MA | Former mining site | Permeable reactive barrier (PRB) with seep treatment cell pre-treatment | Passive | Permeable reactive barrier (PRB) | Pre-treatment | Overburden pile in the headwaters areas of Pedro Creek | Y | PRB with pre-treatment | Specific technologies not specified. PRB is chemical and microbially mediated processes that reduce selenate to selenite and then selenium. Treatment media includes a carbon source (i.e. woodchips), alfalfa hay, and inert sand. Seep treatment cell is pre-treatment cell with treatment media. | Access to the groundwater table is needed. Trench excavated through water-bearing zones of alluvial deposits and into underlying weathered bedrock. | Pilot | 2018-2021, modifications made in 2019 to address seepage | TOC | Total Organic Carbon | mg/L | N | N/A | 14.4 | 87.4 | -506.9444 | [9 empty] | 3.3 | 2020 - 2021 Average, from operational period, not whole dataset | Data not provided | Data not provided | 3.96 | 2020 - 2021 Average, from operational period, not whole dataset | Data not provided | Data not provided | Data not provided | Upgradient | 6.54 | 0.23 | mg/L | 11.1 | °C | Data not provided | N/A | Data not provided | N/A | -17.9 | mV | 3049 | µmhos/cm | Turbidity = 47 | NTU | data not provided | data not provided | data not provided | data not provided | data not provided | data not provided | N/A | No groundwater comparison value | None, other than noted elsewhere | An insufficient amount of time since completion of the Pilot Study to adequately evaluate lifespan of the treatment media. The change in alkalinity can be used as an indicator of change in the ability of the media to treat selenium. Alkalinity remained relatively similar after 2 years of operation indicating that after 2 years of operation the microbially-mediated chemical reduction of selenium remains similar to the study onset. | Design had insufficient capacity to contain the flux of snow melt in addition to seep water. Soils in the area of the PRB are tight. In the future, when in an layered alluvial system, incorporate a gravel "pressure relief/effluent storage" zone on the downgradient edge to allow for increased ability to receive effluent water and/or flow onto the land surface if capacity is reached. The hydrogeological study was performed during fall low flow conditions as were the excavation and installation of the PRB bench. Additional water zones may be present during different water levels, so future design data collection should include a hydrogeological investigation in the spring to better characterize flux and water bearing zones in the aquifer during high water conditions. The PRB increased Ar, Fe, Mn and Ur due to eroded overburden material in the lenses on the walls of the excavation and from the seep and sedimentation basin sediments transferred to the PRB. Oxidizing conditions favorable to mobilization of Ur exist when ORP is above -200 mV. Bicarbonate that is likely dominant in the near neutral pH conditions in the vicinity of the PRB can enhance Ur mobility. Redox cycling from fluctuating water table can cause Ur mobilization. Heterogeneity of groundwater inflow along the trench, contact with runoff of mine materials, and microbial activity all contribute to factors affecting degree of treatment within the PRB. The incorporation of the Pilot Study into a potential remedy for the Pedro Creek Sub-Basin, at its current scale and in absence of other actions, may require some modifications to facilitate handling of high spring inflows and additional treatment to address the transport of released uranium into the shallow groundwater and surface water. | Operation and maintenance cost, including remote monitoring (e.g., transducers, telemetry, and cameras) and performance monitoring (e.g., sampling, analysis, and reporting), ranges between $20,000 to $40,000 per month. The capital cost for the construction of the PRB and STC was approximately $1.2M including the media, trenching, infiltration gallery, cover, and stormwater controls, or roughly $180/cubic yard of reactive media (1,200 cubic yards for the PRB and 5,500 cubic yards for the STC). | System is seep treatment cell effluent to PRB. Treatment media: 50% granular support media, 12.5% chopped alfalfa hay, 37.5% woodchips/shavings. Average hydraulic conductivity of 8.8-116.2 ft/day in the media. Trench excavated to dry, silty-clay, weathered Dinwoody Formation material to prevent groundwater flow from bypassing under the PRB. Eroded overburden was encountered. Media placed to a depth of 2 ft bgs, covered by non-woven geotextile and 2 ft of Dinwoody Formation material. Infiltration gallery was constructed upgradient to the PRB, and overburden was encountered. Infiltration gallery was overexcavated and compacted Dinwoody Formation materials were used on the base and sidewalls to reduce water contact with the overburden. It was backfilled with coarse drain rock and covered with non-woven geotextile and Dinwoody Formation material. PRB is relatively easy to implement with readily available material and equipment but using the technology to treat seeps or shallow groundwater in close proximity to overburden disposal piles should be approached with caution. The presence of run-of-mine shales in and around excavations contributes to mobilization of unwanted constituents (e.g. arsenic, uranium) | The objectives for the Pilot Study are consistent with the preliminary Remedial Action Objectives (RAOs) for groundwater remedies at Conda. Based on observations from the 2019 and 2020 monitoring, modifications were made to the Pilot Study in fall of 2020. In coordination with the Agencies, it was decided that the modification will require further monitoring in 2021 to fully meet the Pilot Study objectives. 2018-2019 start up period had differing conditions from 2020-2021, and the conditions were not considered representative of long term trends, but reflect the capability of the media to rapidly reach redox and geochemical conditions that facilitate microbially mediated reduction. 2020-2021 are operational conditions. The treatment media contributes to total Ar, Fe and Mn concentrations above the MCLs and drinking water standards. Data indicate that the treatment media in the Seep Treatment Cell and PRB is capable of treating water entering the system with total Se concentrations as high as 6.87 mg/L as well as total Cd concentrations up to 0.00847 mg/L to levels below their respective MCLs. | None, other than those presented elsewhere | GW sampling location GW-41-MA was determined to be upgradient from GW-65-MA on south flow path from Figure 10-5 on page 217 Data collection for upgradient/downgradient wells is in some instances shifted by a day. Flow rate is the range of hydraulic conductivity along the preferential flow pathways.
Final Treatability Study Findings Report Field-Scale Permeable Reactive Barrier Pilot Study Conda/Woodall Mountain Mine | Conda/Woodall Mountain Mine | IDN001002862 | N/A | N/A | GM-41-MA | Former mining site | Permeable reactive barrier (PRB) with seep treatment cell pre-treatment | Passive | Permeable reactive barrier (PRB) | Pre-treatment | Overburden pile in the headwaters areas of Pedro Creek | Y | PRB with pre-treatment | Specific technologies not specified. PRB is chemical and microbially mediated processes that reduce selenate to selenite and then selenium. Treatment media includes a carbon source (i.e. woodchips), alfalfa hay, and inert sand. Seep treatment cell is pre-treatment cell with treatment media. | Access to the groundwater table is needed. Trench excavated through water-bearing zones of alluvial deposits and into underlying weathered bedrock. | Pilot | 2018-2021, modifications made in 2019 to address seepage | TOC | Total Organic Carbon | mg/L | N | N/A |  |  |  | 3.13 | 3.51 | -12.1406 | [6 empty] | 3.3 | 2020 - 2021 Average, from operational period, not whole dataset | Data not provided | Data not provided | 3.96 | 2020 - 2021 Average, from operational period, not whole dataset | Data not provided | Data not provided | Data not provided | Upgradient | 6.72 | -0.06 | mg/L | 9.7 | °C | Data not provided | N/A | Data not provided | N/A | 173.6 | mV | 3295 | µmhos/cm | Turbidity = 13.37 | NTU | data not provided | data not provided | data not provided | data not provided | data not provided | data not provided | N/A | No groundwater comparison value | None, other than noted elsewhere | An insufficient amount of time since completion of the Pilot Study to adequately evaluate lifespan of the treatment media. The change in alkalinity can be used as an indicator of change in the ability of the media to treat selenium. Alkalinity remained relatively similar after 2 years of operation indicating that after 2 years of operation the microbially-mediated chemical reduction of selenium remains similar to the study onset. | Design had insufficient capacity to contain the flux of snow melt in addition to seep water. Soils in the area of the PRB are tight. In the future, when in an layered alluvial system, incorporate a gravel "pressure relief/effluent storage" zone on the downgradient edge to allow for increased ability to receive effluent water and/or flow onto the land surface if capacity is reached. The hydrogeological study was performed during fall low flow conditions as were the excavation and installation of the PRB bench. Additional water zones may be present during different water levels, so future design data collection should include a hydrogeological investigation in the spring to better characterize flux and water bearing zones in the aquifer during high water conditions. The PRB increased Ar, Fe, Mn and Ur due to eroded overburden material in the lenses on the walls of the excavation and from the seep and sedimentation basin sediments transferred to the PRB. Oxidizing conditions favorable to mobilization of Ur exist when ORP is above -200 mV. Bicarbonate that is likely dominant in the near neutral pH conditions in the vicinity of the PRB can enhance Ur mobility. Redox cycling from fluctuating water table can cause Ur mobilization. Heterogeneity of groundwater inflow along the trench, contact with runoff of mine materials, and microbial activity all contribute to factors affecting degree of treatment within the PRB. The incorporation of the Pilot Study into a potential remedy for the Pedro Creek Sub-Basin, at its current scale and in absence of other actions, may require some modifications to facilitate handling of high spring inflows and additional treatment to address the transport of released uranium into the shallow groundwater and surface water. | Operation and maintenance cost, including remote monitoring (e.g., transducers, telemetry, and cameras) and performance monitoring (e.g., sampling, analysis, and reporting), ranges between $20,000 to $40,000 per month. The capital cost for the construction of the PRB and STC was approximately $1.2M including the media, trenching, infiltration gallery, cover, and stormwater controls, or roughly $180/cubic yard of reactive media (1,200 cubic yards for the PRB and 5,500 cubic yards for the STC). | System is seep treatment cell effluent to PRB. Treatment media: 50% granular support media, 12.5% chopped alfalfa hay, 37.5% woodchips/shavings. Average hydraulic conductivity of 8.8-116.2 ft/day in the media. Trench excavated to dry, silty-clay, weathered Dinwoody Formation material to prevent groundwater flow from bypassing under the PRB. Eroded overburden was encountered. Media placed to a depth of 2 ft bgs, covered by non-woven geotextile and 2 ft of Dinwoody Formation material. Infiltration gallery was constructed upgradient to the PRB, and overburden was encountered. Infiltration gallery was overexcavated and compacted Dinwoody Formation materials were used on the base and sidewalls to reduce water contact with the overburden. It was backfilled with coarse drain rock and covered with non-woven geotextile and Dinwoody Formation material. PRB is relatively easy to implement with readily available material and equipment but using the technology to treat seeps or shallow groundwater in close proximity to overburden disposal piles should be approached with caution. The presence of run-of-mine shales in and around excavations contributes to mobilization of unwanted constituents (e.g. arsenic, uranium) | The objectives for the Pilot Study are consistent with the preliminary Remedial Action Objectives (RAOs) for groundwater remedies at Conda. Based on observations from the 2019 and 2020 monitoring, modifications were made to the Pilot Study in fall of 2020. In coordination with the Agencies, it was decided that the modification will require further monitoring in 2021 to fully meet the Pilot Study objectives. 2018-2019 start up period had differing conditions from 2020-2021, and the conditions were not considered representative of long term trends, but reflect the capability of the media to rapidly reach redox and geochemical conditions that facilitate microbially mediated reduction. 2020-2021 are operational conditions. The treatment media contributes to total Ar, Fe and Mn concentrations above the MCLs and drinking water standards. Data indicate that the treatment media in the Seep Treatment Cell and PRB is capable of treating water entering the system with total Se concentrations as high as 6.87 mg/L as well as total Cd concentrations up to 0.00847 mg/L to levels below their respective MCLs. | None, other than those presented elsewhere | GW sampling location GW-41-MA was determined to be upgradient from GW-65-MA on south flow path from Figure 10-5 on page 217 Data collection for upgradient/downgradient wells is in some instances shifted by a day. Flow rate is the range of hydraulic conductivity along the preferential flow pathways.
Final Treatability Study Findings Report Field-Scale Permeable Reactive Barrier Pilot Study Conda/Woodall Mountain Mine | Conda/Woodall Mountain Mine | IDN001002862 | N/A | N/A | GM-65-MA | Former mining site | Permeable reactive barrier (PRB) with seep treatment cell pre-treatment | Passive | Permeable reactive barrier (PRB) | Pre-treatment | Overburden pile in the headwaters areas of Pedro Creek | Y | PRB with pre-treatment | Specific technologies not specified. PRB is chemical and microbially mediated processes that reduce selenate to selenite and then selenium. Treatment media includes a carbon source (i.e. woodchips), alfalfa hay, and inert sand. Seep treatment cell is pre-treatment cell with treatment media. | Access to the groundwater table is needed. Trench excavated through water-bearing zones of alluvial deposits and into underlying weathered bedrock. | Pilot | 2018-2021, modifications made in 2019 to address seepage | TOC | Total Organic Carbon | mg/L | N | N/A | [6 empty] | 87.4 | 14.4 | -506.9444 |  |  |  | 3.3 | 2020 - 2021 Average, from operational period, not whole dataset | Data not provided | Data not provided | 3.96 | 2020 - 2021 Average, from operational period, not whole dataset | Data not provided | Data not provided | Data not provided | Downgradient | 6.53 | 0.41 | mg/L | 7.3 | °C | Data not provided | N/A | Data not provided | N/A | 15.2 | mV | 3395 | µmhos/cm | Turbidity = 49 | NTU | data not provided | data not provided | data not provided | data not provided | data not provided | data not provided | N/A | No groundwater comparison value | None, other than noted elsewhere | An insufficient amount of time since completion of the Pilot Study to adequately evaluate lifespan of the treatment media. The change in alkalinity can be used as an indicator of change in the ability of the media to treat selenium. Alkalinity remained relatively similar after 2 years of operation indicating that after 2 years of operation the microbially-mediated chemical reduction of selenium remains similar to the study onset. | Design had insufficient capacity to contain the flux of snow melt in addition to seep water. Soils in the area of the PRB are tight. In the future, when in an layered alluvial system, incorporate a gravel "pressure relief/effluent storage" zone on the downgradient edge to allow for increased ability to receive effluent water and/or flow onto the land surface if capacity is reached. The hydrogeological study was performed during fall low flow conditions as were the excavation and installation of the PRB bench. Additional water zones may be present during different water levels, so future design data collection should include a hydrogeological investigation in the spring to better characterize flux and water bearing zones in the aquifer during high water conditions. The PRB increased Ar, Fe, Mn and Ur due to eroded overburden material in the lenses on the walls of the excavation and from the seep and sedimentation basin sediments transferred to the PRB. Oxidizing conditions favorable to mobilization of Ur exist when ORP is above -200 mV. Bicarbonate that is likely dominant in the near neutral pH conditions in the vicinity of the PRB can enhance Ur mobility. Redox cycling from fluctuating water table can cause Ur mobilization. Heterogeneity of groundwater inflow along the trench, contact with runoff of mine materials, and microbial activity all contribute to factors affecting degree of treatment within the PRB. The incorporation of the Pilot Study into a potential remedy for the Pedro Creek Sub-Basin, at its current scale and in absence of other actions, may require some modifications to facilitate handling of high spring inflows and additional treatment to address the transport of released uranium into the shallow groundwater and surface water. | Operation and maintenance cost, including remote monitoring (e.g., transducers, telemetry, and cameras) and performance monitoring (e.g., sampling, analysis, and reporting), ranges between $20,000 to $40,000 per month. The capital cost for the construction of the PRB and STC was approximately $1.2M including the media, trenching, infiltration gallery, cover, and stormwater controls, or roughly $180/cubic yard of reactive media (1,200 cubic yards for the PRB and 5,500 cubic yards for the STC). | System is seep treatment cell effluent to PRB. Treatment media: 50% granular support media, 12.5% chopped alfalfa hay, 37.5% woodchips/shavings. Average hydraulic conductivity of 8.8-116.2 ft/day in the media. Trench excavated to dry, silty-clay, weathered Dinwoody Formation material to prevent groundwater flow from bypassing under the PRB. Eroded overburden was encountered. Media placed to a depth of 2 ft bgs, covered by non-woven geotextile and 2 ft of Dinwoody Formation material. Infiltration gallery was constructed upgradient to the PRB, and overburden was encountered. Infiltration gallery was overexcavated and compacted Dinwoody Formation materials were used on the base and sidewalls to reduce water contact with the overburden. It was backfilled with coarse drain rock and covered with non-woven geotextile and Dinwoody Formation material. PRB is relatively easy to implement with readily available material and equipment but using the technology to treat seeps or shallow groundwater in close proximity to overburden disposal piles should be approached with caution. The presence of run-of-mine shales in and around excavations contributes to mobilization of unwanted constituents (e.g. arsenic, uranium) | The objectives for the Pilot Study are consistent with the preliminary Remedial Action Objectives (RAOs) for groundwater remedies at Conda. Based on observations from the 2019 and 2020 monitoring, modifications were made to the Pilot Study in fall of 2020. In coordination with the Agencies, it was decided that the modification will require further monitoring in 2021 to fully meet the Pilot Study objectives. 2018-2019 start up period had differing conditions from 2020-2021, and the conditions were not considered representative of long term trends, but reflect the capability of the media to rapidly reach redox and geochemical conditions that facilitate microbially mediated reduction. 2020-2021 are operational conditions. The treatment media contributes to total Ar, Fe and Mn concentrations above the MCLs and drinking water standards. Data indicate that the treatment media in the Seep Treatment Cell and PRB is capable of treating water entering the system with total Se concentrations as high as 6.87 mg/L as well as total Cd concentrations up to 0.00847 mg/L to levels below their respective MCLs. | GW-65-MA is presented as a cross-gradient well but is also shown to be within the southern flow path that moves through the PRB. | GW sampling location GW-41-MA was determined to be upgradient from GW-65-MA on south flow path from Figure 10-5 on page 217 Data collection for upgradient/downgradient wells is in some instances shifted by a day. Flow rate is the range of hydraulic conductivity along the preferential flow pathways.
Final Treatability Study Findings Report Field-Scale Permeable Reactive Barrier Pilot Study Conda/Woodall Mountain Mine | Conda/Woodall Mountain Mine | IDN001002862 | N/A | N/A | GM-65-MA | Former mining site | Permeable reactive barrier (PRB) with seep treatment cell pre-treatment | Passive | Permeable reactive barrier (PRB) | Pre-treatment | Overburden pile in the headwaters areas of Pedro Creek | Y | PRB with pre-treatment | Specific technologies not specified. PRB is chemical and microbially mediated processes that reduce selenate to selenite and then selenium. Treatment media includes a carbon source (i.e. woodchips), alfalfa hay, and inert sand. Seep treatment cell is pre-treatment cell with treatment media. | Access to the groundwater table is needed. Trench excavated through water-bearing zones of alluvial deposits and into underlying weathered bedrock. | Pilot | 2018-2021, modifications made in 2019 to address seepage | TOC | Total Organic Carbon | mg/L | N | N/A | [9 empty] | 3.51 | 3.13 | -12.1406 | 3.3 | 2020 - 2021 Average, from operational period, not whole dataset | Data not provided | Data not provided | 3.96 | 2020 - 2021 Average, from operational period, not whole dataset | Data not provided | Data not provided | Data not provided | Downgradient | 6.61 | -0.1 | mg/L | 12.1 | °C | Data not provided | N/A | Data not provided | N/A | -168.7 | mV | 3160 | µmhos/cm | Turbidity = 9.09 | NTU | data not provided | data not provided | data not provided | data not provided | data not provided | data not provided | N/A | No groundwater comparison value | None, other than noted elsewhere | An insufficient amount of time since completion of the Pilot Study to adequately evaluate lifespan of the treatment media. The change in alkalinity can be used as an indicator of change in the ability of the media to treat selenium. Alkalinity remained relatively similar after 2 years of operation indicating that after 2 years of operation the microbially-mediated chemical reduction of selenium remains similar to the study onset. | Design had insufficient capacity to contain the flux of snow melt in addition to seep water. Soils in the area of the PRB are tight. In the future, when in an layered alluvial system, incorporate a gravel "pressure relief/effluent storage" zone on the downgradient edge to allow for increased ability to receive effluent water and/or flow onto the land surface if capacity is reached. The hydrogeological study was performed during fall low flow conditions as were the excavation and installation of the PRB bench. Additional water zones may be present during different water levels, so future design data collection should include a hydrogeological investigation in the spring to better characterize flux and water bearing zones in the aquifer during high water conditions. The PRB increased Ar, Fe, Mn and Ur due to eroded overburden material in the lenses on the walls of the excavation and from the seep and sedimentation basin sediments transferred to the PRB. Oxidizing conditions favorable to mobilization of Ur exist when ORP is above -200 mV. Bicarbonate that is likely dominant in the near neutral pH conditions in the vicinity of the PRB can enhance Ur mobility. Redox cycling from fluctuating water table can cause Ur mobilization. Heterogeneity of groundwater inflow along the trench, contact with runoff of mine materials, and microbial activity all contribute to factors affecting degree of treatment within the PRB. The incorporation of the Pilot Study into a potential remedy for the Pedro Creek Sub-Basin, at its current scale and in absence of other actions, may require some modifications to facilitate handling of high spring inflows and additional treatment to address the transport of released uranium into the shallow groundwater and surface water. | Operation and maintenance cost, including remote monitoring (e.g., transducers, telemetry, and cameras) and performance monitoring (e.g., sampling, analysis, and reporting), ranges between $20,000 to $40,000 per month. The capital cost for the construction of the PRB and STC was approximately $1.2M including the media, trenching, infiltration gallery, cover, and stormwater controls, or roughly $180/cubic yard of reactive media (1,200 cubic yards for the PRB and 5,500 cubic yards for the STC). | System is seep treatment cell effluent to PRB. Treatment media: 50% granular support media, 12.5% chopped alfalfa hay, 37.5% woodchips/shavings. Average hydraulic conductivity of 8.8-116.2 ft/day in the media. Trench excavated to dry, silty-clay, weathered Dinwoody Formation material to prevent groundwater flow from bypassing under the PRB. Eroded overburden was encountered. Media placed to a depth of 2 ft bgs, covered by non-woven geotextile and 2 ft of Dinwoody Formation material. Infiltration gallery was constructed upgradient to the PRB, and overburden was encountered. Infiltration gallery was overexcavated and compacted Dinwoody Formation materials were used on the base and sidewalls to reduce water contact with the overburden. It was backfilled with coarse drain rock and covered with non-woven geotextile and Dinwoody Formation material. PRB is relatively easy to implement with readily available material and equipment but using the technology to treat seeps or shallow groundwater in close proximity to overburden disposal piles should be approached with caution. The presence of run-of-mine shales in and around excavations contributes to mobilization of unwanted constituents (e.g. arsenic, uranium) | The objectives for the Pilot Study are consistent with the preliminary Remedial Action Objectives (RAOs) for groundwater remedies at Conda. Based on observations from the 2019 and 2020 monitoring, modifications were made to the Pilot Study in fall of 2020. In coordination with the Agencies, it was decided that the modification will require further monitoring in 2021 to fully meet the Pilot Study objectives. 2018-2019 start up period had differing conditions from 2020-2021, and the conditions were not considered representative of long term trends, but reflect the capability of the media to rapidly reach redox and geochemical conditions that facilitate microbially mediated reduction. 2020-2021 are operational conditions. The treatment media contributes to total Ar, Fe and Mn concentrations above the MCLs and drinking water standards. Data indicate that the treatment media in the Seep Treatment Cell and PRB is capable of treating water entering the system with total Se concentrations as high as 6.87 mg/L as well as total Cd concentrations up to 0.00847 mg/L to levels below their respective MCLs. | GW-65-MA is presented as a cross-gradient well but is also shown to be within the southern flow path that moves through the PRB. | GW sampling location GW-41-MA was determined to be upgradient from GW-65-MA on south flow path from Figure 10-5 on page 217 Data collection for upgradient/downgradient wells is in some instances shifted by a day. Flow rate is the range of hydraulic conductivity along the preferential flow pathways.
Final Treatability Study Findings Report Field-Scale Permeable Reactive Barrier Pilot Study Conda/Woodall Mountain Mine | Conda/Woodall Mountain Mine | IDN001002862 | N/A | N/A | GM-41-MA | Former mining site | Permeable reactive barrier (PRB) with seep treatment cell pre-treatment | Passive | Permeable reactive barrier (PRB) | Pre-treatment | Overburden pile in the headwaters areas of Pedro Creek | Y | PRB with pre-treatment | Specific technologies not specified. PRB is chemical and microbially mediated processes that reduce selenate to selenite and then selenium. Treatment media includes a carbon source (i.e. woodchips), alfalfa hay, and inert sand. Seep treatment cell is pre-treatment cell with treatment media. | Access to the groundwater table is needed. Trench excavated through water-bearing zones of alluvial deposits and into underlying weathered bedrock. | Pilot | 2018-2021, modifications made in 2019 to address seepage | Total Dissolved Solids | TDS | mg/L | N | N/A | 3560 | 3170 | 10.9551 | [9 empty] | 3182 | 2020 - 2021 Average, from operational period, not whole dataset | Data not provided | Data not provided | 2998 | 2020 - 2021 Average, from operational period, not whole dataset | Data not provided | Data not provided | Data not provided | Upgradient | 6.89 | 0.8 | mg/L | 7.03 | °C | Data not provided | N/A | Data not provided | N/A | 1.4 | mV | 3521.4 | µmhos/cm | Turbidity = 16.13 | NTU | data not provided | data not provided | data not provided | data not provided | data not provided | data not provided | N | Groundwater Comparison Value: U.S. EPA Secondary Drinking Water Standard 500 mg/L Assessment of treatment goals based on well-specific averages for 2020-2021 | None, other than noted elsewhere | An insufficient amount of time since completion of the Pilot Study to adequately evaluate lifespan of the treatment media. The change in alkalinity can be used as an indicator of change in the ability of the media to treat selenium. Alkalinity remained relatively similar after 2 years of operation indicating that after 2 years of operation the microbially-mediated chemical reduction of selenium remains similar to the study onset. | Design had insufficient capacity to contain the flux of snow melt in addition to seep water. Soils in the area of the PRB are tight. In the future, when in an layered alluvial system, incorporate a gravel "pressure relief/effluent storage" zone on the downgradient edge to allow for increased ability to receive effluent water and/or flow onto the land surface if capacity is reached. The hydrogeological study was performed during fall low flow conditions as were the excavation and installation of the PRB bench. Additional water zones may be present during different water levels, so future design data collection should include a hydrogeological investigation in the spring to better characterize flux and water bearing zones in the aquifer during high water conditions. The PRB increased Ar, Fe, Mn and Ur due to eroded overburden material in the lenses on the walls of the excavation and from the seep and sedimentation basin sediments transferred to the PRB. Oxidizing conditions favorable to mobilization of Ur exist when ORP is above -200 mV. Bicarbonate that is likely dominant in the near neutral pH conditions in the vicinity of the PRB can enhance Ur mobility. Redox cycling from fluctuating water table can cause Ur mobilization. Heterogeneity of groundwater inflow along the trench, contact with runoff of mine materials, and microbial activity all contribute to factors affecting degree of treatment within the PRB. The incorporation of the Pilot Study into a potential remedy for the Pedro Creek Sub-Basin, at its current scale and in absence of other actions, may require some modifications to facilitate handling of high spring inflows and additional treatment to address the transport of released uranium into the shallow groundwater and surface water. | Operation and maintenance cost, including remote monitoring (e.g., transducers, telemetry, and cameras) and performance monitoring (e.g., sampling, analysis, and reporting), ranges between $20,000 to $40,000 per month. The capital cost for the construction of the PRB and STC was approximately $1.2M including the media, trenching, infiltration gallery, cover, and stormwater controls, or roughly $180/cubic yard of reactive media (1,200 cubic yards for the PRB and 5,500 cubic yards for the STC). | System is seep treatment cell effluent to PRB. Treatment media: 50% granular support media, 12.5% chopped alfalfa hay, 37.5% woodchips/shavings. Average hydraulic conductivity of 8.8-116.2 ft/day in the media. Trench excavated to dry, silty-clay, weathered Dinwoody Formation material to prevent groundwater flow from bypassing under the PRB. Eroded overburden was encountered. Media placed to a depth of 2 ft bgs, covered by non-woven geotextile and 2 ft of Dinwoody Formation material. Infiltration gallery was constructed upgradient to the PRB, and overburden was encountered. Infiltration gallery was overexcavated and compacted Dinwoody Formation materials were used on the base and sidewalls to reduce water contact with the overburden. It was backfilled with coarse drain rock and covered with non-woven geotextile and Dinwoody Formation material. PRB is relatively easy to implement with readily available material and equipment but using the technology to treat seeps or shallow groundwater in close proximity to overburden disposal piles should be approached with caution. The presence of run-of-mine shales in and around excavations contributes to mobilization of unwanted constituents (e.g. arsenic, uranium) | The objectives for the Pilot Study are consistent with the preliminary Remedial Action Objectives (RAOs) for groundwater remedies at Conda. Based on observations from the 2019 and 2020 monitoring, modifications were made to the Pilot Study in fall of 2020. In coordination with the Agencies, it was decided that the modification will require further monitoring in 2021 to fully meet the Pilot Study objectives. 2018-2019 start up period had differing conditions from 2020-2021, and the conditions were not considered representative of long term trends, but reflect the capability of the media to rapidly reach redox and geochemical conditions that facilitate microbially mediated reduction. 2020-2021 are operational conditions. The treatment media contributes to total Ar, Fe and Mn concentrations above the MCLs and drinking water standards. Data indicate that the treatment media in the Seep Treatment Cell and PRB is capable of treating water entering the system with total Se concentrations as high as 6.87 mg/L as well as total Cd concentrations up to 0.00847 mg/L to levels below their respective MCLs. | None, other than those presented elsewhere | GW sampling location GW-41-MA was determined to be upgradient from GW-65-MA on south flow path from Figure 10-5 on page 217 Data collection for upgradient/downgradient wells is in some instances shifted by a day. Flow rate is the range of hydraulic conductivity along the preferential flow pathways.
Final Treatability Study Findings Report Field-Scale Permeable Reactive Barrier Pilot Study Conda/Woodall Mountain Mine | Conda/Woodall Mountain Mine | IDN001002862 | N/A | N/A | GM-41-MA | Former mining site | Permeable reactive barrier (PRB) with seep treatment cell pre-treatment | Passive | Permeable reactive barrier (PRB) | Pre-treatment | Overburden pile in the headwaters areas of Pedro Creek | Y | PRB with pre-treatment | Specific technologies not specified. PRB is chemical and microbially mediated processes that reduce selenate to selenite and then selenium. Treatment media includes a carbon source (i.e. woodchips), alfalfa hay, and inert sand. Seep treatment cell is pre-treatment cell with treatment media. | Access to the groundwater table is needed. Trench excavated through water-bearing zones of alluvial deposits and into underlying weathered bedrock. | Pilot | 2018-2021, modifications made in 2019 to address seepage | Total Dissolved Solids | TDS | mg/L | N | N/A |  |  |  | 2840 | 2860 | -0.70423 | [6 empty] | 3182 | 2020 - 2021 Average, from operational period, not whole dataset | Data not provided | Data not provided | 2998 | 2020 - 2021 Average, from operational period, not whole dataset | Data not provided | Data not provided | Data not provided | Upgradient | 6.73 | 0.19 | mg/L | 12.4 | °C | Data not provided | N/A | Data not provided | N/A | -36.3 | mV | 3722.4 | µmhos/cm | None | N/A | data not provided | data not provided | data not provided | data not provided | data not provided | data not provided | N | Groundwater Comparison Value: U.S. EPA Secondary Drinking Water Standard 500 mg/L Assessment of treatment goals based on well-specific averages for 2020-2021 | None, other than noted elsewhere | An insufficient amount of time since completion of the Pilot Study to adequately evaluate lifespan of the treatment media. The change in alkalinity can be used as an indicator of change in the ability of the media to treat selenium. Alkalinity remained relatively similar after 2 years of operation indicating that after 2 years of operation the microbially-mediated chemical reduction of selenium remains similar to the study onset. | Design had insufficient capacity to contain the flux of snow melt in addition to seep water. Soils in the area of the PRB are tight. In the future, when in an layered alluvial system, incorporate a gravel "pressure relief/effluent storage" zone on the downgradient edge to allow for increased ability to receive effluent water and/or flow onto the land surface if capacity is reached. The hydrogeological study was performed during fall low flow conditions as were the excavation and installation of the PRB bench. Additional water zones may be present during different water levels, so future design data collection should include a hydrogeological investigation in the spring to better characterize flux and water bearing zones in the aquifer during high water conditions. The PRB increased Ar, Fe, Mn and Ur due to eroded overburden material in the lenses on the walls of the excavation and from the seep and sedimentation basin sediments transferred to the PRB. Oxidizing conditions favorable to mobilization of Ur exist when ORP is above -200 mV. Bicarbonate that is likely dominant in the near neutral pH conditions in the vicinity of the PRB can enhance Ur mobility. Redox cycling from fluctuating water table can cause Ur mobilization. Heterogeneity of groundwater inflow along the trench, contact with runoff of mine materials, and microbial activity all contribute to factors affecting degree of treatment within the PRB. The incorporation of the Pilot Study into a potential remedy for the Pedro Creek Sub-Basin, at its current scale and in absence of other actions, may require some modifications to facilitate handling of high spring inflows and additional treatment to address the transport of released uranium into the shallow groundwater and surface water. | Operation and maintenance cost, including remote monitoring (e.g., transducers, telemetry, and cameras) and performance monitoring (e.g., sampling, analysis, and reporting), ranges between $20,000 to $40,000 per month. The capital cost for the construction of the PRB and STC was approximately $1.2M including the media, trenching, infiltration gallery, cover, and stormwater controls, or roughly $180/cubic yard of reactive media (1,200 cubic yards for the PRB and 5,500 cubic yards for the STC). | System is seep treatment cell effluent to PRB. Treatment media: 50% granular support media, 12.5% chopped alfalfa hay, 37.5% woodchips/shavings. Average hydraulic conductivity of 8.8-116.2 ft/day in the media. Trench excavated to dry, silty-clay, weathered Dinwoody Formation material to prevent groundwater flow from bypassing under the PRB. Eroded overburden was encountered. Media placed to a depth of 2 ft bgs, covered by non-woven geotextile and 2 ft of Dinwoody Formation material. Infiltration gallery was constructed upgradient to the PRB, and overburden was encountered. Infiltration gallery was overexcavated and compacted Dinwoody Formation materials were used on the base and sidewalls to reduce water contact with the overburden. It was backfilled with coarse drain rock and covered with non-woven geotextile and Dinwoody Formation material. PRB is relatively easy to implement with readily available material and equipment but using the technology to treat seeps or shallow groundwater in close proximity to overburden disposal piles should be approached with caution. The presence of run-of-mine shales in and around excavations contributes to mobilization of unwanted constituents (e.g. arsenic, uranium) | The objectives for the Pilot Study are consistent with the preliminary Remedial Action Objectives (RAOs) for groundwater remedies at Conda. Based on observations from the 2019 and 2020 monitoring, modifications were made to the Pilot Study in fall of 2020. In coordination with the Agencies, it was decided that the modification will require further monitoring in 2021 to fully meet the Pilot Study objectives. 2018-2019 start up period had differing conditions from 2020-2021, and the conditions were not considered representative of long term trends, but reflect the capability of the media to rapidly reach redox and geochemical conditions that facilitate microbially mediated reduction. 2020-2021 are operational conditions. The treatment media contributes to total Ar, Fe and Mn concentrations above the MCLs and drinking water standards. Data indicate that the treatment media in the Seep Treatment Cell and PRB is capable of treating water entering the system with total Se concentrations as high as 6.87 mg/L as well as total Cd concentrations up to 0.00847 mg/L to levels below their respective MCLs. | None, other than those presented elsewhere | GW sampling location GW-41-MA was determined to be upgradient from GW-65-MA on south flow path from Figure 10-5 on page 217 Data collection for upgradient/downgradient wells is in some instances shifted by a day. Flow rate is the range of hydraulic conductivity along the preferential flow pathways.
Final Treatability Study Findings Report Field-Scale Permeable Reactive Barrier Pilot Study Conda/Woodall Mountain Mine | Conda/Woodall Mountain Mine | IDN001002862 | N/A | N/A | GM-65-MA | Former mining site | Permeable reactive barrier (PRB) with seep treatment cell pre-treatment | Passive | Permeable reactive barrier (PRB) | Pre-treatment | Overburden pile in the headwaters areas of Pedro Creek | Y | PRB with pre-treatment | Specific technologies not specified. PRB is chemical and microbially mediated processes that reduce selenate to selenite and then selenium. Treatment media includes a carbon source (i.e. woodchips), alfalfa hay, and inert sand. Seep treatment cell is pre-treatment cell with treatment media. | Access to the groundwater table is needed. Trench excavated through water-bearing zones of alluvial deposits and into underlying weathered bedrock. | Pilot | 2018-2021, modifications made in 2019 to address seepage | Total Dissolved Solids | TDS | mg/L | N | N/A | [6 empty] | 3340 | 3330 | -0.3003 |  |  |  | 3182 | 2020 - 2021 Average, from operational period, not whole dataset | Data not provided | Data not provided | 2998 | 2020 - 2021 Average, from operational period, not whole dataset | Data not provided | Data not provided | Data not provided | Downgradient | 6.5 | 0.01 | mg/L | 11 | °C | Data not provided | N/A | Data not provided | N/A | -84.5 | mV | 3259 | µmhos/cm | Turbidity = 1.54 | NTU | data not provided | data not provided | data not provided | data not provided | data not provided | data not provided | N | Groundwater Comparison Value: U.S. EPA Secondary Drinking Water Standard 500 mg/L Assessment of treatment goals based on well-specific averages for 2020-2021 | None, other than noted elsewhere | An insufficient amount of time since completion of the Pilot Study to adequately evaluate lifespan of the treatment media. The change in alkalinity can be used as an indicator of change in the ability of the media to treat selenium. Alkalinity remained relatively similar after 2 years of operation indicating that after 2 years of operation the microbially-mediated chemical reduction of selenium remains similar to the study onset. | Design had insufficient capacity to contain the flux of snow melt in addition to seep water. Soils in the area of the PRB are tight. In the future, when in an layered alluvial system, incorporate a gravel "pressure relief/effluent storage" zone on the downgradient edge to allow for increased ability to receive effluent water and/or flow onto the land surface if capacity is reached. The hydrogeological study was performed during fall low flow conditions as were the excavation and installation of the PRB bench. Additional water zones may be present during different water levels, so future design data collection should include a hydrogeological investigation in the spring to better characterize flux and water bearing zones in the aquifer during high water conditions. The PRB increased Ar, Fe, Mn and Ur due to eroded overburden material in the lenses on the walls of the excavation and from the seep and sedimentation basin sediments transferred to the PRB. Oxidizing conditions favorable to mobilization of Ur exist when ORP is above -200 mV. Bicarbonate that is likely dominant in the near neutral pH conditions in the vicinity of the PRB can enhance Ur mobility. Redox cycling from fluctuating water table can cause Ur mobilization. Heterogeneity of groundwater inflow along the trench, contact with runoff of mine materials, and microbial activity all contribute to factors affecting degree of treatment within the PRB. The incorporation of the Pilot Study into a potential remedy for the Pedro Creek Sub-Basin, at its current scale and in absence of other actions, may require some modifications to facilitate handling of high spring inflows and additional treatment to address the transport of released uranium into the shallow groundwater and surface water. | Operation and maintenance cost, including remote monitoring (e.g., transducers, telemetry, and cameras) and performance monitoring (e.g., sampling, analysis, and reporting), ranges between $20,000 to $40,000 per month. The capital cost for the construction of the PRB and STC was approximately $1.2M including the media, trenching, infiltration gallery, cover, and stormwater controls, or roughly $180/cubic yard of reactive media (1,200 cubic yards for the PRB and 5,500 cubic yards for the STC). | System is seep treatment cell effluent to PRB. Treatment media: 50% granular support media, 12.5% chopped alfalfa hay, 37.5% woodchips/shavings. Average hydraulic conductivity of 8.8-116.2 ft/day in the media. Trench excavated to dry, silty-clay, weathered Dinwoody Formation material to prevent groundwater flow from bypassing under the PRB. Eroded overburden was encountered. Media placed to a depth of 2 ft bgs, covered by non-woven geotextile and 2 ft of Dinwoody Formation material. Infiltration gallery was constructed upgradient to the PRB, and overburden was encountered. Infiltration gallery was overexcavated and compacted Dinwoody Formation materials were used on the base and sidewalls to reduce water contact with the overburden. It was backfilled with coarse drain rock and covered with non-woven geotextile and Dinwoody Formation material. PRB is relatively easy to implement with readily available material and equipment but using the technology to treat seeps or shallow groundwater in close proximity to overburden disposal piles should be approached with caution. The presence of run-of-mine shales in and around excavations contributes to mobilization of unwanted constituents (e.g. arsenic, uranium) | The objectives for the Pilot Study are consistent with the preliminary Remedial Action Objectives (RAOs) for groundwater remedies at Conda. Based on observations from the 2019 and 2020 monitoring, modifications were made to the Pilot Study in fall of 2020. In coordination with the Agencies, it was decided that the modification will require further monitoring in 2021 to fully meet the Pilot Study objectives. 2018-2019 start up period had differing conditions from 2020-2021, and the conditions were not considered representative of long term trends, but reflect the capability of the media to rapidly reach redox and geochemical conditions that facilitate microbially mediated reduction. 2020-2021 are operational conditions. The treatment media contributes to total Ar, Fe and Mn concentrations above the MCLs and drinking water standards. Data indicate that the treatment media in the Seep Treatment Cell and PRB is capable of treating water entering the system with total Se concentrations as high as 6.87 mg/L as well as total Cd concentrations up to 0.00847 mg/L to levels below their respective MCLs. | GW-65-MA is presented as a cross-gradient well but is also shown to be within the southern flow path that moves through the PRB. | GW sampling location GW-41-MA was determined to be upgradient from GW-65-MA on south flow path from Figure 10-5 on page 217 Data collection for upgradient/downgradient wells is in some instances shifted by a day. Flow rate is the range of hydraulic conductivity along the preferential flow pathways.
Final Treatability Study Findings Report Field-Scale Permeable Reactive Barrier Pilot Study Conda/Woodall Mountain Mine | Conda/Woodall Mountain Mine | IDN001002862 | N/A | N/A | GM-65-MA | Former mining site | Permeable reactive barrier (PRB) with seep treatment cell pre-treatment | Passive | Permeable reactive barrier (PRB) | Pre-treatment | Overburden pile in the headwaters areas of Pedro Creek | Y | PRB with pre-treatment | Specific technologies not specified. PRB is chemical and microbially mediated processes that reduce selenate to selenite and then selenium. Treatment media includes a carbon source (i.e. woodchips), alfalfa hay, and inert sand. Seep treatment cell is pre-treatment cell with treatment media. | Access to the groundwater table is needed. Trench excavated through water-bearing zones of alluvial deposits and into underlying weathered bedrock. | Pilot | 2018-2021, modifications made in 2019 to address seepage | Total Dissolved Solids | TDS | mg/L | N | N/A | [9 empty] | 2620 | 3170 | 17.3502 | 3182 | 2020 - 2021 Average, from operational period, not whole dataset | Data not provided | Data not provided | 2998 | 2020 - 2021 Average, from operational period, not whole dataset | Data not provided | Data not provided | Data not provided | Downgradient | 6.61 | -0.1 | mg/L | 12.1 | °C | Data not provided | N/A | Data not provided | N/A | -168.7 | mV | 3160 | µmhos/cm | Turbidity = 9.09 | NTU | data not provided | data not provided | data not provided | data not provided | data not provided | data not provided | N | Groundwater Comparison Value: U.S. EPA Secondary Drinking Water Standard 500 mg/L Assessment of treatment goals based on well-specific averages for 2020-2021 | None, other than noted elsewhere | An insufficient amount of time since completion of the Pilot Study to adequately evaluate lifespan of the treatment media. The change in alkalinity can be used as an indicator of change in the ability of the media to treat selenium. Alkalinity remained relatively similar after 2 years of operation indicating that after 2 years of operation the microbially-mediated chemical reduction of selenium remains similar to the study onset. | Design had insufficient capacity to contain the flux of snow melt in addition to seep water. Soils in the area of the PRB are tight. In the future, when in an layered alluvial system, incorporate a gravel "pressure relief/effluent storage" zone on the downgradient edge to allow for increased ability to receive effluent water and/or flow onto the land surface if capacity is reached. The hydrogeological study was performed during fall low flow conditions as were the excavation and installation of the PRB bench. Additional water zones may be present during different water levels, so future design data collection should include a hydrogeological investigation in the spring to better characterize flux and water bearing zones in the aquifer during high water conditions. The PRB increased Ar, Fe, Mn and Ur due to eroded overburden material in the lenses on the walls of the excavation and from the seep and sedimentation basin sediments transferred to the PRB. Oxidizing conditions favorable to mobilization of Ur exist when ORP is above -200 mV. Bicarbonate that is likely dominant in the near neutral pH conditions in the vicinity of the PRB can enhance Ur mobility. Redox cycling from fluctuating water table can cause Ur mobilization. Heterogeneity of groundwater inflow along the trench, contact with runoff of mine materials, and microbial activity all contribute to factors affecting degree of treatment within the PRB. The incorporation of the Pilot Study into a potential remedy for the Pedro Creek Sub-Basin, at its current scale and in absence of other actions, may require some modifications to facilitate handling of high spring inflows and additional treatment to address the transport of released uranium into the shallow groundwater and surface water. | Operation and maintenance cost, including remote monitoring (e.g., transducers, telemetry, and cameras) and performance monitoring (e.g., sampling, analysis, and reporting), ranges between $20,000 to $40,000 per month. The capital cost for the construction of the PRB and STC was approximately $1.2M including the media, trenching, infiltration gallery, cover, and stormwater controls, or roughly $180/cubic yard of reactive media (1,200 cubic yards for the PRB and 5,500 cubic yards for the STC). | System is seep treatment cell effluent to PRB. Treatment media: 50% granular support media, 12.5% chopped alfalfa hay, 37.5% woodchips/shavings. Average hydraulic conductivity of 8.8-116.2 ft/day in the media. Trench excavated to dry, silty-clay, weathered Dinwoody Formation material to prevent groundwater flow from bypassing under the PRB. Eroded overburden was encountered. Media placed to a depth of 2 ft bgs, covered by non-woven geotextile and 2 ft of Dinwoody Formation material. Infiltration gallery was constructed upgradient to the PRB, and overburden was encountered. Infiltration gallery was overexcavated and compacted Dinwoody Formation materials were used on the base and sidewalls to reduce water contact with the overburden. It was backfilled with coarse drain rock and covered with non-woven geotextile and Dinwoody Formation material. PRB is relatively easy to implement with readily available material and equipment but using the technology to treat seeps or shallow groundwater in close proximity to overburden disposal piles should be approached with caution. The presence of run-of-mine shales in and around excavations contributes to mobilization of unwanted constituents (e.g. arsenic, uranium) | The objectives for the Pilot Study are consistent with the preliminary Remedial Action Objectives (RAOs) for groundwater remedies at Conda. Based on observations from the 2019 and 2020 monitoring, modifications were made to the Pilot Study in fall of 2020. In coordination with the Agencies, it was decided that the modification will require further monitoring in 2021 to fully meet the Pilot Study objectives. 2018-2019 start up period had differing conditions from 2020-2021, and the conditions were not considered representative of long term trends, but reflect the capability of the media to rapidly reach redox and geochemical conditions that facilitate microbially mediated reduction. 2020-2021 are operational conditions. The treatment media contributes to total Ar, Fe and Mn concentrations above the MCLs and drinking water standards. Data indicate that the treatment media in the Seep Treatment Cell and PRB is capable of treating water entering the system with total Se concentrations as high as 6.87 mg/L as well as total Cd concentrations up to 0.00847 mg/L to levels below their respective MCLs. | GW-65-MA is presented as a cross-gradient well but is also shown to be within the southern flow path that moves through the PRB. | GW sampling location GW-41-MA was determined to be upgradient from GW-65-MA on south flow path from Figure 10-5 on page 217 Data collection for upgradient/downgradient wells is in some instances shifted by a day. Flow rate is the range of hydraulic conductivity along the preferential flow pathways.
Final Treatability Study Findings Report Field-Scale Permeable Reactive Barrier Pilot Study Conda/Woodall Mountain Mine | Conda/Woodall Mountain Mine | IDN001002862 | N/A | N/A | GM-41-MA | Former mining site | Permeable reactive barrier (PRB) with seep treatment cell pre-treatment | Passive | Permeable reactive barrier (PRB) | Pre-treatment | Overburden pile in the headwaters areas of Pedro Creek | Y | PRB with pre-treatment | Specific technologies not specified. PRB is chemical and microbially mediated processes that reduce selenate to selenite and then selenium. Treatment media includes a carbon source (i.e. woodchips), alfalfa hay, and inert sand. Seep treatment cell is pre-treatment cell with treatment media. | Access to the groundwater table is needed. Trench excavated through water-bearing zones of alluvial deposits and into underlying weathered bedrock. | Pilot | 2018-2021, modifications made in 2019 to address seepage | Total Suspended Solids | TSS | mg/L | N | N/A | 20 | 22 | -10 | [9 empty] | 8 | 2020 - 2021 Average, from operational period, not whole dataset | Data not provided | Data not provided | 14 | 2020 - 2021 Average, from operational period, not whole dataset | Data not provided | Data not provided | Data not provided | Upgradient | 6.72 | -0.06 | mg/L | 9.7 | °C | Data not provided | N/A | Data not provided | N/A | 173.6 | mV | 3295 | µmhos/cm | Turbidity = 13.37 | NTU | data not provided | data not provided | data not provided | data not provided | data not provided | data not provided | N/A | No groundwater comparison value | None, other than noted elsewhere | An insufficient amount of time since completion of the Pilot Study to adequately evaluate lifespan of the treatment media. The change in alkalinity can be used as an indicator of change in the ability of the media to treat selenium. Alkalinity remained relatively similar after 2 years of operation indicating that after 2 years of operation the microbially-mediated chemical reduction of selenium remains similar to the study onset. | Design had insufficient capacity to contain the flux of snow melt in addition to seep water. Soils in the area of the PRB are tight. In the future, when in an layered alluvial system, incorporate a gravel "pressure relief/effluent storage" zone on the downgradient edge to allow for increased ability to receive effluent water and/or flow onto the land surface if capacity is reached. The hydrogeological study was performed during fall low flow conditions as were the excavation and installation of the PRB bench. Additional water zones may be present during different water levels, so future design data collection should include a hydrogeological investigation in the spring to better characterize flux and water bearing zones in the aquifer during high water conditions. The PRB increased Ar, Fe, Mn and Ur due to eroded overburden material in the lenses on the walls of the excavation and from the seep and sedimentation basin sediments transferred to the PRB. Oxidizing conditions favorable to mobilization of Ur exist when ORP is above -200 mV. Bicarbonate that is likely dominant in the near neutral pH conditions in the vicinity of the PRB can enhance Ur mobility. Redox cycling from fluctuating water table can cause Ur mobilization. Heterogeneity of groundwater inflow along the trench, contact with runoff of mine materials, and microbial activity all contribute to factors affecting degree of treatment within the PRB. The incorporation of the Pilot Study into a potential remedy for the Pedro Creek Sub-Basin, at its current scale and in absence of other actions, may require some modifications to facilitate handling of high spring inflows and additional treatment to address the transport of released uranium into the shallow groundwater and surface water. | Operation and maintenance cost, including remote monitoring (e.g., transducers, telemetry, and cameras) and performance monitoring (e.g., sampling, analysis, and reporting), ranges between $20,000 to $40,000 per month. The capital cost for the construction of the PRB and STC was approximately $1.2M including the media, trenching, infiltration gallery, cover, and stormwater controls, or roughly $180/cubic yard of reactive media (1,200 cubic yards for the PRB and 5,500 cubic yards for the STC). | System is seep treatment cell effluent to PRB. Treatment media: 50% granular support media, 12.5% chopped alfalfa hay, 37.5% woodchips/shavings. Average hydraulic conductivity of 8.8-116.2 ft/day in the media. Trench excavated to dry, silty-clay, weathered Dinwoody Formation material to prevent groundwater flow from bypassing under the PRB. Eroded overburden was encountered. Media placed to a depth of 2 ft bgs, covered by non-woven geotextile and 2 ft of Dinwoody Formation material. Infiltration gallery was constructed upgradient to the PRB, and overburden was encountered. Infiltration gallery was overexcavated and compacted Dinwoody Formation materials were used on the base and sidewalls to reduce water contact with the overburden. It was backfilled with coarse drain rock and covered with non-woven geotextile and Dinwoody Formation material. PRB is relatively easy to implement with readily available material and equipment but using the technology to treat seeps or shallow groundwater in close proximity to overburden disposal piles should be approached with caution. The presence of run-of-mine shales in and around excavations contributes to mobilization of unwanted constituents (e.g. arsenic, uranium) | The objectives for the Pilot Study are consistent with the preliminary Remedial Action Objectives (RAOs) for groundwater remedies at Conda. Based on observations from the 2019 and 2020 monitoring, modifications were made to the Pilot Study in fall of 2020. In coordination with the Agencies, it was decided that the modification will require further monitoring in 2021 to fully meet the Pilot Study objectives. 2018-2019 start up period had differing conditions from 2020-2021, and the conditions were not considered representative of long term trends, but reflect the capability of the media to rapidly reach redox and geochemical conditions that facilitate microbially mediated reduction. 2020-2021 are operational conditions. The treatment media contributes to total Ar, Fe and Mn concentrations above the MCLs and drinking water standards. Data indicate that the treatment media in the Seep Treatment Cell and PRB is capable of treating water entering the system with total Se concentrations as high as 6.87 mg/L as well as total Cd concentrations up to 0.00847 mg/L to levels below their respective MCLs. | None, other than those presented elsewhere | GW sampling location GW-41-MA was determined to be upgradient from GW-65-MA on south flow path from Figure 10-5 on page 217 Data collection for upgradient/downgradient wells is in some instances shifted by a day. Flow rate is the range of hydraulic conductivity along the preferential flow pathways.
Final Treatability Study Findings Report Field-Scale Permeable Reactive Barrier Pilot Study Conda/Woodall Mountain Mine | Conda/Woodall Mountain Mine | IDN001002862 | N/A | N/A | GM-41-MA | Former mining site | Permeable reactive barrier (PRB) with seep treatment cell pre-treatment | Passive | Permeable reactive barrier (PRB) | Pre-treatment | Overburden pile in the headwaters areas of Pedro Creek | Y | PRB with pre-treatment | Specific technologies not specified. PRB is chemical and microbially mediated processes that reduce selenate to selenite and then selenium. Treatment media includes a carbon source (i.e. woodchips), alfalfa hay, and inert sand. Seep treatment cell is pre-treatment cell with treatment media. | Access to the groundwater table is needed. Trench excavated through water-bearing zones of alluvial deposits and into underlying weathered bedrock. | Pilot | 2018-2021, modifications made in 2019 to address seepage | Total Suspended Solids | TSS | mg/L | N | N/A |  |  |  | 2 | 10 | -400 | [6 empty] | 8 | 2020 - 2021 Average, from operational period, not whole dataset | Data not provided | Data not provided | 14 | 2020 - 2021 Average, from operational period, not whole dataset | Data not provided | Data not provided | Data not provided | Upgradient | 6.63 | 0.3 | mg/L | 8.1 | °C | Data not provided | N/A | Data not provided | N/A | 158.4 | mV | 3170 | µmhos/cm | Turbidity = 7.24 | NTU | data not provided | data not provided | data not provided | data not provided | data not provided | data not provided | N/A | No groundwater comparison value | None, other than noted elsewhere | An insufficient amount of time since completion of the Pilot Study to adequately evaluate lifespan of the treatment media. The change in alkalinity can be used as an indicator of change in the ability of the media to treat selenium. Alkalinity remained relatively similar after 2 years of operation indicating that after 2 years of operation the microbially-mediated chemical reduction of selenium remains similar to the study onset. | Design had insufficient capacity to contain the flux of snow melt in addition to seep water. Soils in the area of the PRB are tight. In the future, when in an layered alluvial system, incorporate a gravel "pressure relief/effluent storage" zone on the downgradient edge to allow for increased ability to receive effluent water and/or flow onto the land surface if capacity is reached. The hydrogeological study was performed during fall low flow conditions as were the excavation and installation of the PRB bench. Additional water zones may be present during different water levels, so future design data collection should include a hydrogeological investigation in the spring to better characterize flux and water bearing zones in the aquifer during high water conditions. The PRB increased Ar, Fe, Mn and Ur due to eroded overburden material in the lenses on the walls of the excavation and from the seep and sedimentation basin sediments transferred to the PRB. Oxidizing conditions favorable to mobilization of Ur exist when ORP is above -200 mV. Bicarbonate that is likely dominant in the near neutral pH conditions in the vicinity of the PRB can enhance Ur mobility. Redox cycling from fluctuating water table can cause Ur mobilization. Heterogeneity of groundwater inflow along the trench, contact with runoff of mine materials, and microbial activity all contribute to factors affecting degree of treatment within the PRB. The incorporation of the Pilot Study into a potential remedy for the Pedro Creek Sub-Basin, at its current scale and in absence of other actions, may require some modifications to facilitate handling of high spring inflows and additional treatment to address the transport of released uranium into the shallow groundwater and surface water. | Operation and maintenance cost, including remote monitoring (e.g., transducers, telemetry, and cameras) and performance monitoring (e.g., sampling, analysis, and reporting), ranges between $20,000 to $40,000 per month. The capital cost for the construction of the PRB and STC was approximately $1.2M including the media, trenching, infiltration gallery, cover, and stormwater controls, or roughly $180/cubic yard of reactive media (1,200 cubic yards for the PRB and 5,500 cubic yards for the STC). | System is seep treatment cell effluent to PRB. Treatment media: 50% granular support media, 12.5% chopped alfalfa hay, 37.5% woodchips/shavings. Average hydraulic conductivity of 8.8-116.2 ft/day in the media. Trench excavated to dry, silty-clay, weathered Dinwoody Formation material to prevent groundwater flow from bypassing under the PRB. Eroded overburden was encountered. Media placed to a depth of 2 ft bgs, covered by non-woven geotextile and 2 ft of Dinwoody Formation material. Infiltration gallery was constructed upgradient to the PRB, and overburden was encountered. Infiltration gallery was overexcavated and compacted Dinwoody Formation materials were used on the base and sidewalls to reduce water contact with the overburden. It was backfilled with coarse drain rock and covered with non-woven geotextile and Dinwoody Formation material. PRB is relatively easy to implement with readily available material and equipment but using the technology to treat seeps or shallow groundwater in close proximity to overburden disposal piles should be approached with caution. The presence of run-of-mine shales in and around excavations contributes to mobilization of unwanted constituents (e.g. arsenic, uranium) | The objectives for the Pilot Study are consistent with the preliminary Remedial Action Objectives (RAOs) for groundwater remedies at Conda. Based on observations from the 2019 and 2020 monitoring, modifications were made to the Pilot Study in fall of 2020. In coordination with the Agencies, it was decided that the modification will require further monitoring in 2021 to fully meet the Pilot Study objectives. 2018-2019 start up period had differing conditions from 2020-2021, and the conditions were not considered representative of long term trends, but reflect the capability of the media to rapidly reach redox and geochemical conditions that facilitate microbially mediated reduction. 2020-2021 are operational conditions. The treatment media contributes to total Ar, Fe and Mn concentrations above the MCLs and drinking water standards. Data indicate that the treatment media in the Seep Treatment Cell and PRB is capable of treating water entering the system with total Se concentrations as high as 6.87 mg/L as well as total Cd concentrations up to 0.00847 mg/L to levels below their respective MCLs. | None, other than those presented elsewhere | GW sampling location GW-41-MA was determined to be upgradient from GW-65-MA on south flow path from Figure 10-5 on page 217 Data collection for upgradient/downgradient wells is in some instances shifted by a day. Flow rate is the range of hydraulic conductivity along the preferential flow pathways.
Final Treatability Study Findings Report Field-Scale Permeable Reactive Barrier Pilot Study Conda/Woodall Mountain Mine | Conda/Woodall Mountain Mine | IDN001002862 | N/A | N/A | GM-65-MA | Former mining site | Permeable reactive barrier (PRB) with seep treatment cell pre-treatment | Passive | Permeable reactive barrier (PRB) | Pre-treatment | Overburden pile in the headwaters areas of Pedro Creek | Y | PRB with pre-treatment | Specific technologies not specified. PRB is chemical and microbially mediated processes that reduce selenate to selenite and then selenium. Treatment media includes a carbon source (i.e. woodchips), alfalfa hay, and inert sand. Seep treatment cell is pre-treatment cell with treatment media. | Access to the groundwater table is needed. Trench excavated through water-bearing zones of alluvial deposits and into underlying weathered bedrock. | Pilot | 2018-2021, modifications made in 2019 to address seepage | Total Suspended Solids | TSS | mg/L | N | N/A | [6 empty] | 117 | ND | Not Applicable |  |  |  | 8 | 2020 - 2021 Average, from operational period, not whole dataset | Data not provided | Data not provided | 14 | 2020 - 2021 Average, from operational period, not whole dataset | Data not provided | Data not provided | Data not provided | Downgradient | 6.89 | 0.17 | mg/L | 5.52 | °C | Data not provided | N/A | Data not provided | N/A | -179.7 | mV | 3264 | µmhos/cm | Turbidity = 42.3 | NTU | data not provided | data not provided | data not provided | data not provided | data not provided | data not provided | N/A | No groundwater comparison value | None, other than noted elsewhere | An insufficient amount of time since completion of the Pilot Study to adequately evaluate lifespan of the treatment media. The change in alkalinity can be used as an indicator of change in the ability of the media to treat selenium. Alkalinity remained relatively similar after 2 years of operation indicating that after 2 years of operation the microbially-mediated chemical reduction of selenium remains similar to the study onset. | Design had insufficient capacity to contain the flux of snow melt in addition to seep water. Soils in the area of the PRB are tight. In the future, when in an layered alluvial system, incorporate a gravel "pressure relief/effluent storage" zone on the downgradient edge to allow for increased ability to receive effluent water and/or flow onto the land surface if capacity is reached. The hydrogeological study was performed during fall low flow conditions as were the excavation and installation of the PRB bench. Additional water zones may be present during different water levels, so future design data collection should include a hydrogeological investigation in the spring to better characterize flux and water bearing zones in the aquifer during high water conditions. The PRB increased Ar, Fe, Mn and Ur due to eroded overburden material in the lenses on the walls of the excavation and from the seep and sedimentation basin sediments transferred to the PRB. Oxidizing conditions favorable to mobilization of Ur exist when ORP is above -200 mV. Bicarbonate that is likely dominant in the near neutral pH conditions in the vicinity of the PRB can enhance Ur mobility. Redox cycling from fluctuating water table can cause Ur mobilization. Heterogeneity of groundwater inflow along the trench, contact with runoff of mine materials, and microbial activity all contribute to factors affecting degree of treatment within the PRB. The incorporation of the Pilot Study into a potential remedy for the Pedro Creek Sub-Basin, at its current scale and in absence of other actions, may require some modifications to facilitate handling of high spring inflows and additional treatment to address the transport of released uranium into the shallow groundwater and surface water. | Operation and maintenance cost, including remote monitoring (e.g., transducers, telemetry, and cameras) and performance monitoring (e.g., sampling, analysis, and reporting), ranges between $20,000 to $40,000 per month. The capital cost for the construction of the PRB and STC was approximately $1.2M including the media, trenching, infiltration gallery, cover, and stormwater controls, or roughly $180/cubic yard of reactive media (1,200 cubic yards for the PRB and 5,500 cubic yards for the STC). | System is seep treatment cell effluent to PRB. Treatment media: 50% granular support media, 12.5% chopped alfalfa hay, 37.5% woodchips/shavings. Average hydraulic conductivity of 8.8-116.2 ft/day in the media. Trench excavated to dry, silty-clay, weathered Dinwoody Formation material to prevent groundwater flow from bypassing under the PRB. Eroded overburden was encountered. Media placed to a depth of 2 ft bgs, covered by non-woven geotextile and 2 ft of Dinwoody Formation material. Infiltration gallery was constructed upgradient to the PRB, and overburden was encountered. Infiltration gallery was overexcavated and compacted Dinwoody Formation materials were used on the base and sidewalls to reduce water contact with the overburden. It was backfilled with coarse drain rock and covered with non-woven geotextile and Dinwoody Formation material. PRB is relatively easy to implement with readily available material and equipment but using the technology to treat seeps or shallow groundwater in close proximity to overburden disposal piles should be approached with caution. The presence of run-of-mine shales in and around excavations contributes to mobilization of unwanted constituents (e.g. arsenic, uranium) | The objectives for the Pilot Study are consistent with the preliminary Remedial Action Objectives (RAOs) for groundwater remedies at Conda. Based on observations from the 2019 and 2020 monitoring, modifications were made to the Pilot Study in fall of 2020. In coordination with the Agencies, it was decided that the modification will require further monitoring in 2021 to fully meet the Pilot Study objectives. 2018-2019 start up period had differing conditions from 2020-2021, and the conditions were not considered representative of long term trends, but reflect the capability of the media to rapidly reach redox and geochemical conditions that facilitate microbially mediated reduction. 2020-2021 are operational conditions. The treatment media contributes to total Ar, Fe and Mn concentrations above the MCLs and drinking water standards. Data indicate that the treatment media in the Seep Treatment Cell and PRB is capable of treating water entering the system with total Se concentrations as high as 6.87 mg/L as well as total Cd concentrations up to 0.00847 mg/L to levels below their respective MCLs. | GW-65-MA is presented as a cross-gradient well but is also shown to be within the southern flow path that moves through the PRB. | GW sampling location GW-41-MA was determined to be upgradient from GW-65-MA on south flow path from Figure 10-5 on page 217 Data collection for upgradient/downgradient wells is in some instances shifted by a day. Flow rate is the range of hydraulic conductivity along the preferential flow pathways. ND = Non detect. ND value is 5 mg/L.
Final Treatability Study Findings Report Field-Scale Permeable Reactive Barrier Pilot Study Conda/Woodall Mountain Mine | Conda/Woodall Mountain Mine | IDN001002862 | N/A | N/A | GM-65-MA | Former mining site | Permeable reactive barrier (PRB) with seep treatment cell pre-treatment | Passive | Permeable reactive barrier (PRB) | Pre-treatment | Overburden pile in the headwaters areas of Pedro Creek | Y | PRB with pre-treatment | Specific technologies not specified. PRB is chemical and microbially mediated processes that reduce selenate to selenite and then selenium. Treatment media includes a carbon source (i.e. woodchips), alfalfa hay, and inert sand. Seep treatment cell is pre-treatment cell with treatment media. | Access to the groundwater table is needed. Trench excavated through water-bearing zones of alluvial deposits and into underlying weathered bedrock. | Pilot | 2018-2021, modifications made in 2019 to address seepage | Total Suspended Solids | TSS | mg/L | N | N/A | [9 empty] | ND | ND | Not Applicable | 8 | 2020 - 2021 Average, from operational period, not whole dataset | Data not provided | Data not provided | 14 | 2020 - 2021 Average, from operational period, not whole dataset | Data not provided | Data not provided | Data not provided | Downgradient | 6.55 | -0.01 | mg/L | 7.5 | °C | Data not provided | N/A | Data not provided | N/A | -94.3 | mV | 2759 | µmhos/cm | Turbidity = 16.33 | NTU | data not provided | data not provided | data not provided | data not provided | data not provided | data not provided | N/A | No groundwater comparison value | None, other than noted elsewhere | An insufficient amount of time since completion of the Pilot Study to adequately evaluate lifespan of the treatment media. The change in alkalinity can be used as an indicator of change in the ability of the media to treat selenium. Alkalinity remained relatively similar after 2 years of operation indicating that after 2 years of operation the microbially-mediated chemical reduction of selenium remains similar to the study onset. | Design had insufficient capacity to contain the flux of snow melt in addition to seep water. Soils in the area of the PRB are tight. In the future, when in an layered alluvial system, incorporate a gravel "pressure relief/effluent storage" zone on the downgradient edge to allow for increased ability to receive effluent water and/or flow onto the land surface if capacity is reached. The hydrogeological study was performed during fall low flow conditions as were the excavation and installation of the PRB bench. Additional water zones may be present during different water levels, so future design data collection should include a hydrogeological investigation in the spring to better characterize flux and water bearing zones in the aquifer during high water conditions. The PRB increased Ar, Fe, Mn and Ur due to eroded overburden material in the lenses on the walls of the excavation and from the seep and sedimentation basin sediments transferred to the PRB. Oxidizing conditions favorable to mobilization of Ur exist when ORP is above -200 mV. Bicarbonate that is likely dominant in the near neutral pH conditions in the vicinity of the PRB can enhance Ur mobility. Redox cycling from fluctuating water table can cause Ur mobilization. Heterogeneity of groundwater inflow along the trench, contact with runoff of mine materials, and microbial activity all contribute to factors affecting degree of treatment within the PRB. The incorporation of the Pilot Study into a potential remedy for the Pedro Creek Sub-Basin, at its current scale and in absence of other actions, may require some modifications to facilitate handling of high spring inflows and additional treatment to address the transport of released uranium into the shallow groundwater and surface water. | Operation and maintenance cost, including remote monitoring (e.g., transducers, telemetry, and cameras) and performance monitoring (e.g., sampling, analysis, and reporting), ranges between $20,000 to $40,000 per month. The capital cost for the construction of the PRB and STC was approximately $1.2M including the media, trenching, infiltration gallery, cover, and stormwater controls, or roughly $180/cubic yard of reactive media (1,200 cubic yards for the PRB and 5,500 cubic yards for the STC). | System is seep treatment cell effluent to PRB. Treatment media: 50% granular support media, 12.5% chopped alfalfa hay, 37.5% woodchips/shavings. Average hydraulic conductivity of 8.8-116.2 ft/day in the media. Trench excavated to dry, silty-clay, weathered Dinwoody Formation material to prevent groundwater flow from bypassing under the PRB. Eroded overburden was encountered. Media placed to a depth of 2 ft bgs, covered by non-woven geotextile and 2 ft of Dinwoody Formation material. Infiltration gallery was constructed upgradient to the PRB, and overburden was encountered. Infiltration gallery was overexcavated and compacted Dinwoody Formation materials were used on the base and sidewalls to reduce water contact with the overburden. It was backfilled with coarse drain rock and covered with non-woven geotextile and Dinwoody Formation material. PRB is relatively easy to implement with readily available material and equipment but using the technology to treat seeps or shallow groundwater in close proximity to overburden disposal piles should be approached with caution. The presence of run-of-mine shales in and around excavations contributes to mobilization of unwanted constituents (e.g. arsenic, uranium) | The objectives for the Pilot Study are consistent with the preliminary Remedial Action Objectives (RAOs) for groundwater remedies at Conda. Based on observations from the 2019 and 2020 monitoring, modifications were made to the Pilot Study in fall of 2020. In coordination with the Agencies, it was decided that the modification will require further monitoring in 2021 to fully meet the Pilot Study objectives. 2018-2019 start up period had differing conditions from 2020-2021, and the conditions were not considered representative of long term trends, but reflect the capability of the media to rapidly reach redox and geochemical conditions that facilitate microbially mediated reduction. 2020-2021 are operational conditions. The treatment media contributes to total Ar, Fe and Mn concentrations above the MCLs and drinking water standards. Data indicate that the treatment media in the Seep Treatment Cell and PRB is capable of treating water entering the system with total Se concentrations as high as 6.87 mg/L as well as total Cd concentrations up to 0.00847 mg/L to levels below their respective MCLs. | GW-65-MA is presented as a cross-gradient well but is also shown to be within the southern flow path that moves through the PRB. | GW sampling location GW-41-MA was determined to be upgradient from GW-65-MA on south flow path from Figure 10-5 on page 217 Data collection for upgradient/downgradient wells is in some instances shifted by a day. Flow rate is the range of hydraulic conductivity along the preferential flow pathways. ND = Non detect. ND value is 5 mg/L.
Final Treatability Study Findings Report Field-Scale Permeable Reactive Barrier Pilot Study Conda/Woodall Mountain Mine | Conda/Woodall Mountain Mine | IDN001002862 | N/A | N/A | GM-41-MA | Former mining site | Permeable reactive barrier (PRB) with seep treatment cell pre-treatment | Passive | Permeable reactive barrier (PRB) | Pre-treatment | Overburden pile in the headwaters areas of Pedro Creek | Y | PRB with pre-treatment | Specific technologies not specified. PRB is chemical and microbially mediated processes that reduce selenate to selenite and then selenium. Treatment media includes a carbon source (i.e. woodchips), alfalfa hay, and inert sand. Seep treatment cell is pre-treatment cell with treatment media. | Access to the groundwater table is needed. Trench excavated through water-bearing zones of alluvial deposits and into underlying weathered bedrock. | Pilot | 2018-2021, modifications made in 2019 to address seepage | Nitrate | Nitrate+ Nitrite as N | mg/L | N | N/A | 1.3 | 0.065 | 95 | [9 empty] | 0.44 | 2020 - 2021 Average, from operational period, not whole dataset | Data not provided | Data not provided | 0.05 | 2020 - 2021 Average, from operational period, not whole dataset | Data not provided | Data not provided | Data not provided | Upgradient | 6.78 | 0.1 | mg/L | 11.2 | °C | Data not provided | N/A | Data not provided | N/A | 216 | mV | 3334 | µmhos/cm | Turbidity = 3.99 | NTU | data not provided | data not provided | data not provided | data not provided | data not provided | data not provided | Y | Groundwater Comparison Value: U.S EPA MCL 10 mg/L | None, other than noted elsewhere | An insufficient amount of time since completion of the Pilot Study to adequately evaluate lifespan of the treatment media. The change in alkalinity can be used as an indicator of change in the ability of the media to treat selenium. Alkalinity remained relatively similar after 2 years of operation indicating that after 2 years of operation the microbially-mediated chemical reduction of selenium remains similar to the study onset. | Design had insufficient capacity to contain the flux of snow melt in addition to seep water. Soils in the area of the PRB are tight. In the future, when in an layered alluvial system, incorporate a gravel "pressure relief/effluent storage" zone on the downgradient edge to allow for increased ability to receive effluent water and/or flow onto the land surface if capacity is reached. The hydrogeological study was performed during fall low flow conditions as were the excavation and installation of the PRB bench. Additional water zones may be present during different water levels, so future design data collection should include a hydrogeological investigation in the spring to better characterize flux and water bearing zones in the aquifer during high water conditions. The PRB increased Ar, Fe, Mn and Ur due to eroded overburden material in the lenses on the walls of the excavation and from the seep and sedimentation basin sediments transferred to the PRB. Oxidizing conditions favorable to mobilization of Ur exist when ORP is above -200 mV. Bicarbonate that is likely dominant in the near neutral pH conditions in the vicinity of the PRB can enhance Ur mobility. Redox cycling from fluctuating water table can cause Ur mobilization. Heterogeneity of groundwater inflow along the trench, contact with runoff of mine materials, and microbial activity all contribute to factors affecting degree of treatment within the PRB. The incorporation of the Pilot Study into a potential remedy for the Pedro Creek Sub-Basin, at its current scale and in absence of other actions, may require some modifications to facilitate handling of high spring inflows and additional treatment to address the transport of released uranium into the shallow groundwater and surface water. | Operation and maintenance cost, including remote monitoring (e.g., transducers, telemetry, and cameras) and performance monitoring (e.g., sampling, analysis, and reporting), ranges between $20,000 to $40,000 per month. The capital cost for the construction of the PRB and STC was approximately $1.2M including the media, trenching, infiltration gallery, cover, and stormwater controls, or roughly $180/cubic yard of reactive media (1,200 cubic yards for the PRB and 5,500 cubic yards for the STC). | System is seep treatment cell effluent to PRB. Treatment media: 50% granular support media, 12.5% chopped alfalfa hay, 37.5% woodchips/shavings. Average hydraulic conductivity of 8.8-116.2 ft/day in the media. Trench excavated to dry, silty-clay, weathered Dinwoody Formation material to prevent groundwater flow from bypassing under the PRB. Eroded overburden was encountered. Media placed to a depth of 2 ft bgs, covered by non-woven geotextile and 2 ft of Dinwoody Formation material. Infiltration gallery was constructed upgradient to the PRB, and overburden was encountered. Infiltration gallery was overexcavated and compacted Dinwoody Formation materials were used on the base and sidewalls to reduce water contact with the overburden. It was backfilled with coarse drain rock and covered with non-woven geotextile and Dinwoody Formation material. PRB is relatively easy to implement with readily available material and equipment but using the technology to treat seeps or shallow groundwater in close proximity to overburden disposal piles should be approached with caution. The presence of run-of-mine shales in and around excavations contributes to mobilization of unwanted constituents (e.g. arsenic, uranium) | The objectives for the Pilot Study are consistent with the preliminary Remedial Action Objectives (RAOs) for groundwater remedies at Conda. Based on observations from the 2019 and 2020 monitoring, modifications were made to the Pilot Study in fall of 2020. In coordination with the Agencies, it was decided that the modification will require further monitoring in 2021 to fully meet the Pilot Study objectives. 2018-2019 start up period had differing conditions from 2020-2021, and the conditions were not considered representative of long term trends, but reflect the capability of the media to rapidly reach redox and geochemical conditions that facilitate microbially mediated reduction. 2020-2021 are operational conditions. The treatment media contributes to total Ar, Fe and Mn concentrations above the MCLs and drinking water standards. Data indicate that the treatment media in the Seep Treatment Cell and PRB is capable of treating water entering the system with total Se concentrations as high as 6.87 mg/L as well as total Cd concentrations up to 0.00847 mg/L to levels below their respective MCLs. | None, other than those presented elsewhere | GW sampling location GW-41-MA was determined to be upgradient from GW-65-MA on south flow path from Figure 10-5 on page 217 Data collection for upgradient/downgradient wells is in some instances shifted by a day. Flow rate is the range of hydraulic conductivity along the preferential flow pathways.
Final Treatability Study Findings Report Field-Scale Permeable Reactive Barrier Pilot Study Conda/Woodall Mountain Mine | Conda/Woodall Mountain Mine | IDN001002862 | N/A | N/A | GM-41-MA | Former mining site | Permeable reactive barrier (PRB) with seep treatment cell pre-treatment | Passive | Permeable reactive barrier (PRB) | Pre-treatment | Overburden pile in the headwaters areas of Pedro Creek | Y | PRB with pre-treatment | Specific technologies not specified. PRB is chemical and microbially mediated processes that reduce selenate to selenite and then selenium. Treatment media includes a carbon source (i.e. woodchips), alfalfa hay, and inert sand. Seep treatment cell is pre-treatment cell with treatment media. | Access to the groundwater table is needed. Trench excavated through water-bearing zones of alluvial deposits and into underlying weathered bedrock. | Pilot | 2018-2021, modifications made in 2019 to address seepage | Nitrate | Nitrate+ Nitrite as N | mg/L | N | N/A |  |  |  | ND | ND | Not Applicable | [6 empty] | 0.44 | 2020 - 2021 Average, from operational period, not whole dataset | Data not provided | Data not provided | 0.05 | 2020 - 2021 Average, from operational period, not whole dataset | Data not provided | Data not provided | Data not provided | Upgradient | 6.54–7.22 | 0.2–0.42 | mg/L | 8.06–11.1 | °C | Data not provided | N/A | Data not provided | N/A | (-)146.6–(-)3.3 | mV | 2463.2–3645.5 | µmhos/cm | Turbidity = 1.57–47 | NTU | data not provided | data not provided | data not provided | data not provided | data not provided | data not provided | Y | Groundwater Comparison Value: U.S EPA MCL 10 mg/L | None, other than noted elsewhere | An insufficient amount of time since completion of the Pilot Study to adequately evaluate lifespan of the treatment media. The change in alkalinity can be used as an indicator of change in the ability of the media to treat selenium. Alkalinity remained relatively similar after 2 years of operation indicating that after 2 years of operation the microbially-mediated chemical reduction of selenium remains similar to the study onset. | Design had insufficient capacity to contain the flux of snow melt in addition to seep water. Soils in the area of the PRB are tight. In the future, when in an layered alluvial system, incorporate a gravel "pressure relief/effluent storage" zone on the downgradient edge to allow for increased ability to receive effluent water and/or flow onto the land surface if capacity is reached. The hydrogeological study was performed during fall low flow conditions as were the excavation and installation of the PRB bench. Additional water zones may be present during different water levels, so future design data collection should include a hydrogeological investigation in the spring to better characterize flux and water bearing zones in the aquifer during high water conditions. The PRB increased Ar, Fe, Mn and Ur due to eroded overburden material in the lenses on the walls of the excavation and from the seep and sedimentation basin sediments transferred to the PRB. Oxidizing conditions favorable to mobilization of Ur exist when ORP is above -200 mV. Bicarbonate that is likely dominant in the near neutral pH conditions in the vicinity of the PRB can enhance Ur mobility. Redox cycling from fluctuating water table can cause Ur mobilization. Heterogeneity of groundwater inflow along the trench, contact with runoff of mine materials, and microbial activity all contribute to factors affecting degree of treatment within the PRB. The incorporation of the Pilot Study into a potential remedy for the Pedro Creek Sub-Basin, at its current scale and in absence of other actions, may require some modifications to facilitate handling of high spring inflows and additional treatment to address the transport of released uranium into the shallow groundwater and surface water. | Operation and maintenance cost, including remote monitoring (e.g., transducers, telemetry, and cameras) and performance monitoring (e.g., sampling, analysis, and reporting), ranges between $20,000 to $40,000 per month. The capital cost for the construction of the PRB and STC was approximately $1.2M including the media, trenching, infiltration gallery, cover, and stormwater controls, or roughly $180/cubic yard of reactive media (1,200 cubic yards for the PRB and 5,500 cubic yards for the STC). | System is seep treatment cell effluent to PRB. Treatment media: 50% granular support media, 12.5% chopped alfalfa hay, 37.5% woodchips/shavings. Average hydraulic conductivity of 8.8-116.2 ft/day in the media. Trench excavated to dry, silty-clay, weathered Dinwoody Formation material to prevent groundwater flow from bypassing under the PRB. Eroded overburden was encountered. Media placed to a depth of 2 ft bgs, covered by non-woven geotextile and 2 ft of Dinwoody Formation material. Infiltration gallery was constructed upgradient to the PRB, and overburden was encountered. Infiltration gallery was overexcavated and compacted Dinwoody Formation materials were used on the base and sidewalls to reduce water contact with the overburden. It was backfilled with coarse drain rock and covered with non-woven geotextile and Dinwoody Formation material. PRB is relatively easy to implement with readily available material and equipment but using the technology to treat seeps or shallow groundwater in close proximity to overburden disposal piles should be approached with caution. The presence of run-of-mine shales in and around excavations contributes to mobilization of unwanted constituents (e.g. arsenic, uranium) | The objectives for the Pilot Study are consistent with the preliminary Remedial Action Objectives (RAOs) for groundwater remedies at Conda. Based on observations from the 2019 and 2020 monitoring, modifications were made to the Pilot Study in fall of 2020. In coordination with the Agencies, it was decided that the modification will require further monitoring in 2021 to fully meet the Pilot Study objectives. 2018-2019 start up period had differing conditions from 2020-2021, and the conditions were not considered representative of long term trends, but reflect the capability of the media to rapidly reach redox and geochemical conditions that facilitate microbially mediated reduction. 2020-2021 are operational conditions. The treatment media contributes to total Ar, Fe and Mn concentrations above the MCLs and drinking water standards. Data indicate that the treatment media in the Seep Treatment Cell and PRB is capable of treating water entering the system with total Se concentrations as high as 6.87 mg/L as well as total Cd concentrations up to 0.00847 mg/L to levels below their respective MCLs. | None, other than those presented elsewhere | GW sampling location GW-41-MA was determined to be upgradient from GW-65-MA on south flow path from Figure 10-5 on page 217 Data collection for upgradient/downgradient wells is in some instances shifted by a day. Flow rate is the range of hydraulic conductivity along the preferential flow pathways. ND = Non detect. ND value is 0.05-0.25 mg/L.
Final Treatability Study Findings Report Field-Scale Permeable Reactive Barrier Pilot Study Conda/Woodall Mountain Mine | Conda/Woodall Mountain Mine | IDN001002862 | N/A | N/A | GM-65-MA | Former mining site | Permeable reactive barrier (PRB) with seep treatment cell pre-treatment | Passive | Permeable reactive barrier (PRB) | Pre-treatment | Overburden pile in the headwaters areas of Pedro Creek | Y | PRB with pre-treatment | Specific technologies not specified. PRB is chemical and microbially mediated processes that reduce selenate to selenite and then selenium. Treatment media includes a carbon source (i.e. woodchips), alfalfa hay, and inert sand. Seep treatment cell is pre-treatment cell with treatment media. | Access to the groundwater table is needed. Trench excavated through water-bearing zones of alluvial deposits and into underlying weathered bedrock. | Pilot | 2018-2021, modifications made in 2019 to address seepage | Nitrate | Nitrate+ Nitrite as N | mg/L | N | N/A | [6 empty] | ND | ND | Not Applicable |  |  |  | 0.44 | 2020 - 2021 Average, from operational period, not whole dataset | Data not provided | Data not provided | 0.05 | 2020 - 2021 Average, from operational period, not whole dataset | Data not provided | Data not provided | Data not provided | Downgradient | 6.53 | 0.41 | mg/L | 7.3 | °C | Data not provided | N/A | Data not provided | N/A | 15.2 | mV | 3395 | µmhos/cm | Turbidity = 49 | NTU | data not provided | data not provided | data not provided | data not provided | data not provided | data not provided | Y | Groundwater Comparison Value: U.S EPA MCL 10 mg/L | None, other than noted elsewhere | An insufficient amount of time since completion of the Pilot Study to adequately evaluate lifespan of the treatment media. The change in alkalinity can be used as an indicator of change in the ability of the media to treat selenium. Alkalinity remained relatively similar after 2 years of operation indicating that after 2 years of operation the microbially-mediated chemical reduction of selenium remains similar to the study onset. | Design had insufficient capacity to contain the flux of snow melt in addition to seep water. Soils in the area of the PRB are tight. In the future, when in an layered alluvial system, incorporate a gravel "pressure relief/effluent storage" zone on the downgradient edge to allow for increased ability to receive effluent water and/or flow onto the land surface if capacity is reached. The hydrogeological study was performed during fall low flow conditions as were the excavation and installation of the PRB bench. Additional water zones may be present during different water levels, so future design data collection should include a hydrogeological investigation in the spring to better characterize flux and water bearing zones in the aquifer during high water conditions. The PRB increased Ar, Fe, Mn and Ur due to eroded overburden material in the lenses on the walls of the excavation and from the seep and sedimentation basin sediments transferred to the PRB. Oxidizing conditions favorable to mobilization of Ur exist when ORP is above -200 mV. Bicarbonate that is likely dominant in the near neutral pH conditions in the vicinity of the PRB can enhance Ur mobility. Redox cycling from fluctuating water table can cause Ur mobilization. Heterogeneity of groundwater inflow along the trench, contact with runoff of mine materials, and microbial activity all contribute to factors affecting degree of treatment within the PRB. The incorporation of the Pilot Study into a potential remedy for the Pedro Creek Sub-Basin, at its current scale and in absence of other actions, may require some modifications to facilitate handling of high spring inflows and additional treatment to address the transport of released uranium into the shallow groundwater and surface water. | Operation and maintenance cost, including remote monitoring (e.g., transducers, telemetry, and cameras) and performance monitoring (e.g., sampling, analysis, and reporting), ranges between $20,000 to $40,000 per month. The capital cost for the construction of the PRB and STC was approximately $1.2M including the media, trenching, infiltration gallery, cover, and stormwater controls, or roughly $180/cubic yard of reactive media (1,200 cubic yards for the PRB and 5,500 cubic yards for the STC). | System is seep treatment cell effluent to PRB. Treatment media: 50% granular support media, 12.5% chopped alfalfa hay, 37.5% woodchips/shavings. Average hydraulic conductivity of 8.8-116.2 ft/day in the media. Trench excavated to dry, silty-clay, weathered Dinwoody Formation material to prevent groundwater flow from bypassing under the PRB. Eroded overburden was encountered. Media placed to a depth of 2 ft bgs, covered by non-woven geotextile and 2 ft of Dinwoody Formation material. Infiltration gallery was constructed upgradient to the PRB, and overburden was encountered. Infiltration gallery was overexcavated and compacted Dinwoody Formation materials were used on the base and sidewalls to reduce water contact with the overburden. It was backfilled with coarse drain rock and covered with non-woven geotextile and Dinwoody Formation material. PRB is relatively easy to implement with readily available material and equipment but using the technology to treat seeps or shallow groundwater in close proximity to overburden disposal piles should be approached with caution. The presence of run-of-mine shales in and around excavations contributes to mobilization of unwanted constituents (e.g. arsenic, uranium) | The objectives for the Pilot Study are consistent with the preliminary Remedial Action Objectives (RAOs) for groundwater remedies at Conda. Based on observations from the 2019 and 2020 monitoring, modifications were made to the Pilot Study in fall of 2020. In coordination with the Agencies, it was decided that the modification will require further monitoring in 2021 to fully meet the Pilot Study objectives. 2018-2019 start up period had differing conditions from 2020-2021, and the conditions were not considered representative of long term trends, but reflect the capability of the media to rapidly reach redox and geochemical conditions that facilitate microbially mediated reduction. 2020-2021 are operational conditions. The treatment media contributes to total Ar, Fe and Mn concentrations above the MCLs and drinking water standards. Data indicate that the treatment media in the Seep Treatment Cell and PRB is capable of treating water entering the system with total Se concentrations as high as 6.87 mg/L as well as total Cd concentrations up to 0.00847 mg/L to levels below their respective MCLs. | GW-65-MA is presented as a cross-gradient well but is also shown to be within the southern flow path that moves through the PRB. | GW sampling location GW-41-MA was determined to be upgradient from GW-65-MA on south flow path from Figure 10-5 on page 217 Data collection for upgradient/downgradient wells is in some instances shifted by a day. Flow rate is the range of hydraulic conductivity along the preferential flow pathways. ND = Non detect. ND value is 0.05-0.25 mg/L.
Final Treatability Study Findings Report Field-Scale Permeable Reactive Barrier Pilot Study Conda/Woodall Mountain Mine | Conda/Woodall Mountain Mine | IDN001002862 | N/A | N/A | GM-65-MA | Former mining site | Permeable reactive barrier (PRB) with seep treatment cell pre-treatment | Passive | Permeable reactive barrier (PRB) | Pre-treatment | Overburden pile in the headwaters areas of Pedro Creek | Y | PRB with pre-treatment | Specific technologies not specified. PRB is chemical and microbially mediated processes that reduce selenate to selenite and then selenium. Treatment media includes a carbon source (i.e. woodchips), alfalfa hay, and inert sand. Seep treatment cell is pre-treatment cell with treatment media. | Access to the groundwater table is needed. Trench excavated through water-bearing zones of alluvial deposits and into underlying weathered bedrock. | Pilot | 2018-2021, modifications made in 2019 to address seepage | Nitrate | Nitrate+ Nitrite as N | mg/L | N | N/A | [9 empty] | ND | 0.212–0.49 | 90.57-95.92 | 0.44 | 2020 - 2021 Average, from operational period, not whole dataset | Data not provided | Data not provided | 0.05 | 2020 - 2021 Average, from operational period, not whole dataset | Data not provided | Data not provided | Data not provided | Downgradient | 6.5–6.69 | (-)0.1–0.01 | mg/L | 8.6 –12.8 | °C | Data not provided | N/A | Data not provided | N/A | (-)233.8–(-)84.5 | mV | 2831–3259 | µmhos/cm | Turbidity = 1.54–9.09 | NTU | data not provided | data not provided | data not provided | data not provided | data not provided | data not provided | Y | Groundwater Comparison Value: U.S EPA MCL 10 mg/L | None, other than noted elsewhere | An insufficient amount of time since completion of the Pilot Study to adequately evaluate lifespan of the treatment media. The change in alkalinity can be used as an indicator of change in the ability of the media to treat selenium. Alkalinity remained relatively similar after 2 years of operation indicating that after 2 years of operation the microbially-mediated chemical reduction of selenium remains similar to the study onset. | Design had insufficient capacity to contain the flux of snow melt in addition to seep water. Soils in the area of the PRB are tight. In the future, when in an layered alluvial system, incorporate a gravel "pressure relief/effluent storage" zone on the downgradient edge to allow for increased ability to receive effluent water and/or flow onto the land surface if capacity is reached. The hydrogeological study was performed during fall low flow conditions as were the excavation and installation of the PRB bench. Additional water zones may be present during different water levels, so future design data collection should include a hydrogeological investigation in the spring to better characterize flux and water bearing zones in the aquifer during high water conditions. The PRB increased Ar, Fe, Mn and Ur due to eroded overburden material in the lenses on the walls of the excavation and from the seep and sedimentation basin sediments transferred to the PRB. Oxidizing conditions favorable to mobilization of Ur exist when ORP is above -200 mV. Bicarbonate that is likely dominant in the near neutral pH conditions in the vicinity of the PRB can enhance Ur mobility. Redox cycling from fluctuating water table can cause Ur mobilization. Heterogeneity of groundwater inflow along the trench, contact with runoff of mine materials, and microbial activity all contribute to factors affecting degree of treatment within the PRB. The incorporation of the Pilot Study into a potential remedy for the Pedro Creek Sub-Basin, at its current scale and in absence of other actions, may require some modifications to facilitate handling of high spring inflows and additional treatment to address the transport of released uranium into the shallow groundwater and surface water. | Operation and maintenance cost, including remote monitoring (e.g., transducers, telemetry, and cameras) and performance monitoring (e.g., sampling, analysis, and reporting), ranges between $20,000 to $40,000 per month. The capital cost for the construction of the PRB and STC was approximately $1.2M including the media, trenching, infiltration gallery, cover, and stormwater controls, or roughly $180/cubic yard of reactive media (1,200 cubic yards for the PRB and 5,500 cubic yards for the STC). | System is seep treatment cell effluent to PRB. Treatment media: 50% granular support media, 12.5% chopped alfalfa hay, 37.5% woodchips/shavings. Average hydraulic conductivity of 8.8-116.2 ft/day in the media. Trench excavated to dry, silty-clay, weathered Dinwoody Formation material to prevent groundwater flow from bypassing under the PRB. Eroded overburden was encountered. Media placed to a depth of 2 ft bgs, covered by non-woven geotextile and 2 ft of Dinwoody Formation material. Infiltration gallery was constructed upgradient to the PRB, and overburden was encountered. Infiltration gallery was overexcavated and compacted Dinwoody Formation materials were used on the base and sidewalls to reduce water contact with the overburden. It was backfilled with coarse drain rock and covered with non-woven geotextile and Dinwoody Formation material. PRB is relatively easy to implement with readily available material and equipment but using the technology to treat seeps or shallow groundwater in close proximity to overburden disposal piles should be approached with caution. The presence of run-of-mine shales in and around excavations contributes to mobilization of unwanted constituents (e.g. arsenic, uranium) | The objectives for the Pilot Study are consistent with the preliminary Remedial Action Objectives (RAOs) for groundwater remedies at Conda. Based on observations from the 2019 and 2020 monitoring, modifications were made to the Pilot Study in fall of 2020. In coordination with the Agencies, it was decided that the modification will require further monitoring in 2021 to fully meet the Pilot Study objectives. 2018-2019 start up period had differing conditions from 2020-2021, and the conditions were not considered representative of long term trends, but reflect the capability of the media to rapidly reach redox and geochemical conditions that facilitate microbially mediated reduction. 2020-2021 are operational conditions. The treatment media contributes to total Ar, Fe and Mn concentrations above the MCLs and drinking water standards. Data indicate that the treatment media in the Seep Treatment Cell and PRB is capable of treating water entering the system with total Se concentrations as high as 6.87 mg/L as well as total Cd concentrations up to 0.00847 mg/L to levels below their respective MCLs. | GW-65-MA is presented as a cross-gradient well but is also shown to be within the southern flow path that moves through the PRB. | GW sampling location GW-41-MA was determined to be upgradient from GW-65-MA on south flow path from Figure 10-5 on page 217 Data collection for upgradient/downgradient wells is in some instances shifted by a day. Flow rate is the range of hydraulic conductivity along the preferential flow pathways. ND = 0.04
Final Treatability Study Findings Report Field-Scale Permeable Reactive Barrier Pilot Study Conda/Woodall Mountain Mine | Conda/Woodall Mountain Mine | IDN001002862 | N/A | N/A | GM-41-MA | Former mining site | Permeable reactive barrier (PRB) with seep treatment cell pre-treatment | Passive | Permeable reactive barrier (PRB) | Pre-treatment | Overburden pile in the headwaters areas of Pedro Creek | Y | PRB with pre-treatment | Specific technologies not specified. PRB is chemical and microbially mediated processes that reduce selenate to selenite and then selenium. Treatment media includes a carbon source (i.e. woodchips), alfalfa hay, and inert sand. Seep treatment cell is pre-treatment cell with treatment media. | Access to the groundwater table is needed. Trench excavated through water-bearing zones of alluvial deposits and into underlying weathered bedrock. | Pilot | 2018-2021, modifications made in 2019 to address seepage | Phosphorus | P, total | mg/L | N | N/A | 0.274 | 0.605 | -120.8029 | [9 empty] | 0.184 | 2020 - 2021 Average, from operational period, not whole dataset | Data not provided | Data not provided | 0.353 | 2020 - 2021 Average, from operational period, not whole dataset | Data not provided | Data not provided | Data not provided | Upgradient | 6.54 | 0.23 | mg/L | 11.1 | °C | Data not provided | N/A | Data not provided | N/A | -17.9 | mV | 3049 | µmhos/cm | Turbidity = 47 | NTU | data not provided | data not provided | data not provided | data not provided | data not provided | data not provided | N/A | No groundwater comparison value | None, other than noted elsewhere | An insufficient amount of time since completion of the Pilot Study to adequately evaluate lifespan of the treatment media. The change in alkalinity can be used as an indicator of change in the ability of the media to treat selenium. Alkalinity remained relatively similar after 2 years of operation indicating that after 2 years of operation the microbially-mediated chemical reduction of selenium remains similar to the study onset. | Design had insufficient capacity to contain the flux of snow melt in addition to seep water. Soils in the area of the PRB are tight. In the future, when in an layered alluvial system, incorporate a gravel "pressure relief/effluent storage" zone on the downgradient edge to allow for increased ability to receive effluent water and/or flow onto the land surface if capacity is reached. The hydrogeological study was performed during fall low flow conditions as were the excavation and installation of the PRB bench. Additional water zones may be present during different water levels, so future design data collection should include a hydrogeological investigation in the spring to better characterize flux and water bearing zones in the aquifer during high water conditions. The PRB increased Ar, Fe, Mn and Ur due to eroded overburden material in the lenses on the walls of the excavation and from the seep and sedimentation basin sediments transferred to the PRB. Oxidizing conditions favorable to mobilization of Ur exist when ORP is above -200 mV. Bicarbonate that is likely dominant in the near neutral pH conditions in the vicinity of the PRB can enhance Ur mobility. Redox cycling from fluctuating water table can cause Ur mobilization. Heterogeneity of groundwater inflow along the trench, contact with runoff of mine materials, and microbial activity all contribute to factors affecting degree of treatment within the PRB. The incorporation of the Pilot Study into a potential remedy for the Pedro Creek Sub-Basin, at its current scale and in absence of other actions, may require some modifications to facilitate handling of high spring inflows and additional treatment to address the transport of released uranium into the shallow groundwater and surface water. | Operation and maintenance cost, including remote monitoring (e.g., transducers, telemetry, and cameras) and performance monitoring (e.g., sampling, analysis, and reporting), ranges between $20,000 to $40,000 per month. The capital cost for the construction of the PRB and STC was approximately $1.2M including the media, trenching, infiltration gallery, cover, and stormwater controls, or roughly $180/cubic yard of reactive media (1,200 cubic yards for the PRB and 5,500 cubic yards for the STC). | System is seep treatment cell effluent to PRB. Treatment media: 50% granular support media, 12.5% chopped alfalfa hay, 37.5% woodchips/shavings. Average hydraulic conductivity of 8.8-116.2 ft/day in the media. Trench excavated to dry, silty-clay, weathered Dinwoody Formation material to prevent groundwater flow from bypassing under the PRB. Eroded overburden was encountered. Media placed to a depth of 2 ft bgs, covered by non-woven geotextile and 2 ft of Dinwoody Formation material. Infiltration gallery was constructed upgradient to the PRB, and overburden was encountered. Infiltration gallery was overexcavated and compacted Dinwoody Formation materials were used on the base and sidewalls to reduce water contact with the overburden. It was backfilled with coarse drain rock and covered with non-woven geotextile and Dinwoody Formation material. PRB is relatively easy to implement with readily available material and equipment but using the technology to treat seeps or shallow groundwater in close proximity to overburden disposal piles should be approached with caution. The presence of run-of-mine shales in and around excavations contributes to mobilization of unwanted constituents (e.g. arsenic, uranium) | The objectives for the Pilot Study are consistent with the preliminary Remedial Action Objectives (RAOs) for groundwater remedies at Conda. Based on observations from the 2019 and 2020 monitoring, modifications were made to the Pilot Study in fall of 2020. In coordination with the Agencies, it was decided that the modification will require further monitoring in 2021 to fully meet the Pilot Study objectives. 2018-2019 start up period had differing conditions from 2020-2021, and the conditions were not considered representative of long term trends, but reflect the capability of the media to rapidly reach redox and geochemical conditions that facilitate microbially mediated reduction. 2020-2021 are operational conditions. The treatment media contributes to total Ar, Fe and Mn concentrations above the MCLs and drinking water standards. Data indicate that the treatment media in the Seep Treatment Cell and PRB is capable of treating water entering the system with total Se concentrations as high as 6.87 mg/L as well as total Cd concentrations up to 0.00847 mg/L to levels below their respective MCLs. | None, other than those presented elsewhere | GW sampling location GW-41-MA was determined to be upgradient from GW-65-MA on south flow path from Figure 10-5 on page 217 Data collection for upgradient/downgradient wells is in some instances shifted by a day. Flow rate is the range of hydraulic conductivity along the preferential flow pathways.
Final Treatability Study Findings Report Field-Scale Permeable Reactive Barrier Pilot Study Conda/Woodall Mountain Mine | Conda/Woodall Mountain Mine | IDN001002862 | N/A | N/A | GM-41-MA | Former mining site | Permeable reactive barrier (PRB) with seep treatment cell pre-treatment | Passive | Permeable reactive barrier (PRB) | Pre-treatment | Overburden pile in the headwaters areas of Pedro Creek | Y | PRB with pre-treatment | Specific technologies not specified. PRB is chemical and microbially mediated processes that reduce selenate to selenite and then selenium. Treatment media includes a carbon source (i.e. woodchips), alfalfa hay, and inert sand. Seep treatment cell is pre-treatment cell with treatment media. | Access to the groundwater table is needed. Trench excavated through water-bearing zones of alluvial deposits and into underlying weathered bedrock. | Pilot | 2018-2021, modifications made in 2019 to address seepage | Phosphorus | P, total | mg/L | N | N/A |  |  |  | 0.16 | 0.689 | -330.625 | [6 empty] | 0.184 | 2020 - 2021 Average, from operational period, not whole dataset | Data not provided | Data not provided | 0.353 | 2020 - 2021 Average, from operational period, not whole dataset | Data not provided | Data not provided | Data not provided | Upgradient | 6.76 | 0.39 | mg/L | 7.28 | °C | Data not provided | N/A | Data not provided | N/A | -1.9 | mV | 3415.7 | µmhos/cm | Turbidity = 0 | NTU | data not provided | data not provided | data not provided | data not provided | data not provided | data not provided | N/A | No groundwater comparison value | None, other than noted elsewhere | An insufficient amount of time since completion of the Pilot Study to adequately evaluate lifespan of the treatment media. The change in alkalinity can be used as an indicator of change in the ability of the media to treat selenium. Alkalinity remained relatively similar after 2 years of operation indicating that after 2 years of operation the microbially-mediated chemical reduction of selenium remains similar to the study onset. | Design had insufficient capacity to contain the flux of snow melt in addition to seep water. Soils in the area of the PRB are tight. In the future, when in an layered alluvial system, incorporate a gravel "pressure relief/effluent storage" zone on the downgradient edge to allow for increased ability to receive effluent water and/or flow onto the land surface if capacity is reached. The hydrogeological study was performed during fall low flow conditions as were the excavation and installation of the PRB bench. Additional water zones may be present during different water levels, so future design data collection should include a hydrogeological investigation in the spring to better characterize flux and water bearing zones in the aquifer during high water conditions. The PRB increased Ar, Fe, Mn and Ur due to eroded overburden material in the lenses on the walls of the excavation and from the seep and sedimentation basin sediments transferred to the PRB. Oxidizing conditions favorable to mobilization of Ur exist when ORP is above -200 mV. Bicarbonate that is likely dominant in the near neutral pH conditions in the vicinity of the PRB can enhance Ur mobility. Redox cycling from fluctuating water table can cause Ur mobilization. Heterogeneity of groundwater inflow along the trench, contact with runoff of mine materials, and microbial activity all contribute to factors affecting degree of treatment within the PRB. The incorporation of the Pilot Study into a potential remedy for the Pedro Creek Sub-Basin, at its current scale and in absence of other actions, may require some modifications to facilitate handling of high spring inflows and additional treatment to address the transport of released uranium into the shallow groundwater and surface water. | Operation and maintenance cost, including remote monitoring (e.g., transducers, telemetry, and cameras) and performance monitoring (e.g., sampling, analysis, and reporting), ranges between $20,000 to $40,000 per month. The capital cost for the construction of the PRB and STC was approximately $1.2M including the media, trenching, infiltration gallery, cover, and stormwater controls, or roughly $180/cubic yard of reactive media (1,200 cubic yards for the PRB and 5,500 cubic yards for the STC). | System is seep treatment cell effluent to PRB. Treatment media: 50% granular support media, 12.5% chopped alfalfa hay, 37.5% woodchips/shavings. Average hydraulic conductivity of 8.8-116.2 ft/day in the media. Trench excavated to dry, silty-clay, weathered Dinwoody Formation material to prevent groundwater flow from bypassing under the PRB. Eroded overburden was encountered. Media placed to a depth of 2 ft bgs, covered by non-woven geotextile and 2 ft of Dinwoody Formation material. Infiltration gallery was constructed upgradient to the PRB, and overburden was encountered. Infiltration gallery was overexcavated and compacted Dinwoody Formation materials were used on the base and sidewalls to reduce water contact with the overburden. It was backfilled with coarse drain rock and covered with non-woven geotextile and Dinwoody Formation material. PRB is relatively easy to implement with readily available material and equipment but using the technology to treat seeps or shallow groundwater in close proximity to overburden disposal piles should be approached with caution. The presence of run-of-mine shales in and around excavations contributes to mobilization of unwanted constituents (e.g. arsenic, uranium) | The objectives for the Pilot Study are consistent with the preliminary Remedial Action Objectives (RAOs) for groundwater remedies at Conda. Based on observations from the 2019 and 2020 monitoring, modifications were made to the Pilot Study in fall of 2020. In coordination with the Agencies, it was decided that the modification will require further monitoring in 2021 to fully meet the Pilot Study objectives. 2018-2019 start up period had differing conditions from 2020-2021, and the conditions were not considered representative of long term trends, but reflect the capability of the media to rapidly reach redox and geochemical conditions that facilitate microbially mediated reduction. 2020-2021 are operational conditions. The treatment media contributes to total Ar, Fe and Mn concentrations above the MCLs and drinking water standards. Data indicate that the treatment media in the Seep Treatment Cell and PRB is capable of treating water entering the system with total Se concentrations as high as 6.87 mg/L as well as total Cd concentrations up to 0.00847 mg/L to levels below their respective MCLs. | None, other than those presented elsewhere | GW sampling location GW-41-MA was determined to be upgradient from GW-65-MA on south flow path from Figure 10-5 on page 217 Data collection for upgradient/downgradient wells is in some instances shifted by a day. Flow rate is the range of hydraulic conductivity along the preferential flow pathways.
Final Treatability Study Findings Report Field-Scale Permeable Reactive Barrier Pilot Study Conda/Woodall Mountain Mine | Conda/Woodall Mountain Mine | IDN001002862 | N/A | N/A | GM-65-MA | Former mining site | Permeable reactive barrier (PRB) with seep treatment cell pre-treatment | Passive | Permeable reactive barrier (PRB) | Pre-treatment | Overburden pile in the headwaters areas of Pedro Creek | Y | PRB with pre-treatment | Specific technologies not specified. PRB is chemical and microbially mediated processes that reduce selenate to selenite and then selenium. Treatment media includes a carbon source (i.e. woodchips), alfalfa hay, and inert sand. Seep treatment cell is pre-treatment cell with treatment media. | Access to the groundwater table is needed. Trench excavated through water-bearing zones of alluvial deposits and into underlying weathered bedrock. | Pilot | 2018-2021, modifications made in 2019 to address seepage | Phosphorus | P, total | mg/L | N | N/A | [6 empty] | 3.17 | 0.269 | -1078.4387 |  |  |  | 0.184 | 2020 - 2021 Average, from operational period, not whole dataset | Data not provided | Data not provided | 0.353 | 2020 - 2021 Average, from operational period, not whole dataset | Data not provided | Data not provided | Data not provided | Downgradient | 6.89 | 0.17 | mg/L | 5.52 | °C | Data not provided | N/A | Data not provided | N/A | -179.7 | mV | 3264 | µmhos/cm | Turbidity = 42.3 | NTU | data not provided | data not provided | data not provided | data not provided | data not provided | data not provided | N/A | No groundwater comparison value | None, other than noted elsewhere | An insufficient amount of time since completion of the Pilot Study to adequately evaluate lifespan of the treatment media. The change in alkalinity can be used as an indicator of change in the ability of the media to treat selenium. Alkalinity remained relatively similar after 2 years of operation indicating that after 2 years of operation the microbially-mediated chemical reduction of selenium remains similar to the study onset. | Design had insufficient capacity to contain the flux of snow melt in addition to seep water. Soils in the area of the PRB are tight. In the future, when in an layered alluvial system, incorporate a gravel "pressure relief/effluent storage" zone on the downgradient edge to allow for increased ability to receive effluent water and/or flow onto the land surface if capacity is reached. The hydrogeological study was performed during fall low flow conditions as were the excavation and installation of the PRB bench. Additional water zones may be present during different water levels, so future design data collection should include a hydrogeological investigation in the spring to better characterize flux and water bearing zones in the aquifer during high water conditions. The PRB increased Ar, Fe, Mn and Ur due to eroded overburden material in the lenses on the walls of the excavation and from the seep and sedimentation basin sediments transferred to the PRB. Oxidizing conditions favorable to mobilization of Ur exist when ORP is above -200 mV. Bicarbonate that is likely dominant in the near neutral pH conditions in the vicinity of the PRB can enhance Ur mobility. Redox cycling from fluctuating water table can cause Ur mobilization. Heterogeneity of groundwater inflow along the trench, contact with runoff of mine materials, and microbial activity all contribute to factors affecting degree of treatment within the PRB. The incorporation of the Pilot Study into a potential remedy for the Pedro Creek Sub-Basin, at its current scale and in absence of other actions, may require some modifications to facilitate handling of high spring inflows and additional treatment to address the transport of released uranium into the shallow groundwater and surface water. | Operation and maintenance cost, including remote monitoring (e.g., transducers, telemetry, and cameras) and performance monitoring (e.g., sampling, analysis, and reporting), ranges between $20,000 to $40,000 per month. The capital cost for the construction of the PRB and STC was approximately $1.2M including the media, trenching, infiltration gallery, cover, and stormwater controls, or roughly $180/cubic yard of reactive media (1,200 cubic yards for the PRB and 5,500 cubic yards for the STC). | System is seep treatment cell effluent to PRB. Treatment media: 50% granular support media, 12.5% chopped alfalfa hay, 37.5% woodchips/shavings. Average hydraulic conductivity of 8.8-116.2 ft/day in the media. Trench excavated to dry, silty-clay, weathered Dinwoody Formation material to prevent groundwater flow from bypassing under the PRB. Eroded overburden was encountered. Media placed to a depth of 2 ft bgs, covered by non-woven geotextile and 2 ft of Dinwoody Formation material. Infiltration gallery was constructed upgradient to the PRB, and overburden was encountered. Infiltration gallery was overexcavated and compacted Dinwoody Formation materials were used on the base and sidewalls to reduce water contact with the overburden. It was backfilled with coarse drain rock and covered with non-woven geotextile and Dinwoody Formation material. PRB is relatively easy to implement with readily available material and equipment but using the technology to treat seeps or shallow groundwater in close proximity to overburden disposal piles should be approached with caution. The presence of run-of-mine shales in and around excavations contributes to mobilization of unwanted constituents (e.g. arsenic, uranium) | The objectives for the Pilot Study are consistent with the preliminary Remedial Action Objectives (RAOs) for groundwater remedies at Conda. Based on observations from the 2019 and 2020 monitoring, modifications were made to the Pilot Study in fall of 2020. In coordination with the Agencies, it was decided that the modification will require further monitoring in 2021 to fully meet the Pilot Study objectives. 2018-2019 start up period had differing conditions from 2020-2021, and the conditions were not considered representative of long term trends, but reflect the capability of the media to rapidly reach redox and geochemical conditions that facilitate microbially mediated reduction. 2020-2021 are operational conditions. The treatment media contributes to total Ar, Fe and Mn concentrations above the MCLs and drinking water standards. Data indicate that the treatment media in the Seep Treatment Cell and PRB is capable of treating water entering the system with total Se concentrations as high as 6.87 mg/L as well as total Cd concentrations up to 0.00847 mg/L to levels below their respective MCLs. | GW-65-MA is presented as a cross-gradient well but is also shown to be within the southern flow path that moves through the PRB. | GW sampling location GW-41-MA was determined to be upgradient from GW-65-MA on south flow path from Figure 10-5 on page 217 Data collection for upgradient/downgradient wells is in some instances shifted by a day. Flow rate is the range of hydraulic conductivity along the preferential flow pathways.
Final Treatability Study Findings Report Field-Scale Permeable Reactive Barrier Pilot Study Conda/Woodall Mountain Mine | Conda/Woodall Mountain Mine | IDN001002862 | N/A | N/A | GM-65-MA | Former mining site | Permeable reactive barrier (PRB) with seep treatment cell pre-treatment | Passive | Permeable reactive barrier (PRB) | Pre-treatment | Overburden pile in the headwaters areas of Pedro Creek | Y | PRB with pre-treatment | Specific technologies not specified. PRB is chemical and microbially mediated processes that reduce selenate to selenite and then selenium. Treatment media includes a carbon source (i.e. woodchips), alfalfa hay, and inert sand. Seep treatment cell is pre-treatment cell with treatment media. | Access to the groundwater table is needed. Trench excavated through water-bearing zones of alluvial deposits and into underlying weathered bedrock. | Pilot | 2018-2021, modifications made in 2019 to address seepage | Phosphorus | P, total | mg/L | N | N/A | [9 empty] | 0.167 | 0.204 | 18.1373 | 0.184 | 2020 - 2021 Average, from operational period, not whole dataset | Data not provided | Data not provided | 0.353 | 2020 - 2021 Average, from operational period, not whole dataset | Data not provided | Data not provided | Data not provided | Downgradient | 6.5 | 0.01 | mg/L | 11 | °C | Data not provided | N/A | Data not provided | N/A | -84.5 | mV | 3259 | µmhos/cm | Turbidity = 1.54 | NTU | data not provided | data not provided | data not provided | data not provided | data not provided | data not provided | N/A | No groundwater comparison value | None, other than noted elsewhere | An insufficient amount of time since completion of the Pilot Study to adequately evaluate lifespan of the treatment media. The change in alkalinity can be used as an indicator of change in the ability of the media to treat selenium. Alkalinity remained relatively similar after 2 years of operation indicating that after 2 years of operation the microbially-mediated chemical reduction of selenium remains similar to the study onset. | Design had insufficient capacity to contain the flux of snow melt in addition to seep water. Soils in the area of the PRB are tight. In the future, when in an layered alluvial system, incorporate a gravel "pressure relief/effluent storage" zone on the downgradient edge to allow for increased ability to receive effluent water and/or flow onto the land surface if capacity is reached. The hydrogeological study was performed during fall low flow conditions as were the excavation and installation of the PRB bench. Additional water zones may be present during different water levels, so future design data collection should include a hydrogeological investigation in the spring to better characterize flux and water bearing zones in the aquifer during high water conditions. The PRB increased Ar, Fe, Mn and Ur due to eroded overburden material in the lenses on the walls of the excavation and from the seep and sedimentation basin sediments transferred to the PRB. Oxidizing conditions favorable to mobilization of Ur exist when ORP is above -200 mV. Bicarbonate that is likely dominant in the near neutral pH conditions in the vicinity of the PRB can enhance Ur mobility. Redox cycling from fluctuating water table can cause Ur mobilization. Heterogeneity of groundwater inflow along the trench, contact with runoff of mine materials, and microbial activity all contribute to factors affecting degree of treatment within the PRB. The incorporation of the Pilot Study into a potential remedy for the Pedro Creek Sub-Basin, at its current scale and in absence of other actions, may require some modifications to facilitate handling of high spring inflows and additional treatment to address the transport of released uranium into the shallow groundwater and surface water. | Operation and maintenance cost, including remote monitoring (e.g., transducers, telemetry, and cameras) and performance monitoring (e.g., sampling, analysis, and reporting), ranges between $20,000 to $40,000 per month. The capital cost for the construction of the PRB and STC was approximately $1.2M including the media, trenching, infiltration gallery, cover, and stormwater controls, or roughly $180/cubic yard of reactive media (1,200 cubic yards for the PRB and 5,500 cubic yards for the STC). | System is seep treatment cell effluent to PRB. Treatment media: 50% granular support media, 12.5% chopped alfalfa hay, 37.5% woodchips/shavings. Average hydraulic conductivity of 8.8-116.2 ft/day in the media. Trench excavated to dry, silty-clay, weathered Dinwoody Formation material to prevent groundwater flow from bypassing under the PRB. Eroded overburden was encountered. Media placed to a depth of 2 ft bgs, covered by non-woven geotextile and 2 ft of Dinwoody Formation material. Infiltration gallery was constructed upgradient to the PRB, and overburden was encountered. Infiltration gallery was overexcavated and compacted Dinwoody Formation materials were used on the base and sidewalls to reduce water contact with the overburden. It was backfilled with coarse drain rock and covered with non-woven geotextile and Dinwoody Formation material. PRB is relatively easy to implement with readily available material and equipment but using the technology to treat seeps or shallow groundwater in close proximity to overburden disposal piles should be approached with caution. The presence of run-of-mine shales in and around excavations contributes to mobilization of unwanted constituents (e.g. arsenic, uranium) | The objectives for the Pilot Study are consistent with the preliminary Remedial Action Objectives (RAOs) for groundwater remedies at Conda. Based on observations from the 2019 and 2020 monitoring, modifications were made to the Pilot Study in fall of 2020. In coordination with the Agencies, it was decided that the modification will require further monitoring in 2021 to fully meet the Pilot Study objectives. 2018-2019 start up period had differing conditions from 2020-2021, and the conditions were not considered representative of long term trends, but reflect the capability of the media to rapidly reach redox and geochemical conditions that facilitate microbially mediated reduction. 2020-2021 are operational conditions. The treatment media contributes to total Ar, Fe and Mn concentrations above the MCLs and drinking water standards. Data indicate that the treatment media in the Seep Treatment Cell and PRB is capable of treating water entering the system with total Se concentrations as high as 6.87 mg/L as well as total Cd concentrations up to 0.00847 mg/L to levels below their respective MCLs. | GW-65-MA is presented as a cross-gradient well but is also shown to be within the southern flow path that moves through the PRB. | GW sampling location GW-41-MA was determined to be upgradient from GW-65-MA on south flow path from Figure 10-5 on page 217 Data collection for upgradient/downgradient wells is in some instances shifted by a day. Flow rate is the range of hydraulic conductivity along the preferential flow pathways.
Final Treatability Study Findings Report Field-Scale Permeable Reactive Barrier Pilot Study Conda/Woodall Mountain Mine | Conda/Woodall Mountain Mine | IDN001002862 | N/A | N/A | GM-41-MA | Former mining site | Permeable reactive barrier (PRB) with seep treatment cell pre-treatment | Passive | Permeable reactive barrier (PRB) | Pre-treatment | Overburden pile in the headwaters areas of Pedro Creek | Y | PRB with pre-treatment | Specific technologies not specified. PRB is chemical and microbially mediated processes that reduce selenate to selenite and then selenium. Treatment media includes a carbon source (i.e. woodchips), alfalfa hay, and inert sand. Seep treatment cell is pre-treatment cell with treatment media. | Access to the groundwater table is needed. Trench excavated through water-bearing zones of alluvial deposits and into underlying weathered bedrock. | Pilot | 2018-2021, modifications made in 2019 to address seepage | Potassium | K, dissolved | mg/L | N | N/A | 5.86 | 5.01 | 14.5051 | [9 empty] | 5.24 | 2020 - 2021 Average, from operational period, not whole dataset | Data not provided | Data not provided | 4.57 | 2020 - 2021 Average, from operational period, not whole dataset | Data not provided | Data not provided | Data not provided | Upgradient | 6.89 | 0.8 | mg/L | 7.03 | °C | Data not provided | N/A | Data not provided | N/A | 1.4 | mV | 3521.4 | µmhos/cm | Turbidity = 16.13 | NTU | data not provided | data not provided | data not provided | data not provided | data not provided | data not provided | N/A | No groundwater comparison value | None, other than noted elsewhere | An insufficient amount of time since completion of the Pilot Study to adequately evaluate lifespan of the treatment media. The change in alkalinity can be used as an indicator of change in the ability of the media to treat selenium. Alkalinity remained relatively similar after 2 years of operation indicating that after 2 years of operation the microbially-mediated chemical reduction of selenium remains similar to the study onset. | Design had insufficient capacity to contain the flux of snow melt in addition to seep water. Soils in the area of the PRB are tight. In the future, when in an layered alluvial system, incorporate a gravel "pressure relief/effluent storage" zone on the downgradient edge to allow for increased ability to receive effluent water and/or flow onto the land surface if capacity is reached. The hydrogeological study was performed during fall low flow conditions as were the excavation and installation of the PRB bench. Additional water zones may be present during different water levels, so future design data collection should include a hydrogeological investigation in the spring to better characterize flux and water bearing zones in the aquifer during high water conditions. The PRB increased Ar, Fe, Mn and Ur due to eroded overburden material in the lenses on the walls of the excavation and from the seep and sedimentation basin sediments transferred to the PRB. Oxidizing conditions favorable to mobilization of Ur exist when ORP is above -200 mV. Bicarbonate that is likely dominant in the near neutral pH conditions in the vicinity of the PRB can enhance Ur mobility. Redox cycling from fluctuating water table can cause Ur mobilization. Heterogeneity of groundwater inflow along the trench, contact with runoff of mine materials, and microbial activity all contribute to factors affecting degree of treatment within the PRB. The incorporation of the Pilot Study into a potential remedy for the Pedro Creek Sub-Basin, at its current scale and in absence of other actions, may require some modifications to facilitate handling of high spring inflows and additional treatment to address the transport of released uranium into the shallow groundwater and surface water. | Operation and maintenance cost, including remote monitoring (e.g., transducers, telemetry, and cameras) and performance monitoring (e.g., sampling, analysis, and reporting), ranges between $20,000 to $40,000 per month. The capital cost for the construction of the PRB and STC was approximately $1.2M including the media, trenching, infiltration gallery, cover, and stormwater controls, or roughly $180/cubic yard of reactive media (1,200 cubic yards for the PRB and 5,500 cubic yards for the STC). | System is seep treatment cell effluent to PRB. Treatment media: 50% granular support media, 12.5% chopped alfalfa hay, 37.5% woodchips/shavings. Average hydraulic conductivity of 8.8-116.2 ft/day in the media. Trench excavated to dry, silty-clay, weathered Dinwoody Formation material to prevent groundwater flow from bypassing under the PRB. Eroded overburden was encountered. Media placed to a depth of 2 ft bgs, covered by non-woven geotextile and 2 ft of Dinwoody Formation material. Infiltration gallery was constructed upgradient to the PRB, and overburden was encountered. Infiltration gallery was overexcavated and compacted Dinwoody Formation materials were used on the base and sidewalls to reduce water contact with the overburden. It was backfilled with coarse drain rock and covered with non-woven geotextile and Dinwoody Formation material. PRB is relatively easy to implement with readily available material and equipment but using the technology to treat seeps or shallow groundwater in close proximity to overburden disposal piles should be approached with caution. The presence of run-of-mine shales in and around excavations contributes to mobilization of unwanted constituents (e.g. arsenic, uranium) | The objectives for the Pilot Study are consistent with the preliminary Remedial Action Objectives (RAOs) for groundwater remedies at Conda. Based on observations from the 2019 and 2020 monitoring, modifications were made to the Pilot Study in fall of 2020. In coordination with the Agencies, it was decided that the modification will require further monitoring in 2021 to fully meet the Pilot Study objectives. 2018-2019 start up period had differing conditions from 2020-2021, and the conditions were not considered representative of long term trends, but reflect the capability of the media to rapidly reach redox and geochemical conditions that facilitate microbially mediated reduction. 2020-2021 are operational conditions. The treatment media contributes to total Ar, Fe and Mn concentrations above the MCLs and drinking water standards. Data indicate that the treatment media in the Seep Treatment Cell and PRB is capable of treating water entering the system with total Se concentrations as high as 6.87 mg/L as well as total Cd concentrations up to 0.00847 mg/L to levels below their respective MCLs. | None, other than those presented elsewhere | GW sampling location GW-41-MA was determined to be upgradient from GW-65-MA on south flow path from Figure 10-5 on page 217 Data collection for upgradient/downgradient wells is in some instances shifted by a day. Flow rate is the range of hydraulic conductivity along the preferential flow pathways.
Final Treatability Study Findings Report Field-Scale Permeable Reactive Barrier Pilot Study Conda/Woodall Mountain Mine | Conda/Woodall Mountain Mine | IDN001002862 | N/A | N/A | GM-41-MA | Former mining site | Permeable reactive barrier (PRB) with seep treatment cell pre-treatment | Passive | Permeable reactive barrier (PRB) | Pre-treatment | Overburden pile in the headwaters areas of Pedro Creek | Y | PRB with pre-treatment | Specific technologies not specified. PRB is chemical and microbially mediated processes that reduce selenate to selenite and then selenium. Treatment media includes a carbon source (i.e. woodchips), alfalfa hay, and inert sand. Seep treatment cell is pre-treatment cell with treatment media. | Access to the groundwater table is needed. Trench excavated through water-bearing zones of alluvial deposits and into underlying weathered bedrock. | Pilot | 2018-2021, modifications made in 2019 to address seepage | Potassium | K, dissolved | mg/L | N | N/A |  |  |  | 4.78 | 4.22 | 11.7155 | [6 empty] | 5.24 | 2020 - 2021 Average, from operational period, not whole dataset | Data not provided | Data not provided | 4.57 | 2020 - 2021 Average, from operational period, not whole dataset | Data not provided | Data not provided | Data not provided | Upgradient | 6.62 | 0 | mg/L | 7.9 | °C | Data not provided | N/A | Data not provided | N/A | -52.8 | mV | 3130 | µmhos/cm | Turbidity = 53.3 | NTU | data not provided | data not provided | data not provided | data not provided | data not provided | data not provided | N/A | No groundwater comparison value | None, other than noted elsewhere | An insufficient amount of time since completion of the Pilot Study to adequately evaluate lifespan of the treatment media. The change in alkalinity can be used as an indicator of change in the ability of the media to treat selenium. Alkalinity remained relatively similar after 2 years of operation indicating that after 2 years of operation the microbially-mediated chemical reduction of selenium remains similar to the study onset. | Design had insufficient capacity to contain the flux of snow melt in addition to seep water. Soils in the area of the PRB are tight. In the future, when in an layered alluvial system, incorporate a gravel "pressure relief/effluent storage" zone on the downgradient edge to allow for increased ability to receive effluent water and/or flow onto the land surface if capacity is reached. The hydrogeological study was performed during fall low flow conditions as were the excavation and installation of the PRB bench. Additional water zones may be present during different water levels, so future design data collection should include a hydrogeological investigation in the spring to better characterize flux and water bearing zones in the aquifer during high water conditions. The PRB increased Ar, Fe, Mn and Ur due to eroded overburden material in the lenses on the walls of the excavation and from the seep and sedimentation basin sediments transferred to the PRB. Oxidizing conditions favorable to mobilization of Ur exist when ORP is above -200 mV. Bicarbonate that is likely dominant in the near neutral pH conditions in the vicinity of the PRB can enhance Ur mobility. Redox cycling from fluctuating water table can cause Ur mobilization. Heterogeneity of groundwater inflow along the trench, contact with runoff of mine materials, and microbial activity all contribute to factors affecting degree of treatment within the PRB. The incorporation of the Pilot Study into a potential remedy for the Pedro Creek Sub-Basin, at its current scale and in absence of other actions, may require some modifications to facilitate handling of high spring inflows and additional treatment to address the transport of released uranium into the shallow groundwater and surface water. | Operation and maintenance cost, including remote monitoring (e.g., transducers, telemetry, and cameras) and performance monitoring (e.g., sampling, analysis, and reporting), ranges between $20,000 to $40,000 per month. The capital cost for the construction of the PRB and STC was approximately $1.2M including the media, trenching, infiltration gallery, cover, and stormwater controls, or roughly $180/cubic yard of reactive media (1,200 cubic yards for the PRB and 5,500 cubic yards for the STC). | System is seep treatment cell effluent to PRB. Treatment media: 50% granular support media, 12.5% chopped alfalfa hay, 37.5% woodchips/shavings. Average hydraulic conductivity of 8.8-116.2 ft/day in the media. Trench excavated to dry, silty-clay, weathered Dinwoody Formation material to prevent groundwater flow from bypassing under the PRB. Eroded overburden was encountered. Media placed to a depth of 2 ft bgs, covered by non-woven geotextile and 2 ft of Dinwoody Formation material. Infiltration gallery was constructed upgradient to the PRB, and overburden was encountered. Infiltration gallery was overexcavated and compacted Dinwoody Formation materials were used on the base and sidewalls to reduce water contact with the overburden. It was backfilled with coarse drain rock and covered with non-woven geotextile and Dinwoody Formation material. PRB is relatively easy to implement with readily available material and equipment but using the technology to treat seeps or shallow groundwater in close proximity to overburden disposal piles should be approached with caution. The presence of run-of-mine shales in and around excavations contributes to mobilization of unwanted constituents (e.g. arsenic, uranium) | The objectives for the Pilot Study are consistent with the preliminary Remedial Action Objectives (RAOs) for groundwater remedies at Conda. Based on observations from the 2019 and 2020 monitoring, modifications were made to the Pilot Study in fall of 2020. In coordination with the Agencies, it was decided that the modification will require further monitoring in 2021 to fully meet the Pilot Study objectives. 2018-2019 start up period had differing conditions from 2020-2021, and the conditions were not considered representative of long term trends, but reflect the capability of the media to rapidly reach redox and geochemical conditions that facilitate microbially mediated reduction. 2020-2021 are operational conditions. The treatment media contributes to total Ar, Fe and Mn concentrations above the MCLs and drinking water standards. Data indicate that the treatment media in the Seep Treatment Cell and PRB is capable of treating water entering the system with total Se concentrations as high as 6.87 mg/L as well as total Cd concentrations up to 0.00847 mg/L to levels below their respective MCLs. | None, other than those presented elsewhere | GW sampling location GW-41-MA was determined to be upgradient from GW-65-MA on south flow path from Figure 10-5 on page 217 Data collection for upgradient/downgradient wells is in some instances shifted by a day. Flow rate is the range of hydraulic conductivity along the preferential flow pathways.
Final Treatability Study Findings Report Field-Scale Permeable Reactive Barrier Pilot Study Conda/Woodall Mountain Mine | Conda/Woodall Mountain Mine | IDN001002862 | N/A | N/A | GM-65-MA | Former mining site | Permeable reactive barrier (PRB) with seep treatment cell pre-treatment | Passive | Permeable reactive barrier (PRB) | Pre-treatment | Overburden pile in the headwaters areas of Pedro Creek | Y | PRB with pre-treatment | Specific technologies not specified. PRB is chemical and microbially mediated processes that reduce selenate to selenite and then selenium. Treatment media includes a carbon source (i.e. woodchips), alfalfa hay, and inert sand. Seep treatment cell is pre-treatment cell with treatment media. | Access to the groundwater table is needed. Trench excavated through water-bearing zones of alluvial deposits and into underlying weathered bedrock. | Pilot | 2018-2021, modifications made in 2019 to address seepage | Potassium | K, dissolved | mg/L | N | N/A | [6 empty] | 15.6 | 5.77 | -170.364 |  |  |  | 5.24 | 2020 - 2021 Average, from operational period, not whole dataset | Data not provided | Data not provided | 4.57 | 2020 - 2021 Average, from operational period, not whole dataset | Data not provided | Data not provided | Data not provided | Downgradient | 6.53 | 0.41 | mg/L | 7.3 | °C | Data not provided | N/A | Data not provided | N/A | 15.2 | mV | 3395 | µmhos/cm | Turbidity = 49 | NTU | data not provided | data not provided | data not provided | data not provided | data not provided | data not provided | N/A | No groundwater comparison value | None, other than noted elsewhere | An insufficient amount of time since completion of the Pilot Study to adequately evaluate lifespan of the treatment media. The change in alkalinity can be used as an indicator of change in the ability of the media to treat selenium. Alkalinity remained relatively similar after 2 years of operation indicating that after 2 years of operation the microbially-mediated chemical reduction of selenium remains similar to the study onset. | Design had insufficient capacity to contain the flux of snow melt in addition to seep water. Soils in the area of the PRB are tight. In the future, when in an layered alluvial system, incorporate a gravel "pressure relief/effluent storage" zone on the downgradient edge to allow for increased ability to receive effluent water and/or flow onto the land surface if capacity is reached. The hydrogeological study was performed during fall low flow conditions as were the excavation and installation of the PRB bench. Additional water zones may be present during different water levels, so future design data collection should include a hydrogeological investigation in the spring to better characterize flux and water bearing zones in the aquifer during high water conditions. The PRB increased Ar, Fe, Mn and Ur due to eroded overburden material in the lenses on the walls of the excavation and from the seep and sedimentation basin sediments transferred to the PRB. Oxidizing conditions favorable to mobilization of Ur exist when ORP is above -200 mV. Bicarbonate that is likely dominant in the near neutral pH conditions in the vicinity of the PRB can enhance Ur mobility. Redox cycling from fluctuating water table can cause Ur mobilization. Heterogeneity of groundwater inflow along the trench, contact with runoff of mine materials, and microbial activity all contribute to factors affecting degree of treatment within the PRB. The incorporation of the Pilot Study into a potential remedy for the Pedro Creek Sub-Basin, at its current scale and in absence of other actions, may require some modifications to facilitate handling of high spring inflows and additional treatment to address the transport of released uranium into the shallow groundwater and surface water. | Operation and maintenance cost, including remote monitoring (e.g., transducers, telemetry, and cameras) and performance monitoring (e.g., sampling, analysis, and reporting), ranges between $20,000 to $40,000 per month. The capital cost for the construction of the PRB and STC was approximately $1.2M including the media, trenching, infiltration gallery, cover, and stormwater controls, or roughly $180/cubic yard of reactive media (1,200 cubic yards for the PRB and 5,500 cubic yards for the STC). | System is seep treatment cell effluent to PRB. Treatment media: 50% granular support media, 12.5% chopped alfalfa hay, 37.5% woodchips/shavings. Average hydraulic conductivity of 8.8-116.2 ft/day in the media. Trench excavated to dry, silty-clay, weathered Dinwoody Formation material to prevent groundwater flow from bypassing under the PRB. Eroded overburden was encountered. Media placed to a depth of 2 ft bgs, covered by non-woven geotextile and 2 ft of Dinwoody Formation material. Infiltration gallery was constructed upgradient to the PRB, and overburden was encountered. Infiltration gallery was overexcavated and compacted Dinwoody Formation materials were used on the base and sidewalls to reduce water contact with the overburden. It was backfilled with coarse drain rock and covered with non-woven geotextile and Dinwoody Formation material. PRB is relatively easy to implement with readily available material and equipment but using the technology to treat seeps or shallow groundwater in close proximity to overburden disposal piles should be approached with caution. The presence of run-of-mine shales in and around excavations contributes to mobilization of unwanted constituents (e.g. arsenic, uranium) | The objectives for the Pilot Study are consistent with the preliminary Remedial Action Objectives (RAOs) for groundwater remedies at Conda. Based on observations from the 2019 and 2020 monitoring, modifications were made to the Pilot Study in fall of 2020. In coordination with the Agencies, it was decided that the modification will require further monitoring in 2021 to fully meet the Pilot Study objectives. 2018-2019 start up period had differing conditions from 2020-2021, and the conditions were not considered representative of long term trends, but reflect the capability of the media to rapidly reach redox and geochemical conditions that facilitate microbially mediated reduction. 2020-2021 are operational conditions. The treatment media contributes to total Ar, Fe and Mn concentrations above the MCLs and drinking water standards. Data indicate that the treatment media in the Seep Treatment Cell and PRB is capable of treating water entering the system with total Se concentrations as high as 6.87 mg/L as well as total Cd concentrations up to 0.00847 mg/L to levels below their respective MCLs. | GW-65-MA is presented as a cross-gradient well but is also shown to be within the southern flow path that moves through the PRB. | GW sampling location GW-41-MA was determined to be upgradient from GW-65-MA on south flow path from Figure 10-5 on page 217 Data collection for upgradient/downgradient wells is in some instances shifted by a day. Flow rate is the range of hydraulic conductivity along the preferential flow pathways.
Final Treatability Study Findings Report Field-Scale Permeable Reactive Barrier Pilot Study Conda/Woodall Mountain Mine | Conda/Woodall Mountain Mine | IDN001002862 | N/A | N/A | GM-65-MA | Former mining site | Permeable reactive barrier (PRB) with seep treatment cell pre-treatment | Passive | Permeable reactive barrier (PRB) | Pre-treatment | Overburden pile in the headwaters areas of Pedro Creek | Y | PRB with pre-treatment | Specific technologies not specified. PRB is chemical and microbially mediated processes that reduce selenate to selenite and then selenium. Treatment media includes a carbon source (i.e. woodchips), alfalfa hay, and inert sand. Seep treatment cell is pre-treatment cell with treatment media. | Access to the groundwater table is needed. Trench excavated through water-bearing zones of alluvial deposits and into underlying weathered bedrock. | Pilot | 2018-2021, modifications made in 2019 to address seepage | Potassium | K, dissolved | mg/L | N | N/A | [9 empty] | 4.22 | 4.78 | 11.7155 | 5.24 | 2020 - 2021 Average, from operational period, not whole dataset | Data not provided | Data not provided | 4.57 | 2020 - 2021 Average, from operational period, not whole dataset | Data not provided | Data not provided | Data not provided | Downgradient | 6.55 | 0 | mg/L | 8.6 | °C | Data not provided | N/A | Data not provided | N/A | -84.7 | mV | 3023 | µmhos/cm | Turbidity = 4.2 | NTU | data not provided | data not provided | data not provided | data not provided | data not provided | data not provided | N/A | No groundwater comparison value | None, other than noted elsewhere | An insufficient amount of time since completion of the Pilot Study to adequately evaluate lifespan of the treatment media. The change in alkalinity can be used as an indicator of change in the ability of the media to treat selenium. Alkalinity remained relatively similar after 2 years of operation indicating that after 2 years of operation the microbially-mediated chemical reduction of selenium remains similar to the study onset. | Design had insufficient capacity to contain the flux of snow melt in addition to seep water. Soils in the area of the PRB are tight. In the future, when in an layered alluvial system, incorporate a gravel "pressure relief/effluent storage" zone on the downgradient edge to allow for increased ability to receive effluent water and/or flow onto the land surface if capacity is reached. The hydrogeological study was performed during fall low flow conditions as were the excavation and installation of the PRB bench. Additional water zones may be present during different water levels, so future design data collection should include a hydrogeological investigation in the spring to better characterize flux and water bearing zones in the aquifer during high water conditions. The PRB increased Ar, Fe, Mn and Ur due to eroded overburden material in the lenses on the walls of the excavation and from the seep and sedimentation basin sediments transferred to the PRB. Oxidizing conditions favorable to mobilization of Ur exist when ORP is above -200 mV. Bicarbonate that is likely dominant in the near neutral pH conditions in the vicinity of the PRB can enhance Ur mobility. Redox cycling from fluctuating water table can cause Ur mobilization. Heterogeneity of groundwater inflow along the trench, contact with runoff of mine materials, and microbial activity all contribute to factors affecting degree of treatment within the PRB. The incorporation of the Pilot Study into a potential remedy for the Pedro Creek Sub-Basin, at its current scale and in absence of other actions, may require some modifications to facilitate handling of high spring inflows and additional treatment to address the transport of released uranium into the shallow groundwater and surface water. | Operation and maintenance cost, including remote monitoring (e.g., transducers, telemetry, and cameras) and performance monitoring (e.g., sampling, analysis, and reporting), ranges between $20,000 to $40,000 per month. The capital cost for the construction of the PRB and STC was approximately $1.2M including the media, trenching, infiltration gallery, cover, and stormwater controls, or roughly $180/cubic yard of reactive media (1,200 cubic yards for the PRB and 5,500 cubic yards for the STC). | System is seep treatment cell effluent to PRB. Treatment media: 50% granular support media, 12.5% chopped alfalfa hay, 37.5% woodchips/shavings. Average hydraulic conductivity of 8.8-116.2 ft/day in the media. Trench excavated to dry, silty-clay, weathered Dinwoody Formation material to prevent groundwater flow from bypassing under the PRB. Eroded overburden was encountered. Media placed to a depth of 2 ft bgs, covered by non-woven geotextile and 2 ft of Dinwoody Formation material. Infiltration gallery was constructed upgradient to the PRB, and overburden was encountered. Infiltration gallery was overexcavated and compacted Dinwoody Formation materials were used on the base and sidewalls to reduce water contact with the overburden. It was backfilled with coarse drain rock and covered with non-woven geotextile and Dinwoody Formation material. PRB is relatively easy to implement with readily available material and equipment but using the technology to treat seeps or shallow groundwater in close proximity to overburden disposal piles should be approached with caution. The presence of run-of-mine shales in and around excavations contributes to mobilization of unwanted constituents (e.g. arsenic, uranium) | The objectives for the Pilot Study are consistent with the preliminary Remedial Action Objectives (RAOs) for groundwater remedies at Conda. Based on observations from the 2019 and 2020 monitoring, modifications were made to the Pilot Study in fall of 2020. In coordination with the Agencies, it was decided that the modification will require further monitoring in 2021 to fully meet the Pilot Study objectives. 2018-2019 start up period had differing conditions from 2020-2021, and the conditions were not considered representative of long term trends, but reflect the capability of the media to rapidly reach redox and geochemical conditions that facilitate microbially mediated reduction. 2020-2021 are operational conditions. The treatment media contributes to total Ar, Fe and Mn concentrations above the MCLs and drinking water standards. Data indicate that the treatment media in the Seep Treatment Cell and PRB is capable of treating water entering the system with total Se concentrations as high as 6.87 mg/L as well as total Cd concentrations up to 0.00847 mg/L to levels below their respective MCLs. | GW-65-MA is presented as a cross-gradient well but is also shown to be within the southern flow path that moves through the PRB. | GW sampling location GW-41-MA was determined to be upgradient from GW-65-MA on south flow path from Figure 10-5 on page 217 Data collection for upgradient/downgradient wells is in some instances shifted by a day. Flow rate is the range of hydraulic conductivity along the preferential flow pathways.
Final Treatability Study Findings Report Field-Scale Permeable Reactive Barrier Pilot Study Conda/Woodall Mountain Mine | Conda/Woodall Mountain Mine | IDN001002862 | N/A | N/A | GM-41-MA | Former mining site | Permeable reactive barrier (PRB) with seep treatment cell pre-treatment | Passive | Permeable reactive barrier (PRB) | Pre-treatment | Overburden pile in the headwaters areas of Pedro Creek | Y | PRB with pre-treatment | Specific technologies not specified. PRB is chemical and microbially mediated processes that reduce selenate to selenite and then selenium. Treatment media includes a carbon source (i.e. woodchips), alfalfa hay, and inert sand. Seep treatment cell is pre-treatment cell with treatment media. | Access to the groundwater table is needed. Trench excavated through water-bearing zones of alluvial deposits and into underlying weathered bedrock. | Pilot | 2018-2021, modifications made in 2019 to address seepage | Potassium | K, total | mg/L | N | N/A | 6.15 | 6.39 | -3.9024 | [9 empty] | 5.2 | 2020 - 2021 Average, from operational period, not whole dataset | Data not provided | Data not provided | 4.7 | 2020 - 2021 Average, from operational period, not whole dataset | Data not provided | Data not provided | Data not provided | Upgradient | 6.89 | 0.8 | mg/L | 7.03 | °C | Data not provided | N/A | Data not provided | N/A | 1.4 | mV | 3521.4 | µmhos/cm | Turbidity = 16.13 | NTU | data not provided | data not provided | data not provided | data not provided | data not provided | data not provided | N/A | No groundwater comparison value | None, other than noted elsewhere | An insufficient amount of time since completion of the Pilot Study to adequately evaluate lifespan of the treatment media. The change in alkalinity can be used as an indicator of change in the ability of the media to treat selenium. Alkalinity remained relatively similar after 2 years of operation indicating that after 2 years of operation the microbially-mediated chemical reduction of selenium remains similar to the study onset. | Design had insufficient capacity to contain the flux of snow melt in addition to seep water. Soils in the area of the PRB are tight. In the future, when in an layered alluvial system, incorporate a gravel "pressure relief/effluent storage" zone on the downgradient edge to allow for increased ability to receive effluent water and/or flow onto the land surface if capacity is reached. The hydrogeological study was performed during fall low flow conditions as were the excavation and installation of the PRB bench. Additional water zones may be present during different water levels, so future design data collection should include a hydrogeological investigation in the spring to better characterize flux and water bearing zones in the aquifer during high water conditions. The PRB increased Ar, Fe, Mn and Ur due to eroded overburden material in the lenses on the walls of the excavation and from the seep and sedimentation basin sediments transferred to the PRB. Oxidizing conditions favorable to mobilization of Ur exist when ORP is above -200 mV. Bicarbonate that is likely dominant in the near neutral pH conditions in the vicinity of the PRB can enhance Ur mobility. Redox cycling from fluctuating water table can cause Ur mobilization. Heterogeneity of groundwater inflow along the trench, contact with runoff of mine materials, and microbial activity all contribute to factors affecting degree of treatment within the PRB. The incorporation of the Pilot Study into a potential remedy for the Pedro Creek Sub-Basin, at its current scale and in absence of other actions, may require some modifications to facilitate handling of high spring inflows and additional treatment to address the transport of released uranium into the shallow groundwater and surface water. | Operation and maintenance cost, including remote monitoring (e.g., transducers, telemetry, and cameras) and performance monitoring (e.g., sampling, analysis, and reporting), ranges between $20,000 to $40,000 per month. The capital cost for the construction of the PRB and STC was approximately $1.2M including the media, trenching, infiltration gallery, cover, and stormwater controls, or roughly $180/cubic yard of reactive media (1,200 cubic yards for the PRB and 5,500 cubic yards for the STC). | System is seep treatment cell effluent to PRB. Treatment media: 50% granular support media, 12.5% chopped alfalfa hay, 37.5% woodchips/shavings. Average hydraulic conductivity of 8.8-116.2 ft/day in the media. Trench excavated to dry, silty-clay, weathered Dinwoody Formation material to prevent groundwater flow from bypassing under the PRB. Eroded overburden was encountered. Media placed to a depth of 2 ft bgs, covered by non-woven geotextile and 2 ft of Dinwoody Formation material. Infiltration gallery was constructed upgradient to the PRB, and overburden was encountered. Infiltration gallery was overexcavated and compacted Dinwoody Formation materials were used on the base and sidewalls to reduce water contact with the overburden. It was backfilled with coarse drain rock and covered with non-woven geotextile and Dinwoody Formation material. PRB is relatively easy to implement with readily available material and equipment but using the technology to treat seeps or shallow groundwater in close proximity to overburden disposal piles should be approached with caution. The presence of run-of-mine shales in and around excavations contributes to mobilization of unwanted constituents (e.g. arsenic, uranium) | The objectives for the Pilot Study are consistent with the preliminary Remedial Action Objectives (RAOs) for groundwater remedies at Conda. Based on observations from the 2019 and 2020 monitoring, modifications were made to the Pilot Study in fall of 2020. In coordination with the Agencies, it was decided that the modification will require further monitoring in 2021 to fully meet the Pilot Study objectives. 2018-2019 start up period had differing conditions from 2020-2021, and the conditions were not considered representative of long term trends, but reflect the capability of the media to rapidly reach redox and geochemical conditions that facilitate microbially mediated reduction. 2020-2021 are operational conditions. The treatment media contributes to total Ar, Fe and Mn concentrations above the MCLs and drinking water standards. Data indicate that the treatment media in the Seep Treatment Cell and PRB is capable of treating water entering the system with total Se concentrations as high as 6.87 mg/L as well as total Cd concentrations up to 0.00847 mg/L to levels below their respective MCLs. | None, other than those presented elsewhere | GW sampling location GW-41-MA was determined to be upgradient from GW-65-MA on south flow path from Figure 10-5 on page 217 Data collection for upgradient/downgradient wells is in some instances shifted by a day. Flow rate is the range of hydraulic conductivity along the preferential flow pathways.
Final Treatability Study Findings Report Field-Scale Permeable Reactive Barrier Pilot Study Conda/Woodall Mountain Mine | Conda/Woodall Mountain Mine | IDN001002862 | N/A | N/A | GM-41-MA | Former mining site | Permeable reactive barrier (PRB) with seep treatment cell pre-treatment | Passive | Permeable reactive barrier (PRB) | Pre-treatment | Overburden pile in the headwaters areas of Pedro Creek | Y | PRB with pre-treatment | Specific technologies not specified. PRB is chemical and microbially mediated processes that reduce selenate to selenite and then selenium. Treatment media includes a carbon source (i.e. woodchips), alfalfa hay, and inert sand. Seep treatment cell is pre-treatment cell with treatment media. | Access to the groundwater table is needed. Trench excavated through water-bearing zones of alluvial deposits and into underlying weathered bedrock. | Pilot | 2018-2021, modifications made in 2019 to address seepage | Potassium | K, total | mg/L | N | N/A |  |  |  | 4.91 | 4.21 | 14.2566 | [6 empty] | 5.2 | 2020 - 2021 Average, from operational period, not whole dataset | Data not provided | Data not provided | 4.7 | 2020 - 2021 Average, from operational period, not whole dataset | Data not provided | Data not provided | Data not provided | Upgradient | 6.62 | 0 | mg/L | 7.9 | °C | Data not provided | N/A | Data not provided | N/A | -52.8 | mV | 3130 | µmhos/cm | Turbidity = 53.3 | NTU | data not provided | data not provided | data not provided | data not provided | data not provided | data not provided | N/A | No groundwater comparison value | None, other than noted elsewhere | An insufficient amount of time since completion of the Pilot Study to adequately evaluate lifespan of the treatment media. The change in alkalinity can be used as an indicator of change in the ability of the media to treat selenium. Alkalinity remained relatively similar after 2 years of operation indicating that after 2 years of operation the microbially-mediated chemical reduction of selenium remains similar to the study onset. | Design had insufficient capacity to contain the flux of snow melt in addition to seep water. Soils in the area of the PRB are tight. In the future, when in an layered alluvial system, incorporate a gravel "pressure relief/effluent storage" zone on the downgradient edge to allow for increased ability to receive effluent water and/or flow onto the land surface if capacity is reached. The hydrogeological study was performed during fall low flow conditions as were the excavation and installation of the PRB bench. Additional water zones may be present during different water levels, so future design data collection should include a hydrogeological investigation in the spring to better characterize flux and water bearing zones in the aquifer during high water conditions. The PRB increased Ar, Fe, Mn and Ur due to eroded overburden material in the lenses on the walls of the excavation and from the seep and sedimentation basin sediments transferred to the PRB. Oxidizing conditions favorable to mobilization of Ur exist when ORP is above -200 mV. Bicarbonate that is likely dominant in the near neutral pH conditions in the vicinity of the PRB can enhance Ur mobility. Redox cycling from fluctuating water table can cause Ur mobilization. Heterogeneity of groundwater inflow along the trench, contact with runoff of mine materials, and microbial activity all contribute to factors affecting degree of treatment within the PRB. The incorporation of the Pilot Study into a potential remedy for the Pedro Creek Sub-Basin, at its current scale and in absence of other actions, may require some modifications to facilitate handling of high spring inflows and additional treatment to address the transport of released uranium into the shallow groundwater and surface water. | Operation and maintenance cost, including remote monitoring (e.g., transducers, telemetry, and cameras) and performance monitoring (e.g., sampling, analysis, and reporting), ranges between $20,000 to $40,000 per month. The capital cost for the construction of the PRB and STC was approximately $1.2M including the media, trenching, infiltration gallery, cover, and stormwater controls, or roughly $180/cubic yard of reactive media (1,200 cubic yards for the PRB and 5,500 cubic yards for the STC). | System is seep treatment cell effluent to PRB. Treatment media: 50% granular support media, 12.5% chopped alfalfa hay, 37.5% woodchips/shavings. Average hydraulic conductivity of 8.8-116.2 ft/day in the media. Trench excavated to dry, silty-clay, weathered Dinwoody Formation material to prevent groundwater flow from bypassing under the PRB. Eroded overburden was encountered. Media placed to a depth of 2 ft bgs, covered by non-woven geotextile and 2 ft of Dinwoody Formation material. Infiltration gallery was constructed upgradient to the PRB, and overburden was encountered. Infiltration gallery was overexcavated and compacted Dinwoody Formation materials were used on the base and sidewalls to reduce water contact with the overburden. It was backfilled with coarse drain rock and covered with non-woven geotextile and Dinwoody Formation material. PRB is relatively easy to implement with readily available material and equipment but using the technology to treat seeps or shallow groundwater in close proximity to overburden disposal piles should be approached with caution. The presence of run-of-mine shales in and around excavations contributes to mobilization of unwanted constituents (e.g. arsenic, uranium) | The objectives for the Pilot Study are consistent with the preliminary Remedial Action Objectives (RAOs) for groundwater remedies at Conda. Based on observations from the 2019 and 2020 monitoring, modifications were made to the Pilot Study in fall of 2020. In coordination with the Agencies, it was decided that the modification will require further monitoring in 2021 to fully meet the Pilot Study objectives. 2018-2019 start up period had differing conditions from 2020-2021, and the conditions were not considered representative of long term trends, but reflect the capability of the media to rapidly reach redox and geochemical conditions that facilitate microbially mediated reduction. 2020-2021 are operational conditions. The treatment media contributes to total Ar, Fe and Mn concentrations above the MCLs and drinking water standards. Data indicate that the treatment media in the Seep Treatment Cell and PRB is capable of treating water entering the system with total Se concentrations as high as 6.87 mg/L as well as total Cd concentrations up to 0.00847 mg/L to levels below their respective MCLs. | None, other than those presented elsewhere | GW sampling location GW-41-MA was determined to be upgradient from GW-65-MA on south flow path from Figure 10-5 on page 217 Data collection for upgradient/downgradient wells is in some instances shifted by a day. Flow rate is the range of hydraulic conductivity along the preferential flow pathways.
Final Treatability Study Findings Report Field-Scale Permeable Reactive Barrier Pilot Study Conda/Woodall Mountain Mine | Conda/Woodall Mountain Mine | IDN001002862 | N/A | N/A | GM-65-MA | Former mining site | Permeable reactive barrier (PRB) with seep treatment cell pre-treatment | Passive | Permeable reactive barrier (PRB) | Pre-treatment | Overburden pile in the headwaters areas of Pedro Creek | Y | PRB with pre-treatment | Specific technologies not specified. PRB is chemical and microbially mediated processes that reduce selenate to selenite and then selenium. Treatment media includes a carbon source (i.e. woodchips), alfalfa hay, and inert sand. Seep treatment cell is pre-treatment cell with treatment media. | Access to the groundwater table is needed. Trench excavated through water-bearing zones of alluvial deposits and into underlying weathered bedrock. | Pilot | 2018-2021, modifications made in 2019 to address seepage | Potassium | K, total | mg/L | N | N/A | [6 empty] | 15.7 | 5.88 | -167.0068 |  |  |  | 5.2 | 2020 - 2021 Average, from operational period, not whole dataset | Data not provided | Data not provided | 4.7 | 2020 - 2021 Average, from operational period, not whole dataset | Data not provided | Data not provided | Data not provided | Downgradient | 6.53 | 0.41 | mg/L | 7.3 | °C | Data not provided | N/A | Data not provided | N/A | 15.2 | mV | 3395 | µmhos/cm | Turbidity = 49 | NTU | data not provided | data not provided | data not provided | data not provided | data not provided | data not provided | N/A | No groundwater comparison value | None, other than noted elsewhere | An insufficient amount of time since completion of the Pilot Study to adequately evaluate lifespan of the treatment media. The change in alkalinity can be used as an indicator of change in the ability of the media to treat selenium. Alkalinity remained relatively similar after 2 years of operation indicating that after 2 years of operation the microbially-mediated chemical reduction of selenium remains similar to the study onset. | Design had insufficient capacity to contain the flux of snow melt in addition to seep water. Soils in the area of the PRB are tight. In the future, when in an layered alluvial system, incorporate a gravel "pressure relief/effluent storage" zone on the downgradient edge to allow for increased ability to receive effluent water and/or flow onto the land surface if capacity is reached. The hydrogeological study was performed during fall low flow conditions as were the excavation and installation of the PRB bench. Additional water zones may be present during different water levels, so future design data collection should include a hydrogeological investigation in the spring to better characterize flux and water bearing zones in the aquifer during high water conditions. The PRB increased Ar, Fe, Mn and Ur due to eroded overburden material in the lenses on the walls of the excavation and from the seep and sedimentation basin sediments transferred to the PRB. Oxidizing conditions favorable to mobilization of Ur exist when ORP is above -200 mV. Bicarbonate that is likely dominant in the near neutral pH conditions in the vicinity of the PRB can enhance Ur mobility. Redox cycling from fluctuating water table can cause Ur mobilization. Heterogeneity of groundwater inflow along the trench, contact with runoff of mine materials, and microbial activity all contribute to factors affecting degree of treatment within the PRB. The incorporation of the Pilot Study into a potential remedy for the Pedro Creek Sub-Basin, at its current scale and in absence of other actions, may require some modifications to facilitate handling of high spring inflows and additional treatment to address the transport of released uranium into the shallow groundwater and surface water. | Operation and maintenance cost, including remote monitoring (e.g., transducers, telemetry, and cameras) and performance monitoring (e.g., sampling, analysis, and reporting), ranges between $20,000 to $40,000 per month. The capital cost for the construction of the PRB and STC was approximately $1.2M including the media, trenching, infiltration gallery, cover, and stormwater controls, or roughly $180/cubic yard of reactive media (1,200 cubic yards for the PRB and 5,500 cubic yards for the STC). | System is seep treatment cell effluent to PRB. Treatment media: 50% granular support media, 12.5% chopped alfalfa hay, 37.5% woodchips/shavings. Average hydraulic conductivity of 8.8-116.2 ft/day in the media. Trench excavated to dry, silty-clay, weathered Dinwoody Formation material to prevent groundwater flow from bypassing under the PRB. Eroded overburden was encountered. Media placed to a depth of 2 ft bgs, covered by non-woven geotextile and 2 ft of Dinwoody Formation material. Infiltration gallery was constructed upgradient to the PRB, and overburden was encountered. Infiltration gallery was overexcavated and compacted Dinwoody Formation materials were used on the base and sidewalls to reduce water contact with the overburden. It was backfilled with coarse drain rock and covered with non-woven geotextile and Dinwoody Formation material. PRB is relatively easy to implement with readily available material and equipment but using the technology to treat seeps or shallow groundwater in close proximity to overburden disposal piles should be approached with caution. The presence of run-of-mine shales in and around excavations contributes to mobilization of unwanted constituents (e.g. arsenic, uranium) | The objectives for the Pilot Study are consistent with the preliminary Remedial Action Objectives (RAOs) for groundwater remedies at Conda. Based on observations from the 2019 and 2020 monitoring, modifications were made to the Pilot Study in fall of 2020. In coordination with the Agencies, it was decided that the modification will require further monitoring in 2021 to fully meet the Pilot Study objectives. 2018-2019 start up period had differing conditions from 2020-2021, and the conditions were not considered representative of long term trends, but reflect the capability of the media to rapidly reach redox and geochemical conditions that facilitate microbially mediated reduction. 2020-2021 are operational conditions. The treatment media contributes to total Ar, Fe and Mn concentrations above the MCLs and drinking water standards. Data indicate that the treatment media in the Seep Treatment Cell and PRB is capable of treating water entering the system with total Se concentrations as high as 6.87 mg/L as well as total Cd concentrations up to 0.00847 mg/L to levels below their respective MCLs. | GW-65-MA is presented as a cross-gradient well but is also shown to be within the southern flow path that moves through the PRB. | GW sampling location GW-41-MA was determined to be upgradient from GW-65-MA on south flow path from Figure 10-5 on page 217 Data collection for upgradient/downgradient wells is in some instances shifted by a day. Flow rate is the range of hydraulic conductivity along the preferential flow pathways.
Final Treatability Study Findings Report Field-Scale Permeable Reactive Barrier Pilot Study Conda/Woodall Mountain Mine | Conda/Woodall Mountain Mine | IDN001002862 | N/A | N/A | GM-65-MA | Former mining site | Permeable reactive barrier (PRB) with seep treatment cell pre-treatment | Passive | Permeable reactive barrier (PRB) | Pre-treatment | Overburden pile in the headwaters areas of Pedro Creek | Y | PRB with pre-treatment | Specific technologies not specified. PRB is chemical and microbially mediated processes that reduce selenate to selenite and then selenium. Treatment media includes a carbon source (i.e. woodchips), alfalfa hay, and inert sand. Seep treatment cell is pre-treatment cell with treatment media. | Access to the groundwater table is needed. Trench excavated through water-bearing zones of alluvial deposits and into underlying weathered bedrock. | Pilot | 2018-2021, modifications made in 2019 to address seepage | Potassium | K, total | mg/L | N | N/A | [9 empty] | 4.21 | 4.91 | 14.2566 | 5.2 | 2020 - 2021 Average, from operational period, not whole dataset | Data not provided | Data not provided | 4.7 | 2020 - 2021 Average, from operational period, not whole dataset | Data not provided | Data not provided | Data not provided | Downgradient | 6.55 | 0 | mg/L | 8.6 | °C | Data not provided | N/A | Data not provided | N/A | -84.7 | mV | 3023 | µmhos/cm | Turbidity = 4.2 | NTU | data not provided | data not provided | data not provided | data not provided | data not provided | data not provided | N/A | No groundwater comparison value | None, other than noted elsewhere | An insufficient amount of time since completion of the Pilot Study to adequately evaluate lifespan of the treatment media. The change in alkalinity can be used as an indicator of change in the ability of the media to treat selenium. Alkalinity remained relatively similar after 2 years of operation indicating that after 2 years of operation the microbially-mediated chemical reduction of selenium remains similar to the study onset. | Design had insufficient capacity to contain the flux of snow melt in addition to seep water. Soils in the area of the PRB are tight. In the future, when in an layered alluvial system, incorporate a gravel "pressure relief/effluent storage" zone on the downgradient edge to allow for increased ability to receive effluent water and/or flow onto the land surface if capacity is reached. The hydrogeological study was performed during fall low flow conditions as were the excavation and installation of the PRB bench. Additional water zones may be present during different water levels, so future design data collection should include a hydrogeological investigation in the spring to better characterize flux and water bearing zones in the aquifer during high water conditions. The PRB increased Ar, Fe, Mn and Ur due to eroded overburden material in the lenses on the walls of the excavation and from the seep and sedimentation basin sediments transferred to the PRB. Oxidizing conditions favorable to mobilization of Ur exist when ORP is above -200 mV. Bicarbonate that is likely dominant in the near neutral pH conditions in the vicinity of the PRB can enhance Ur mobility. Redox cycling from fluctuating water table can cause Ur mobilization. Heterogeneity of groundwater inflow along the trench, contact with runoff of mine materials, and microbial activity all contribute to factors affecting degree of treatment within the PRB. The incorporation of the Pilot Study into a potential remedy for the Pedro Creek Sub-Basin, at its current scale and in absence of other actions, may require some modifications to facilitate handling of high spring inflows and additional treatment to address the transport of released uranium into the shallow groundwater and surface water. | Operation and maintenance cost, including remote monitoring (e.g., transducers, telemetry, and cameras) and performance monitoring (e.g., sampling, analysis, and reporting), ranges between $20,000 to $40,000 per month. The capital cost for the construction of the PRB and STC was approximately $1.2M including the media, trenching, infiltration gallery, cover, and stormwater controls, or roughly $180/cubic yard of reactive media (1,200 cubic yards for the PRB and 5,500 cubic yards for the STC). | System is seep treatment cell effluent to PRB. Treatment media: 50% granular support media, 12.5% chopped alfalfa hay, 37.5% woodchips/shavings. Average hydraulic conductivity of 8.8-116.2 ft/day in the media. Trench excavated to dry, silty-clay, weathered Dinwoody Formation material to prevent groundwater flow from bypassing under the PRB. Eroded overburden was encountered. Media placed to a depth of 2 ft bgs, covered by non-woven geotextile and 2 ft of Dinwoody Formation material. Infiltration gallery was constructed upgradient to the PRB, and overburden was encountered. Infiltration gallery was overexcavated and compacted Dinwoody Formation materials were used on the base and sidewalls to reduce water contact with the overburden. It was backfilled with coarse drain rock and covered with non-woven geotextile and Dinwoody Formation material. PRB is relatively easy to implement with readily available material and equipment but using the technology to treat seeps or shallow groundwater in close proximity to overburden disposal piles should be approached with caution. The presence of run-of-mine shales in and around excavations contributes to mobilization of unwanted constituents (e.g. arsenic, uranium) | The objectives for the Pilot Study are consistent with the preliminary Remedial Action Objectives (RAOs) for groundwater remedies at Conda. Based on observations from the 2019 and 2020 monitoring, modifications were made to the Pilot Study in fall of 2020. In coordination with the Agencies, it was decided that the modification will require further monitoring in 2021 to fully meet the Pilot Study objectives. 2018-2019 start up period had differing conditions from 2020-2021, and the conditions were not considered representative of long term trends, but reflect the capability of the media to rapidly reach redox and geochemical conditions that facilitate microbially mediated reduction. 2020-2021 are operational conditions. The treatment media contributes to total Ar, Fe and Mn concentrations above the MCLs and drinking water standards. Data indicate that the treatment media in the Seep Treatment Cell and PRB is capable of treating water entering the system with total Se concentrations as high as 6.87 mg/L as well as total Cd concentrations up to 0.00847 mg/L to levels below their respective MCLs. | GW-65-MA is presented as a cross-gradient well but is also shown to be within the southern flow path that moves through the PRB. | GW sampling location GW-41-MA was determined to be upgradient from GW-65-MA on south flow path from Figure 10-5 on page 217 Data collection for upgradient/downgradient wells is in some instances shifted by a day. Flow rate is the range of hydraulic conductivity along the preferential flow pathways.
Final Treatability Study Findings Report Field-Scale Permeable Reactive Barrier Pilot Study Conda/Woodall Mountain Mine | Conda/Woodall Mountain Mine | IDN001002862 | N/A | N/A | GM-41-MA | Former mining site | Permeable reactive barrier (PRB) with seep treatment cell pre-treatment | Passive | Permeable reactive barrier (PRB) | Pre-treatment | Overburden pile in the headwaters areas of Pedro Creek | Y | PRB with pre-treatment | Specific technologies not specified. PRB is chemical and microbially mediated processes that reduce selenate to selenite and then selenium. Treatment media includes a carbon source (i.e. woodchips), alfalfa hay, and inert sand. Seep treatment cell is pre-treatment cell with treatment media. | Access to the groundwater table is needed. Trench excavated through water-bearing zones of alluvial deposits and into underlying weathered bedrock. | Pilot | 2018-2021, modifications made in 2019 to address seepage | Ammonia | Ammonia (as N) | mg/L | N | N/A | 0.157 | 1.08 | -587.8981 | [9 empty] | 0.082 | 2020 - 2021 Average, from operational period, not whole dataset | Data not provided | Data not provided | 0.097 | 2020 - 2021 Average, from operational period, not whole dataset | Data not provided | Data not provided | Data not provided | Upgradient | 6.84 | 0.3 | mg/L | 10.84 | °C | Data not provided | N/A | Data not provided | N/A | 61.2 | mV | 3014.1 | µmhos/cm | Turbidity = 5.81 | NTU | data not provided | data not provided | data not provided | data not provided | data not provided | data not provided | N/A | No groundwater comparison value | None, other than noted elsewhere | An insufficient amount of time since completion of the Pilot Study to adequately evaluate lifespan of the treatment media. The change in alkalinity can be used as an indicator of change in the ability of the media to treat selenium. Alkalinity remained relatively similar after 2 years of operation indicating that after 2 years of operation the microbially-mediated chemical reduction of selenium remains similar to the study onset. | Design had insufficient capacity to contain the flux of snow melt in addition to seep water. Soils in the area of the PRB are tight. In the future, when in an layered alluvial system, incorporate a gravel "pressure relief/effluent storage" zone on the downgradient edge to allow for increased ability to receive effluent water and/or flow onto the land surface if capacity is reached. The hydrogeological study was performed during fall low flow conditions as were the excavation and installation of the PRB bench. Additional water zones may be present during different water levels, so future design data collection should include a hydrogeological investigation in the spring to better characterize flux and water bearing zones in the aquifer during high water conditions. The PRB increased Ar, Fe, Mn and Ur due to eroded overburden material in the lenses on the walls of the excavation and from the seep and sedimentation basin sediments transferred to the PRB. Oxidizing conditions favorable to mobilization of Ur exist when ORP is above -200 mV. Bicarbonate that is likely dominant in the near neutral pH conditions in the vicinity of the PRB can enhance Ur mobility. Redox cycling from fluctuating water table can cause Ur mobilization. Heterogeneity of groundwater inflow along the trench, contact with runoff of mine materials, and microbial activity all contribute to factors affecting degree of treatment within the PRB. The incorporation of the Pilot Study into a potential remedy for the Pedro Creek Sub-Basin, at its current scale and in absence of other actions, may require some modifications to facilitate handling of high spring inflows and additional treatment to address the transport of released uranium into the shallow groundwater and surface water. | Operation and maintenance cost, including remote monitoring (e.g., transducers, telemetry, and cameras) and performance monitoring (e.g., sampling, analysis, and reporting), ranges between $20,000 to $40,000 per month. The capital cost for the construction of the PRB and STC was approximately $1.2M including the media, trenching, infiltration gallery, cover, and stormwater controls, or roughly $180/cubic yard of reactive media (1,200 cubic yards for the PRB and 5,500 cubic yards for the STC). | System is seep treatment cell effluent to PRB. Treatment media: 50% granular support media, 12.5% chopped alfalfa hay, 37.5% woodchips/shavings. Average hydraulic conductivity of 8.8-116.2 ft/day in the media. Trench excavated to dry, silty-clay, weathered Dinwoody Formation material to prevent groundwater flow from bypassing under the PRB. Eroded overburden was encountered. Media placed to a depth of 2 ft bgs, covered by non-woven geotextile and 2 ft of Dinwoody Formation material. Infiltration gallery was constructed upgradient to the PRB, and overburden was encountered. Infiltration gallery was overexcavated and compacted Dinwoody Formation materials were used on the base and sidewalls to reduce water contact with the overburden. It was backfilled with coarse drain rock and covered with non-woven geotextile and Dinwoody Formation material. PRB is relatively easy to implement with readily available material and equipment but using the technology to treat seeps or shallow groundwater in close proximity to overburden disposal piles should be approached with caution. The presence of run-of-mine shales in and around excavations contributes to mobilization of unwanted constituents (e.g. arsenic, uranium) | The objectives for the Pilot Study are consistent with the preliminary Remedial Action Objectives (RAOs) for groundwater remedies at Conda. Based on observations from the 2019 and 2020 monitoring, modifications were made to the Pilot Study in fall of 2020. In coordination with the Agencies, it was decided that the modification will require further monitoring in 2021 to fully meet the Pilot Study objectives. 2018-2019 start up period had differing conditions from 2020-2021, and the conditions were not considered representative of long term trends, but reflect the capability of the media to rapidly reach redox and geochemical conditions that facilitate microbially mediated reduction. 2020-2021 are operational conditions. The treatment media contributes to total Ar, Fe and Mn concentrations above the MCLs and drinking water standards. Data indicate that the treatment media in the Seep Treatment Cell and PRB is capable of treating water entering the system with total Se concentrations as high as 6.87 mg/L as well as total Cd concentrations up to 0.00847 mg/L to levels below their respective MCLs. | None, other than those presented elsewhere | GW sampling location GW-41-MA was determined to be upgradient from GW-65-MA on south flow path from Figure 10-5 on page 217 Data collection for upgradient/downgradient wells is in some instances shifted by a day. Flow rate is the range of hydraulic conductivity along the preferential flow pathways.
Final Treatability Study Findings Report Field-Scale Permeable Reactive Barrier Pilot Study Conda/Woodall Mountain Mine | Conda/Woodall Mountain Mine | IDN001002862 | N/A | N/A | GM-41-MA | Former mining site | Permeable reactive barrier (PRB) with seep treatment cell pre-treatment | Passive | Permeable reactive barrier (PRB) | Pre-treatment | Overburden pile in the headwaters areas of Pedro Creek | Y | PRB with pre-treatment | Specific technologies not specified. PRB is chemical and microbially mediated processes that reduce selenate to selenite and then selenium. Treatment media includes a carbon source (i.e. woodchips), alfalfa hay, and inert sand. Seep treatment cell is pre-treatment cell with treatment media. | Access to the groundwater table is needed. Trench excavated through water-bearing zones of alluvial deposits and into underlying weathered bedrock. | Pilot | 2018-2021, modifications made in 2019 to address seepage | Ammonia | Ammonia (as N) | mg/L | N | N/A |  |  |  | ND | 0.914 | Not Applicable | [6 empty] | 0.082 | 2020 - 2021 Average, from operational period, not whole dataset | Data not provided | Data not provided | 0.097 | 2020 - 2021 Average, from operational period, not whole dataset | Data not provided | Data not provided | Data not provided | Upgradient | 6.54 | 0.23 | mg/L | 11.1 | °C | Data not provided | N/A | Data not provided | N/A | -17.9 | mV | 3049 | µmhos/cm | Turbidity = 47 | NTU | data not provided | data not provided | data not provided | data not provided | data not provided | data not provided | N/A | No groundwater comparison value | None, other than noted elsewhere | An insufficient amount of time since completion of the Pilot Study to adequately evaluate lifespan of the treatment media. The change in alkalinity can be used as an indicator of change in the ability of the media to treat selenium. Alkalinity remained relatively similar after 2 years of operation indicating that after 2 years of operation the microbially-mediated chemical reduction of selenium remains similar to the study onset. | Design had insufficient capacity to contain the flux of snow melt in addition to seep water. Soils in the area of the PRB are tight. In the future, when in an layered alluvial system, incorporate a gravel "pressure relief/effluent storage" zone on the downgradient edge to allow for increased ability to receive effluent water and/or flow onto the land surface if capacity is reached. The hydrogeological study was performed during fall low flow conditions as were the excavation and installation of the PRB bench. Additional water zones may be present during different water levels, so future design data collection should include a hydrogeological investigation in the spring to better characterize flux and water bearing zones in the aquifer during high water conditions. The PRB increased Ar, Fe, Mn and Ur due to eroded overburden material in the lenses on the walls of the excavation and from the seep and sedimentation basin sediments transferred to the PRB. Oxidizing conditions favorable to mobilization of Ur exist when ORP is above -200 mV. Bicarbonate that is likely dominant in the near neutral pH conditions in the vicinity of the PRB can enhance Ur mobility. Redox cycling from fluctuating water table can cause Ur mobilization. Heterogeneity of groundwater inflow along the trench, contact with runoff of mine materials, and microbial activity all contribute to factors affecting degree of treatment within the PRB. The incorporation of the Pilot Study into a potential remedy for the Pedro Creek Sub-Basin, at its current scale and in absence of other actions, may require some modifications to facilitate handling of high spring inflows and additional treatment to address the transport of released uranium into the shallow groundwater and surface water. | Operation and maintenance cost, including remote monitoring (e.g., transducers, telemetry, and cameras) and performance monitoring (e.g., sampling, analysis, and reporting), ranges between $20,000 to $40,000 per month. The capital cost for the construction of the PRB and STC was approximately $1.2M including the media, trenching, infiltration gallery, cover, and stormwater controls, or roughly $180/cubic yard of reactive media (1,200 cubic yards for the PRB and 5,500 cubic yards for the STC). | System is seep treatment cell effluent to PRB. Treatment media: 50% granular support media, 12.5% chopped alfalfa hay, 37.5% woodchips/shavings. Average hydraulic conductivity of 8.8-116.2 ft/day in the media. Trench excavated to dry, silty-clay, weathered Dinwoody Formation material to prevent groundwater flow from bypassing under the PRB. Eroded overburden was encountered. Media placed to a depth of 2 ft bgs, covered by non-woven geotextile and 2 ft of Dinwoody Formation material. Infiltration gallery was constructed upgradient to the PRB, and overburden was encountered. Infiltration gallery was overexcavated and compacted Dinwoody Formation materials were used on the base and sidewalls to reduce water contact with the overburden. It was backfilled with coarse drain rock and covered with non-woven geotextile and Dinwoody Formation material. PRB is relatively easy to implement with readily available material and equipment but using the technology to treat seeps or shallow groundwater in close proximity to overburden disposal piles should be approached with caution. The presence of run-of-mine shales in and around excavations contributes to mobilization of unwanted constituents (e.g. arsenic, uranium) | The objectives for the Pilot Study are consistent with the preliminary Remedial Action Objectives (RAOs) for groundwater remedies at Conda. Based on observations from the 2019 and 2020 monitoring, modifications were made to the Pilot Study in fall of 2020. In coordination with the Agencies, it was decided that the modification will require further monitoring in 2021 to fully meet the Pilot Study objectives. 2018-2019 start up period had differing conditions from 2020-2021, and the conditions were not considered representative of long term trends, but reflect the capability of the media to rapidly reach redox and geochemical conditions that facilitate microbially mediated reduction. 2020-2021 are operational conditions. The treatment media contributes to total Ar, Fe and Mn concentrations above the MCLs and drinking water standards. Data indicate that the treatment media in the Seep Treatment Cell and PRB is capable of treating water entering the system with total Se concentrations as high as 6.87 mg/L as well as total Cd concentrations up to 0.00847 mg/L to levels below their respective MCLs. | None, other than those presented elsewhere | GW sampling location GW-41-MA was determined to be upgradient from GW-65-MA on south flow path from Figure 10-5 on page 217 Data collection for upgradient/downgradient wells is in some instances shifted by a day. Flow rate is the range of hydraulic conductivity along the preferential flow pathways. ND = Non detect. ND value is 0.03 mg/L.
Final Treatability Study Findings Report Field-Scale Permeable Reactive Barrier Pilot Study Conda/Woodall Mountain Mine | Conda/Woodall Mountain Mine | IDN001002862 | N/A | N/A | GM-65-MA | Former mining site | Permeable reactive barrier (PRB) with seep treatment cell pre-treatment | Passive | Permeable reactive barrier (PRB) | Pre-treatment | Overburden pile in the headwaters areas of Pedro Creek | Y | PRB with pre-treatment | Specific technologies not specified. PRB is chemical and microbially mediated processes that reduce selenate to selenite and then selenium. Treatment media includes a carbon source (i.e. woodchips), alfalfa hay, and inert sand. Seep treatment cell is pre-treatment cell with treatment media. | Access to the groundwater table is needed. Trench excavated through water-bearing zones of alluvial deposits and into underlying weathered bedrock. | Pilot | 2018-2021, modifications made in 2019 to address seepage | Ammonia | Ammonia (as N) | mg/L | N | N/A | [6 empty] | 1.19 | 0.066 | -1703.0303 |  |  |  | 0.082 | 2020 - 2021 Average, from operational period, not whole dataset | Data not provided | Data not provided | 0.097 | 2020 - 2021 Average, from operational period, not whole dataset | Data not provided | Data not provided | Data not provided | Downgradient | 6.7 | 0.24 | mg/L | 5.85 | °C | Data not provided | N/A | Data not provided | N/A | -223.3 | mV | 3179.9 | µmhos/cm | Turbidity = 3.13 | NTU | data not provided | data not provided | data not provided | data not provided | data not provided | data not provided | N/A | No groundwater comparison value | None, other than noted elsewhere | An insufficient amount of time since completion of the Pilot Study to adequately evaluate lifespan of the treatment media. The change in alkalinity can be used as an indicator of change in the ability of the media to treat selenium. Alkalinity remained relatively similar after 2 years of operation indicating that after 2 years of operation the microbially-mediated chemical reduction of selenium remains similar to the study onset. | Design had insufficient capacity to contain the flux of snow melt in addition to seep water. Soils in the area of the PRB are tight. In the future, when in an layered alluvial system, incorporate a gravel "pressure relief/effluent storage" zone on the downgradient edge to allow for increased ability to receive effluent water and/or flow onto the land surface if capacity is reached. The hydrogeological study was performed during fall low flow conditions as were the excavation and installation of the PRB bench. Additional water zones may be present during different water levels, so future design data collection should include a hydrogeological investigation in the spring to better characterize flux and water bearing zones in the aquifer during high water conditions. The PRB increased Ar, Fe, Mn and Ur due to eroded overburden material in the lenses on the walls of the excavation and from the seep and sedimentation basin sediments transferred to the PRB. Oxidizing conditions favorable to mobilization of Ur exist when ORP is above -200 mV. Bicarbonate that is likely dominant in the near neutral pH conditions in the vicinity of the PRB can enhance Ur mobility. Redox cycling from fluctuating water table can cause Ur mobilization. Heterogeneity of groundwater inflow along the trench, contact with runoff of mine materials, and microbial activity all contribute to factors affecting degree of treatment within the PRB. The incorporation of the Pilot Study into a potential remedy for the Pedro Creek Sub-Basin, at its current scale and in absence of other actions, may require some modifications to facilitate handling of high spring inflows and additional treatment to address the transport of released uranium into the shallow groundwater and surface water. | Operation and maintenance cost, including remote monitoring (e.g., transducers, telemetry, and cameras) and performance monitoring (e.g., sampling, analysis, and reporting), ranges between $20,000 to $40,000 per month. The capital cost for the construction of the PRB and STC was approximately $1.2M including the media, trenching, infiltration gallery, cover, and stormwater controls, or roughly $180/cubic yard of reactive media (1,200 cubic yards for the PRB and 5,500 cubic yards for the STC). | System is seep treatment cell effluent to PRB. Treatment media: 50% granular support media, 12.5% chopped alfalfa hay, 37.5% woodchips/shavings. Average hydraulic conductivity of 8.8-116.2 ft/day in the media. Trench excavated to dry, silty-clay, weathered Dinwoody Formation material to prevent groundwater flow from bypassing under the PRB. Eroded overburden was encountered. Media placed to a depth of 2 ft bgs, covered by non-woven geotextile and 2 ft of Dinwoody Formation material. Infiltration gallery was constructed upgradient to the PRB, and overburden was encountered. Infiltration gallery was overexcavated and compacted Dinwoody Formation materials were used on the base and sidewalls to reduce water contact with the overburden. It was backfilled with coarse drain rock and covered with non-woven geotextile and Dinwoody Formation material. PRB is relatively easy to implement with readily available material and equipment but using the technology to treat seeps or shallow groundwater in close proximity to overburden disposal piles should be approached with caution. The presence of run-of-mine shales in and around excavations contributes to mobilization of unwanted constituents (e.g. arsenic, uranium) | The objectives for the Pilot Study are consistent with the preliminary Remedial Action Objectives (RAOs) for groundwater remedies at Conda. Based on observations from the 2019 and 2020 monitoring, modifications were made to the Pilot Study in fall of 2020. In coordination with the Agencies, it was decided that the modification will require further monitoring in 2021 to fully meet the Pilot Study objectives. 2018-2019 start up period had differing conditions from 2020-2021, and the conditions were not considered representative of long term trends, but reflect the capability of the media to rapidly reach redox and geochemical conditions that facilitate microbially mediated reduction. 2020-2021 are operational conditions. The treatment media contributes to total Ar, Fe and Mn concentrations above the MCLs and drinking water standards. Data indicate that the treatment media in the Seep Treatment Cell and PRB is capable of treating water entering the system with total Se concentrations as high as 6.87 mg/L as well as total Cd concentrations up to 0.00847 mg/L to levels below their respective MCLs. | GW-65-MA is presented as a cross-gradient well but is also shown to be within the southern flow path that moves through the PRB. | GW sampling location GW-41-MA was determined to be upgradient from GW-65-MA on south flow path from Figure 10-5 on page 217 Data collection for upgradient/downgradient wells is in some instances shifted by a day. Flow rate is the range of hydraulic conductivity along the preferential flow pathways.
Final Treatability Study Findings Report Field-Scale Permeable Reactive Barrier Pilot Study Conda/Woodall Mountain Mine | Conda/Woodall Mountain Mine | IDN001002862 | N/A | N/A | GM-65-MA | Former mining site | Permeable reactive barrier (PRB) with seep treatment cell pre-treatment | Passive | Permeable reactive barrier (PRB) | Pre-treatment | Overburden pile in the headwaters areas of Pedro Creek | Y | PRB with pre-treatment | Specific technologies not specified. PRB is chemical and microbially mediated processes that reduce selenate to selenite and then selenium. Treatment media includes a carbon source (i.e. woodchips), alfalfa hay, and inert sand. Seep treatment cell is pre-treatment cell with treatment media. | Access to the groundwater table is needed. Trench excavated through water-bearing zones of alluvial deposits and into underlying weathered bedrock. | Pilot | 2018-2021, modifications made in 2019 to address seepage | Ammonia | Ammonia (as N) | mg/L | N | N/A | [9 empty] | ND | ND | Not Applicable | 0.082 | 2020 - 2021 Average, from operational period, not whole dataset | Data not provided | Data not provided | 0.097 | 2020 - 2021 Average, from operational period, not whole dataset | Data not provided | Data not provided | Data not provided | Downgradient | 6.61 | 0 | mg/L | 10.7 | °C | Data not provided | N/A | Data not provided | N/A | -209.1 | mV | 3249 | µmhos/cm | Turbidity = 4.35 | NTU | data not provided | data not provided | data not provided | data not provided | data not provided | data not provided | N/A | No groundwater comparison value | None, other than noted elsewhere | An insufficient amount of time since completion of the Pilot Study to adequately evaluate lifespan of the treatment media. The change in alkalinity can be used as an indicator of change in the ability of the media to treat selenium. Alkalinity remained relatively similar after 2 years of operation indicating that after 2 years of operation the microbially-mediated chemical reduction of selenium remains similar to the study onset. | Design had insufficient capacity to contain the flux of snow melt in addition to seep water. Soils in the area of the PRB are tight. In the future, when in an layered alluvial system, incorporate a gravel "pressure relief/effluent storage" zone on the downgradient edge to allow for increased ability to receive effluent water and/or flow onto the land surface if capacity is reached. The hydrogeological study was performed during fall low flow conditions as were the excavation and installation of the PRB bench. Additional water zones may be present during different water levels, so future design data collection should include a hydrogeological investigation in the spring to better characterize flux and water bearing zones in the aquifer during high water conditions. The PRB increased Ar, Fe, Mn and Ur due to eroded overburden material in the lenses on the walls of the excavation and from the seep and sedimentation basin sediments transferred to the PRB. Oxidizing conditions favorable to mobilization of Ur exist when ORP is above -200 mV. Bicarbonate that is likely dominant in the near neutral pH conditions in the vicinity of the PRB can enhance Ur mobility. Redox cycling from fluctuating water table can cause Ur mobilization. Heterogeneity of groundwater inflow along the trench, contact with runoff of mine materials, and microbial activity all contribute to factors affecting degree of treatment within the PRB. The incorporation of the Pilot Study into a potential remedy for the Pedro Creek Sub-Basin, at its current scale and in absence of other actions, may require some modifications to facilitate handling of high spring inflows and additional treatment to address the transport of released uranium into the shallow groundwater and surface water. | Operation and maintenance cost, including remote monitoring (e.g., transducers, telemetry, and cameras) and performance monitoring (e.g., sampling, analysis, and reporting), ranges between $20,000 to $40,000 per month. The capital cost for the construction of the PRB and STC was approximately $1.2M including the media, trenching, infiltration gallery, cover, and stormwater controls, or roughly $180/cubic yard of reactive media (1,200 cubic yards for the PRB and 5,500 cubic yards for the STC). | System is seep treatment cell effluent to PRB. Treatment media: 50% granular support media, 12.5% chopped alfalfa hay, 37.5% woodchips/shavings. Average hydraulic conductivity of 8.8-116.2 ft/day in the media. Trench excavated to dry, silty-clay, weathered Dinwoody Formation material to prevent groundwater flow from bypassing under the PRB. Eroded overburden was encountered. Media placed to a depth of 2 ft bgs, covered by non-woven geotextile and 2 ft of Dinwoody Formation material. Infiltration gallery was constructed upgradient to the PRB, and overburden was encountered. Infiltration gallery was overexcavated and compacted Dinwoody Formation materials were used on the base and sidewalls to reduce water contact with the overburden. It was backfilled with coarse drain rock and covered with non-woven geotextile and Dinwoody Formation material. PRB is relatively easy to implement with readily available material and equipment but using the technology to treat seeps or shallow groundwater in close proximity to overburden disposal piles should be approached with caution. The presence of run-of-mine shales in and around excavations contributes to mobilization of unwanted constituents (e.g. arsenic, uranium) | The objectives for the Pilot Study are consistent with the preliminary Remedial Action Objectives (RAOs) for groundwater remedies at Conda. Based on observations from the 2019 and 2020 monitoring, modifications were made to the Pilot Study in fall of 2020. In coordination with the Agencies, it was decided that the modification will require further monitoring in 2021 to fully meet the Pilot Study objectives. 2018-2019 start up period had differing conditions from 2020-2021, and the conditions were not considered representative of long term trends, but reflect the capability of the media to rapidly reach redox and geochemical conditions that facilitate microbially mediated reduction. 2020-2021 are operational conditions. The treatment media contributes to total Ar, Fe and Mn concentrations above the MCLs and drinking water standards. Data indicate that the treatment media in the Seep Treatment Cell and PRB is capable of treating water entering the system with total Se concentrations as high as 6.87 mg/L as well as total Cd concentrations up to 0.00847 mg/L to levels below their respective MCLs. | GW-65-MA is presented as a cross-gradient well but is also shown to be within the southern flow path that moves through the PRB. | GW sampling location GW-41-MA was determined to be upgradient from GW-65-MA on south flow path from Figure 10-5 on page 217 Data collection for upgradient/downgradient wells is in some instances shifted by a day. Flow rate is the range of hydraulic conductivity along the preferential flow pathways. ND = Non detect. ND value is 0.088-0.092 mg/L.
Final Treatability Study Findings Report Field-Scale Permeable Reactive Barrier Pilot Study Conda/Woodall Mountain Mine | Conda/Woodall Mountain Mine | IDN001002862 | N/A | N/A | GM-61-MA | Former mining site | Permeable reactive barrier (PRB) with seep treatment cell pre-treatment | Passive | Permeable reactive barrier (PRB) | Pre-treatment | Overburden pile in the headwaters areas of Pedro Creek | Y | PRB with pre-treatment | Specific technologies not specified. PRB is chemical and microbially mediated processes that reduce selenate to selenite and then selenium. Treatment media includes a carbon source (i.e. woodchips), alfalfa hay, and inert sand. Seep treatment cell is pre-treatment cell with treatment media. | Access to the groundwater table is needed. Trench excavated through water-bearing zones of alluvial deposits and into underlying weathered bedrock. | Pilot | 2018-2021, modifications made in 2019 to address seepage | DOC | Dissolved Organic Carbon | mg/L | N | N/A | 5.12 | 38.2 | -646.0938 | [9 empty] | 3.07 | 2020 - 2021 Average, from operational period, not whole dataset | Data not provided | Data not provided | 14.8 | 2020 - 2021 Average, from operational period, not whole dataset | Data not provided | Data not provided | Data not provided | Upgradient | 6.88 | 0.63 | mg/L | 8.3 | °C | Data not provided | N/A | Data not provided | N/A | 240.5 | mV | 1465 | µmhos/cm | Turbidity = 7.56 | NTU | data not provided | data not provided | data not provided | data not provided | data not provided | data not provided | N/A | No groundwater comparison value | None, other than noted elsewhere | An insufficient amount of time since completion of the Pilot Study to adequately evaluate lifespan of the treatment media. The change in alkalinity can be used as an indicator of change in the ability of the media to treat selenium. Alkalinity remained relatively similar after 2 years of operation indicating that after 2 years of operation the microbially-mediated chemical reduction of selenium remains similar to the study onset. | Design had insufficient capacity to contain the flux of snow melt in addition to seep water. Soils in the area of the PRB are tight. In the future, when in an layered alluvial system, incorporate a gravel "pressure relief/effluent storage" zone on the downgradient edge to allow for increased ability to receive effluent water and/or flow onto the land surface if capacity is reached. The hydrogeological study was performed during fall low flow conditions as were the excavation and installation of the PRB bench. Additional water zones may be present during different water levels, so future design data collection should include a hydrogeological investigation in the spring to better characterize flux and water bearing zones in the aquifer during high water conditions. The PRB increased Ar, Fe, Mn and Ur due to eroded overburden material in the lenses on the walls of the excavation and from the seep and sedimentation basin sediments transferred to the PRB. Oxidizing conditions favorable to mobilization of Ur exist when ORP is above -200 mV. Bicarbonate that is likely dominant in the near neutral pH conditions in the vicinity of the PRB can enhance Ur mobility. Redox cycling from fluctuating water table can cause Ur mobilization. Heterogeneity of groundwater inflow along the trench, contact with runoff of mine materials, and microbial activity all contribute to factors affecting degree of treatment within the PRB. The incorporation of the Pilot Study into a potential remedy for the Pedro Creek Sub-Basin, at its current scale and in absence of other actions, may require some modifications to facilitate handling of high spring inflows and additional treatment to address the transport of released uranium into the shallow groundwater and surface water. | Operation and maintenance cost, including remote monitoring (e.g., transducers, telemetry, and cameras) and performance monitoring (e.g., sampling, analysis, and reporting), ranges between $20,000 to $40,000 per month. The capital cost for the construction of the PRB and STC was approximately $1.2M including the media, trenching, infiltration gallery, cover, and stormwater controls, or roughly $180/cubic yard of reactive media (1,200 cubic yards for the PRB and 5,500 cubic yards for the STC). | System is seep treatment cell effluent to PRB. Treatment media: 50% granular support media, 12.5% chopped alfalfa hay, 37.5% woodchips/shavings. Average hydraulic conductivity of 8.8-116.2 ft/day in the media. Trench excavated to dry, silty-clay, weathered Dinwoody Formation material to prevent groundwater flow from bypassing under the PRB. Eroded overburden was encountered. Media placed to a depth of 2 ft bgs, covered by non-woven geotextile and 2 ft of Dinwoody Formation material. Infiltration gallery was constructed upgradient to the PRB, and overburden was encountered. Infiltration gallery was overexcavated and compacted Dinwoody Formation materials were used on the base and sidewalls to reduce water contact with the overburden. It was backfilled with coarse drain rock and covered with non-woven geotextile and Dinwoody Formation material. PRB is relatively easy to implement with readily available material and equipment but using the technology to treat seeps or shallow groundwater in close proximity to overburden disposal piles should be approached with caution. The presence of run-of-mine shales in and around excavations contributes to mobilization of unwanted constituents (e.g. arsenic, uranium) | The objectives for the Pilot Study are consistent with the preliminary Remedial Action Objectives (RAOs) for groundwater remedies at Conda. Based on observations from the 2019 and 2020 monitoring, modifications were made to the Pilot Study in fall of 2020. In coordination with the Agencies, it was decided that the modification will require further monitoring in 2021 to fully meet the Pilot Study objectives. 2018-2019 start up period had differing conditions from 2020-2021, and the conditions were not considered representative of long term trends, but reflect the capability of the media to rapidly reach redox and geochemical conditions that facilitate microbially mediated reduction. 2020-2021 are operational conditions. The treatment media contributes to total Ar, Fe and Mn concentrations above the MCLs and drinking water standards. Data indicate that the treatment media in the Seep Treatment Cell and PRB is capable of treating water entering the system with total Se concentrations as high as 6.87 mg/L as well as total Cd concentrations up to 0.00847 mg/L to levels below their respective MCLs. | None, other than those presented elsewhere | GW-61-MA to GM-60-MA is the upgradient to downgradient well pair in the northern flow path. Data collection for upgradient/downgradient wells is in some instances shifted by a day. Flow rate is the range of hydraulic conductivity along the preferential flow pathways.
Final Treatability Study Findings Report Field-Scale Permeable Reactive Barrier Pilot Study Conda/Woodall Mountain Mine | Conda/Woodall Mountain Mine | IDN001002862 | N/A | N/A | GM-61-MA | Former mining site | Permeable reactive barrier (PRB) with seep treatment cell pre-treatment | Passive | Permeable reactive barrier (PRB) | Pre-treatment | Overburden pile in the headwaters areas of Pedro Creek | Y | PRB with pre-treatment | Specific technologies not specified. PRB is chemical and microbially mediated processes that reduce selenate to selenite and then selenium. Treatment media includes a carbon source (i.e. woodchips), alfalfa hay, and inert sand. Seep treatment cell is pre-treatment cell with treatment media. | Access to the groundwater table is needed. Trench excavated through water-bearing zones of alluvial deposits and into underlying weathered bedrock. | Pilot | 2018-2021, modifications made in 2019 to address seepage | DOC | Dissolved Organic Carbon | mg/L | N | N/A |  |  |  | 2.12 | 89.5 | -4121.6981 | [6 empty] | 3.07 | 2020 - 2021 Average, from operational period, not whole dataset | Data not provided | Data not provided | 14.8 | 2020 - 2021 Average, from operational period, not whole dataset | Data not provided | Data not provided | Data not provided | Upgradient | 7.17 | 5.77 | mg/L | 6.44 | °C | Data not provided | N/A | Data not provided | N/A | -66.5 | mV | 1355.3 | µmhos/cm | Turbidity = 0.69 | NTU | data not provided | data not provided | data not provided | data not provided | data not provided | data not provided | N/A | No groundwater comparison value | None, other than noted elsewhere | An insufficient amount of time since completion of the Pilot Study to adequately evaluate lifespan of the treatment media. The change in alkalinity can be used as an indicator of change in the ability of the media to treat selenium. Alkalinity remained relatively similar after 2 years of operation indicating that after 2 years of operation the microbially-mediated chemical reduction of selenium remains similar to the study onset. | Design had insufficient capacity to contain the flux of snow melt in addition to seep water. Soils in the area of the PRB are tight. In the future, when in an layered alluvial system, incorporate a gravel "pressure relief/effluent storage" zone on the downgradient edge to allow for increased ability to receive effluent water and/or flow onto the land surface if capacity is reached. The hydrogeological study was performed during fall low flow conditions as were the excavation and installation of the PRB bench. Additional water zones may be present during different water levels, so future design data collection should include a hydrogeological investigation in the spring to better characterize flux and water bearing zones in the aquifer during high water conditions. The PRB increased Ar, Fe, Mn and Ur due to eroded overburden material in the lenses on the walls of the excavation and from the seep and sedimentation basin sediments transferred to the PRB. Oxidizing conditions favorable to mobilization of Ur exist when ORP is above -200 mV. Bicarbonate that is likely dominant in the near neutral pH conditions in the vicinity of the PRB can enhance Ur mobility. Redox cycling from fluctuating water table can cause Ur mobilization. Heterogeneity of groundwater inflow along the trench, contact with runoff of mine materials, and microbial activity all contribute to factors affecting degree of treatment within the PRB. The incorporation of the Pilot Study into a potential remedy for the Pedro Creek Sub-Basin, at its current scale and in absence of other actions, may require some modifications to facilitate handling of high spring inflows and additional treatment to address the transport of released uranium into the shallow groundwater and surface water. | Operation and maintenance cost, including remote monitoring (e.g., transducers, telemetry, and cameras) and performance monitoring (e.g., sampling, analysis, and reporting), ranges between $20,000 to $40,000 per month. The capital cost for the construction of the PRB and STC was approximately $1.2M including the media, trenching, infiltration gallery, cover, and stormwater controls, or roughly $180/cubic yard of reactive media (1,200 cubic yards for the PRB and 5,500 cubic yards for the STC). | System is seep treatment cell effluent to PRB. Treatment media: 50% granular support media, 12.5% chopped alfalfa hay, 37.5% woodchips/shavings. Average hydraulic conductivity of 8.8-116.2 ft/day in the media. Trench excavated to dry, silty-clay, weathered Dinwoody Formation material to prevent groundwater flow from bypassing under the PRB. Eroded overburden was encountered. Media placed to a depth of 2 ft bgs, covered by non-woven geotextile and 2 ft of Dinwoody Formation material. Infiltration gallery was constructed upgradient to the PRB, and overburden was encountered. Infiltration gallery was overexcavated and compacted Dinwoody Formation materials were used on the base and sidewalls to reduce water contact with the overburden. It was backfilled with coarse drain rock and covered with non-woven geotextile and Dinwoody Formation material. PRB is relatively easy to implement with readily available material and equipment but using the technology to treat seeps or shallow groundwater in close proximity to overburden disposal piles should be approached with caution. The presence of run-of-mine shales in and around excavations contributes to mobilization of unwanted constituents (e.g. arsenic, uranium) | The objectives for the Pilot Study are consistent with the preliminary Remedial Action Objectives (RAOs) for groundwater remedies at Conda. Based on observations from the 2019 and 2020 monitoring, modifications were made to the Pilot Study in fall of 2020. In coordination with the Agencies, it was decided that the modification will require further monitoring in 2021 to fully meet the Pilot Study objectives. 2018-2019 start up period had differing conditions from 2020-2021, and the conditions were not considered representative of long term trends, but reflect the capability of the media to rapidly reach redox and geochemical conditions that facilitate microbially mediated reduction. 2020-2021 are operational conditions. The treatment media contributes to total Ar, Fe and Mn concentrations above the MCLs and drinking water standards. Data indicate that the treatment media in the Seep Treatment Cell and PRB is capable of treating water entering the system with total Se concentrations as high as 6.87 mg/L as well as total Cd concentrations up to 0.00847 mg/L to levels below their respective MCLs. | None, other than those presented elsewhere | GW-61-MA to GM-60-MA is the upgradient to downgradient well pair in the northern flow path. Data collection for upgradient/downgradient wells is in some instances shifted by a day. Flow rate is the range of hydraulic conductivity along the preferential flow pathways.
Final Treatability Study Findings Report Field-Scale Permeable Reactive Barrier Pilot Study Conda/Woodall Mountain Mine | Conda/Woodall Mountain Mine | IDN001002862 | N/A | N/A | GM-60-MA | Former mining site | Permeable reactive barrier (PRB) with seep treatment cell pre-treatment | Passive | Permeable reactive barrier (PRB) | Pre-treatment | Overburden pile in the headwaters areas of Pedro Creek | Y | PRB with pre-treatment | Specific technologies not specified. PRB is chemical and microbially mediated processes that reduce selenate to selenite and then selenium. Treatment media includes a carbon source (i.e. woodchips), alfalfa hay, and inert sand. Seep treatment cell is pre-treatment cell with treatment media. | Access to the groundwater table is needed. Trench excavated through water-bearing zones of alluvial deposits and into underlying weathered bedrock. | Pilot | 2018-2021, modifications made in 2019 to address seepage | DOC | Dissolved Organic Carbon | mg/L | N | N/A | [6 empty] | 512 | 2.47 | -20628.7449 |  |  |  | 3.07 | 2020 - 2021 Average, from operational period, not whole dataset | Data not provided | Data not provided | 14.8 | 2020 - 2021 Average, from operational period, not whole dataset | Data not provided | Data not provided | Data not provided | Downgradient | 7.41 | 0.23 | mg/L | 7.44 | °C | Data not provided | N/A | Data not provided | N/A | -215 | mV | 2896.3 | µmhos/cm | Turbidity = 30.2 | NTU | data not provided | data not provided | data not provided | data not provided | data not provided | data not provided | N/A | No groundwater comparison value | None, other than noted elsewhere | An insufficient amount of time since completion of the Pilot Study to adequately evaluate lifespan of the treatment media. The change in alkalinity can be used as an indicator of change in the ability of the media to treat selenium. Alkalinity remained relatively similar after 2 years of operation indicating that after 2 years of operation the microbially-mediated chemical reduction of selenium remains similar to the study onset. | Design had insufficient capacity to contain the flux of snow melt in addition to seep water. Soils in the area of the PRB are tight. In the future, when in an layered alluvial system, incorporate a gravel "pressure relief/effluent storage" zone on the downgradient edge to allow for increased ability to receive effluent water and/or flow onto the land surface if capacity is reached. The hydrogeological study was performed during fall low flow conditions as were the excavation and installation of the PRB bench. Additional water zones may be present during different water levels, so future design data collection should include a hydrogeological investigation in the spring to better characterize flux and water bearing zones in the aquifer during high water conditions. The PRB increased Ar, Fe, Mn and Ur due to eroded overburden material in the lenses on the walls of the excavation and from the seep and sedimentation basin sediments transferred to the PRB. Oxidizing conditions favorable to mobilization of Ur exist when ORP is above -200 mV. Bicarbonate that is likely dominant in the near neutral pH conditions in the vicinity of the PRB can enhance Ur mobility. Redox cycling from fluctuating water table can cause Ur mobilization. Heterogeneity of groundwater inflow along the trench, contact with runoff of mine materials, and microbial activity all contribute to factors affecting degree of treatment within the PRB. The incorporation of the Pilot Study into a potential remedy for the Pedro Creek Sub-Basin, at its current scale and in absence of other actions, may require some modifications to facilitate handling of high spring inflows and additional treatment to address the transport of released uranium into the shallow groundwater and surface water. | Operation and maintenance cost, including remote monitoring (e.g., transducers, telemetry, and cameras) and performance monitoring (e.g., sampling, analysis, and reporting), ranges between $20,000 to $40,000 per month. The capital cost for the construction of the PRB and STC was approximately $1.2M including the media, trenching, infiltration gallery, cover, and stormwater controls, or roughly $180/cubic yard of reactive media (1,200 cubic yards for the PRB and 5,500 cubic yards for the STC). | System is seep treatment cell effluent to PRB. Treatment media: 50% granular support media, 12.5% chopped alfalfa hay, 37.5% woodchips/shavings. Average hydraulic conductivity of 8.8-116.2 ft/day in the media. Trench excavated to dry, silty-clay, weathered Dinwoody Formation material to prevent groundwater flow from bypassing under the PRB. Eroded overburden was encountered. Media placed to a depth of 2 ft bgs, covered by non-woven geotextile and 2 ft of Dinwoody Formation material. Infiltration gallery was constructed upgradient to the PRB, and overburden was encountered. Infiltration gallery was overexcavated and compacted Dinwoody Formation materials were used on the base and sidewalls to reduce water contact with the overburden. It was backfilled with coarse drain rock and covered with non-woven geotextile and Dinwoody Formation material. PRB is relatively easy to implement with readily available material and equipment but using the technology to treat seeps or shallow groundwater in close proximity to overburden disposal piles should be approached with caution. The presence of run-of-mine shales in and around excavations contributes to mobilization of unwanted constituents (e.g. arsenic, uranium) | The objectives for the Pilot Study are consistent with the preliminary Remedial Action Objectives (RAOs) for groundwater remedies at Conda. Based on observations from the 2019 and 2020 monitoring, modifications were made to the Pilot Study in fall of 2020. In coordination with the Agencies, it was decided that the modification will require further monitoring in 2021 to fully meet the Pilot Study objectives. 2018-2019 start up period had differing conditions from 2020-2021, and the conditions were not considered representative of long term trends, but reflect the capability of the media to rapidly reach redox and geochemical conditions that facilitate microbially mediated reduction. 2020-2021 are operational conditions. The treatment media contributes to total Ar, Fe and Mn concentrations above the MCLs and drinking water standards. Data indicate that the treatment media in the Seep Treatment Cell and PRB is capable of treating water entering the system with total Se concentrations as high as 6.87 mg/L as well as total Cd concentrations up to 0.00847 mg/L to levels below their respective MCLs. | None, other than those presented elsewhere | GW-61-MA to GM-60-MA is the upgradient to downgradient well pair in the northern flow path. Data collection for upgradient/downgradient wells is in some instances shifted by a day. Flow rate is the range of hydraulic conductivity along the preferential flow pathways.
Final Treatability Study Findings Report Field-Scale Permeable Reactive Barrier Pilot Study Conda/Woodall Mountain Mine | Conda/Woodall Mountain Mine | IDN001002862 | N/A | N/A | GM-60-MA | Former mining site | Permeable reactive barrier (PRB) with seep treatment cell pre-treatment | Passive | Permeable reactive barrier (PRB) | Pre-treatment | Overburden pile in the headwaters areas of Pedro Creek | Y | PRB with pre-treatment | Specific technologies not specified. PRB is chemical and microbially mediated processes that reduce selenate to selenite and then selenium. Treatment media includes a carbon source (i.e. woodchips), alfalfa hay, and inert sand. Seep treatment cell is pre-treatment cell with treatment media. | Access to the groundwater table is needed. Trench excavated through water-bearing zones of alluvial deposits and into underlying weathered bedrock. | Pilot | 2018-2021, modifications made in 2019 to address seepage | DOC | Dissolved Organic Carbon | mg/L | N | N/A | [9 empty] | 10.1 | 2.84 | -255.6338 | 3.07 | 2020 - 2021 Average, from operational period, not whole dataset | Data not provided | Data not provided | 14.8 | 2020 - 2021 Average, from operational period, not whole dataset | Data not provided | Data not provided | Data not provided | Downgradient | 6.76 | 0.85 | mg/L | 9.3 | °C | Data not provided | N/A | Data not provided | N/A | -226.6 | mV | 1440 | µmhos/cm | Turbidity = 3.01 | NTU | data not provided | data not provided | data not provided | data not provided | data not provided | data not provided | N/A | No groundwater comparison value | None, other than noted elsewhere | An insufficient amount of time since completion of the Pilot Study to adequately evaluate lifespan of the treatment media. The change in alkalinity can be used as an indicator of change in the ability of the media to treat selenium. Alkalinity remained relatively similar after 2 years of operation indicating that after 2 years of operation the microbially-mediated chemical reduction of selenium remains similar to the study onset. | Design had insufficient capacity to contain the flux of snow melt in addition to seep water. Soils in the area of the PRB are tight. In the future, when in an layered alluvial system, incorporate a gravel "pressure relief/effluent storage" zone on the downgradient edge to allow for increased ability to receive effluent water and/or flow onto the land surface if capacity is reached. The hydrogeological study was performed during fall low flow conditions as were the excavation and installation of the PRB bench. Additional water zones may be present during different water levels, so future design data collection should include a hydrogeological investigation in the spring to better characterize flux and water bearing zones in the aquifer during high water conditions. The PRB increased Ar, Fe, Mn and Ur due to eroded overburden material in the lenses on the walls of the excavation and from the seep and sedimentation basin sediments transferred to the PRB. Oxidizing conditions favorable to mobilization of Ur exist when ORP is above -200 mV. Bicarbonate that is likely dominant in the near neutral pH conditions in the vicinity of the PRB can enhance Ur mobility. Redox cycling from fluctuating water table can cause Ur mobilization. Heterogeneity of groundwater inflow along the trench, contact with runoff of mine materials, and microbial activity all contribute to factors affecting degree of treatment within the PRB. The incorporation of the Pilot Study into a potential remedy for the Pedro Creek Sub-Basin, at its current scale and in absence of other actions, may require some modifications to facilitate handling of high spring inflows and additional treatment to address the transport of released uranium into the shallow groundwater and surface water. | Operation and maintenance cost, including remote monitoring (e.g., transducers, telemetry, and cameras) and performance monitoring (e.g., sampling, analysis, and reporting), ranges between $20,000 to $40,000 per month. The capital cost for the construction of the PRB and STC was approximately $1.2M including the media, trenching, infiltration gallery, cover, and stormwater controls, or roughly $180/cubic yard of reactive media (1,200 cubic yards for the PRB and 5,500 cubic yards for the STC). | System is seep treatment cell effluent to PRB. Treatment media: 50% granular support media, 12.5% chopped alfalfa hay, 37.5% woodchips/shavings. Average hydraulic conductivity of 8.8-116.2 ft/day in the media. Trench excavated to dry, silty-clay, weathered Dinwoody Formation material to prevent groundwater flow from bypassing under the PRB. Eroded overburden was encountered. Media placed to a depth of 2 ft bgs, covered by non-woven geotextile and 2 ft of Dinwoody Formation material. Infiltration gallery was constructed upgradient to the PRB, and overburden was encountered. Infiltration gallery was overexcavated and compacted Dinwoody Formation materials were used on the base and sidewalls to reduce water contact with the overburden. It was backfilled with coarse drain rock and covered with non-woven geotextile and Dinwoody Formation material. PRB is relatively easy to implement with readily available material and equipment but using the technology to treat seeps or shallow groundwater in close proximity to overburden disposal piles should be approached with caution. The presence of run-of-mine shales in and around excavations contributes to mobilization of unwanted constituents (e.g. arsenic, uranium) | The objectives for the Pilot Study are consistent with the preliminary Remedial Action Objectives (RAOs) for groundwater remedies at Conda. Based on observations from the 2019 and 2020 monitoring, modifications were made to the Pilot Study in fall of 2020. In coordination with the Agencies, it was decided that the modification will require further monitoring in 2021 to fully meet the Pilot Study objectives. 2018-2019 start up period had differing conditions from 2020-2021, and the conditions were not considered representative of long term trends, but reflect the capability of the media to rapidly reach redox and geochemical conditions that facilitate microbially mediated reduction. 2020-2021 are operational conditions. The treatment media contributes to total Ar, Fe and Mn concentrations above the MCLs and drinking water standards. Data indicate that the treatment media in the Seep Treatment Cell and PRB is capable of treating water entering the system with total Se concentrations as high as 6.87 mg/L as well as total Cd concentrations up to 0.00847 mg/L to levels below their respective MCLs. | None, other than those presented elsewhere | GW-61-MA to GM-60-MA is the upgradient to downgradient well pair in the northern flow path. Data collection for upgradient/downgradient wells is in some instances shifted by a day. Flow rate is the range of hydraulic conductivity along the preferential flow pathways.
Final Treatability Study Findings Report Field-Scale Permeable Reactive Barrier Pilot Study Conda/Woodall Mountain Mine | Conda/Woodall Mountain Mine | IDN001002862 | N/A | N/A | GM-61-MA | Former mining site | Permeable reactive barrier (PRB) with seep treatment cell pre-treatment | Passive | Permeable reactive barrier (PRB) | Pre-treatment | Overburden pile in the headwaters areas of Pedro Creek | Y | PRB with pre-treatment | Specific technologies not specified. PRB is chemical and microbially mediated processes that reduce selenate to selenite and then selenium. Treatment media includes a carbon source (i.e. woodchips), alfalfa hay, and inert sand. Seep treatment cell is pre-treatment cell with treatment media. | Access to the groundwater table is needed. Trench excavated through water-bearing zones of alluvial deposits and into underlying weathered bedrock. | Pilot | 2018-2021, modifications made in 2019 to address seepage | TOC | Total Organic Carbon | mg/L | N | N/A | 4.14 | 119 | -2774.3961 | [9 empty] | 2.78 | 2020 - 2021 Average, from operational period, not whole dataset | Data not provided | Data not provided | 13.7 | 2020 - 2021 Average, from operational period, not whole dataset | Data not provided | Data not provided | Data not provided | Upgradient | 6.71 | 2.14 | mg/L | 8.5 | °C | Data not provided | N/A | Data not provided | N/A | 75.2 | mV | 1330 | µmhos/cm | None | N/A | data not provided | data not provided | data not provided | data not provided | data not provided | data not provided | N/A | No groundwater comparison value | None, other than noted elsewhere | An insufficient amount of time since completion of the Pilot Study to adequately evaluate lifespan of the treatment media. The change in alkalinity can be used as an indicator of change in the ability of the media to treat selenium. Alkalinity remained relatively similar after 2 years of operation indicating that after 2 years of operation the microbially-mediated chemical reduction of selenium remains similar to the study onset. | Design had insufficient capacity to contain the flux of snow melt in addition to seep water. Soils in the area of the PRB are tight. In the future, when in an layered alluvial system, incorporate a gravel "pressure relief/effluent storage" zone on the downgradient edge to allow for increased ability to receive effluent water and/or flow onto the land surface if capacity is reached. The hydrogeological study was performed during fall low flow conditions as were the excavation and installation of the PRB bench. Additional water zones may be present during different water levels, so future design data collection should include a hydrogeological investigation in the spring to better characterize flux and water bearing zones in the aquifer during high water conditions. The PRB increased Ar, Fe, Mn and Ur due to eroded overburden material in the lenses on the walls of the excavation and from the seep and sedimentation basin sediments transferred to the PRB. Oxidizing conditions favorable to mobilization of Ur exist when ORP is above -200 mV. Bicarbonate that is likely dominant in the near neutral pH conditions in the vicinity of the PRB can enhance Ur mobility. Redox cycling from fluctuating water table can cause Ur mobilization. Heterogeneity of groundwater inflow along the trench, contact with runoff of mine materials, and microbial activity all contribute to factors affecting degree of treatment within the PRB. The incorporation of the Pilot Study into a potential remedy for the Pedro Creek Sub-Basin, at its current scale and in absence of other actions, may require some modifications to facilitate handling of high spring inflows and additional treatment to address the transport of released uranium into the shallow groundwater and surface water. | Operation and maintenance cost, including remote monitoring (e.g., transducers, telemetry, and cameras) and performance monitoring (e.g., sampling, analysis, and reporting), ranges between $20,000 to $40,000 per month. The capital cost for the construction of the PRB and STC was approximately $1.2M including the media, trenching, infiltration gallery, cover, and stormwater controls, or roughly $180/cubic yard of reactive media (1,200 cubic yards for the PRB and 5,500 cubic yards for the STC). | System is seep treatment cell effluent to PRB. Treatment media: 50% granular support media, 12.5% chopped alfalfa hay, 37.5% woodchips/shavings. Average hydraulic conductivity of 8.8-116.2 ft/day in the media. Trench excavated to dry, silty-clay, weathered Dinwoody Formation material to prevent groundwater flow from bypassing under the PRB. Eroded overburden was encountered. Media placed to a depth of 2 ft bgs, covered by non-woven geotextile and 2 ft of Dinwoody Formation material. Infiltration gallery was constructed upgradient to the PRB, and overburden was encountered. Infiltration gallery was overexcavated and compacted Dinwoody Formation materials were used on the base and sidewalls to reduce water contact with the overburden. It was backfilled with coarse drain rock and covered with non-woven geotextile and Dinwoody Formation material. PRB is relatively easy to implement with readily available material and equipment but using the technology to treat seeps or shallow groundwater in close proximity to overburden disposal piles should be approached with caution. The presence of run-of-mine shales in and around excavations contributes to mobilization of unwanted constituents (e.g. arsenic, uranium) | The objectives for the Pilot Study are consistent with the preliminary Remedial Action Objectives (RAOs) for groundwater remedies at Conda. Based on observations from the 2019 and 2020 monitoring, modifications were made to the Pilot Study in fall of 2020. In coordination with the Agencies, it was decided that the modification will require further monitoring in 2021 to fully meet the Pilot Study objectives. 2018-2019 start up period had differing conditions from 2020-2021, and the conditions were not considered representative of long term trends, but reflect the capability of the media to rapidly reach redox and geochemical conditions that facilitate microbially mediated reduction. 2020-2021 are operational conditions. The treatment media contributes to total Ar, Fe and Mn concentrations above the MCLs and drinking water standards. Data indicate that the treatment media in the Seep Treatment Cell and PRB is capable of treating water entering the system with total Se concentrations as high as 6.87 mg/L as well as total Cd concentrations up to 0.00847 mg/L to levels below their respective MCLs. | None, other than those presented elsewhere | GW-61-MA to GM-60-MA is the upgradient to downgradient well pair in the northern flow path. Data collection for upgradient/downgradient wells is in some instances shifted by a day. Flow rate is the range of hydraulic conductivity along the preferential flow pathways.
Final Treatability Study Findings Report Field-Scale Permeable Reactive Barrier Pilot Study Conda/Woodall Mountain Mine | Conda/Woodall Mountain Mine | IDN001002862 | N/A | N/A | GM-61-MA | Former mining site | Permeable reactive barrier (PRB) with seep treatment cell pre-treatment | Passive | Permeable reactive barrier (PRB) | Pre-treatment | Overburden pile in the headwaters areas of Pedro Creek | Y | PRB with pre-treatment | Specific technologies not specified. PRB is chemical and microbially mediated processes that reduce selenate to selenite and then selenium. Treatment media includes a carbon source (i.e. woodchips), alfalfa hay, and inert sand. Seep treatment cell is pre-treatment cell with treatment media. | Access to the groundwater table is needed. Trench excavated through water-bearing zones of alluvial deposits and into underlying weathered bedrock. | Pilot | 2018-2021, modifications made in 2019 to address seepage | TOC | Total Organic Carbon | mg/L | N | N/A |  |  |  | 2.14 | 94.3 | -4306.5421 | [6 empty] | 2.78 | 2020 - 2021 Average, from operational period, not whole dataset | Data not provided | Data not provided | 13.7 | 2020 - 2021 Average, from operational period, not whole dataset | Data not provided | Data not provided | Data not provided | Upgradient | 7.17 | 5.77 | mg/L | 6.44 | °C | Data not provided | N/A | Data not provided | N/A | -66.5 | mV | 1355.3 | µmhos/cm | Turbidity = 0.69 | NTU | data not provided | data not provided | data not provided | data not provided | data not provided | data not provided | N/A | No groundwater comparison value | None, other than noted elsewhere | An insufficient amount of time since completion of the Pilot Study to adequately evaluate lifespan of the treatment media. The change in alkalinity can be used as an indicator of change in the ability of the media to treat selenium. Alkalinity remained relatively similar after 2 years of operation indicating that after 2 years of operation the microbially-mediated chemical reduction of selenium remains similar to the study onset. | Design had insufficient capacity to contain the flux of snow melt in addition to seep water. Soils in the area of the PRB are tight. In the future, when in an layered alluvial system, incorporate a gravel "pressure relief/effluent storage" zone on the downgradient edge to allow for increased ability to receive effluent water and/or flow onto the land surface if capacity is reached. The hydrogeological study was performed during fall low flow conditions as were the excavation and installation of the PRB bench. Additional water zones may be present during different water levels, so future design data collection should include a hydrogeological investigation in the spring to better characterize flux and water bearing zones in the aquifer during high water conditions. The PRB increased Ar, Fe, Mn and Ur due to eroded overburden material in the lenses on the walls of the excavation and from the seep and sedimentation basin sediments transferred to the PRB. Oxidizing conditions favorable to mobilization of Ur exist when ORP is above -200 mV. Bicarbonate that is likely dominant in the near neutral pH conditions in the vicinity of the PRB can enhance Ur mobility. Redox cycling from fluctuating water table can cause Ur mobilization. Heterogeneity of groundwater inflow along the trench, contact with runoff of mine materials, and microbial activity all contribute to factors affecting degree of treatment within the PRB. The incorporation of the Pilot Study into a potential remedy for the Pedro Creek Sub-Basin, at its current scale and in absence of other actions, may require some modifications to facilitate handling of high spring inflows and additional treatment to address the transport of released uranium into the shallow groundwater and surface water. | Operation and maintenance cost, including remote monitoring (e.g., transducers, telemetry, and cameras) and performance monitoring (e.g., sampling, analysis, and reporting), ranges between $20,000 to $40,000 per month. The capital cost for the construction of the PRB and STC was approximately $1.2M including the media, trenching, infiltration gallery, cover, and stormwater controls, or roughly $180/cubic yard of reactive media (1,200 cubic yards for the PRB and 5,500 cubic yards for the STC). | System is seep treatment cell effluent to PRB. Treatment media: 50% granular support media, 12.5% chopped alfalfa hay, 37.5% woodchips/shavings. Average hydraulic conductivity of 8.8-116.2 ft/day in the media. Trench excavated to dry, silty-clay, weathered Dinwoody Formation material to prevent groundwater flow from bypassing under the PRB. Eroded overburden was encountered. Media placed to a depth of 2 ft bgs, covered by non-woven geotextile and 2 ft of Dinwoody Formation material. Infiltration gallery was constructed upgradient to the PRB, and overburden was encountered. Infiltration gallery was overexcavated and compacted Dinwoody Formation materials were used on the base and sidewalls to reduce water contact with the overburden. It was backfilled with coarse drain rock and covered with non-woven geotextile and Dinwoody Formation material. PRB is relatively easy to implement with readily available material and equipment but using the technology to treat seeps or shallow groundwater in close proximity to overburden disposal piles should be approached with caution. The presence of run-of-mine shales in and around excavations contributes to mobilization of unwanted constituents (e.g. arsenic, uranium) | The objectives for the Pilot Study are consistent with the preliminary Remedial Action Objectives (RAOs) for groundwater remedies at Conda. Based on observations from the 2019 and 2020 monitoring, modifications were made to the Pilot Study in fall of 2020. In coordination with the Agencies, it was decided that the modification will require further monitoring in 2021 to fully meet the Pilot Study objectives. 2018-2019 start up period had differing conditions from 2020-2021, and the conditions were not considered representative of long term trends, but reflect the capability of the media to rapidly reach redox and geochemical conditions that facilitate microbially mediated reduction. 2020-2021 are operational conditions. The treatment media contributes to total Ar, Fe and Mn concentrations above the MCLs and drinking water standards. Data indicate that the treatment media in the Seep Treatment Cell and PRB is capable of treating water entering the system with total Se concentrations as high as 6.87 mg/L as well as total Cd concentrations up to 0.00847 mg/L to levels below their respective MCLs. | None, other than those presented elsewhere | GW-61-MA to GM-60-MA is the upgradient to downgradient well pair in the northern flow path. Data collection for upgradient/downgradient wells is in some instances shifted by a day. Flow rate is the range of hydraulic conductivity along the preferential flow pathways.
Final Treatability Study Findings Report Field-Scale Permeable Reactive Barrier Pilot Study Conda/Woodall Mountain Mine | Conda/Woodall Mountain Mine | IDN001002862 | N/A | N/A | GM-60-MA | Former mining site | Permeable reactive barrier (PRB) with seep treatment cell pre-treatment | Passive | Permeable reactive barrier (PRB) | Pre-treatment | Overburden pile in the headwaters areas of Pedro Creek | Y | PRB with pre-treatment | Specific technologies not specified. PRB is chemical and microbially mediated processes that reduce selenate to selenite and then selenium. Treatment media includes a carbon source (i.e. woodchips), alfalfa hay, and inert sand. Seep treatment cell is pre-treatment cell with treatment media. | Access to the groundwater table is needed. Trench excavated through water-bearing zones of alluvial deposits and into underlying weathered bedrock. | Pilot | 2018-2021, modifications made in 2019 to address seepage | TOC | Total Organic Carbon | mg/L | N | N/A | [6 empty] | 484 | 2.21 | -21800.4525 |  |  |  | 2.78 | 2020 - 2021 Average, from operational period, not whole dataset | Data not provided | Data not provided | 13.7 | 2020 - 2021 Average, from operational period, not whole dataset | Data not provided | Data not provided | Data not provided | Downgradient | 7.41 | 0.23 | mg/L | 7.44 | °C | Data not provided | N/A | Data not provided | N/A | -215 | mV | 2896.3 | µmhos/cm | Turbidity = 30.2 | NTU | data not provided | data not provided | data not provided | data not provided | data not provided | data not provided | N/A | No groundwater comparison value | None, other than noted elsewhere | An insufficient amount of time since completion of the Pilot Study to adequately evaluate lifespan of the treatment media. The change in alkalinity can be used as an indicator of change in the ability of the media to treat selenium. Alkalinity remained relatively similar after 2 years of operation indicating that after 2 years of operation the microbially-mediated chemical reduction of selenium remains similar to the study onset. | Design had insufficient capacity to contain the flux of snow melt in addition to seep water. Soils in the area of the PRB are tight. In the future, when in an layered alluvial system, incorporate a gravel "pressure relief/effluent storage" zone on the downgradient edge to allow for increased ability to receive effluent water and/or flow onto the land surface if capacity is reached. The hydrogeological study was performed during fall low flow conditions as were the excavation and installation of the PRB bench. Additional water zones may be present during different water levels, so future design data collection should include a hydrogeological investigation in the spring to better characterize flux and water bearing zones in the aquifer during high water conditions. The PRB increased Ar, Fe, Mn and Ur due to eroded overburden material in the lenses on the walls of the excavation and from the seep and sedimentation basin sediments transferred to the PRB. Oxidizing conditions favorable to mobilization of Ur exist when ORP is above -200 mV. Bicarbonate that is likely dominant in the near neutral pH conditions in the vicinity of the PRB can enhance Ur mobility. Redox cycling from fluctuating water table can cause Ur mobilization. Heterogeneity of groundwater inflow along the trench, contact with runoff of mine materials, and microbial activity all contribute to factors affecting degree of treatment within the PRB. The incorporation of the Pilot Study into a potential remedy for the Pedro Creek Sub-Basin, at its current scale and in absence of other actions, may require some modifications to facilitate handling of high spring inflows and additional treatment to address the transport of released uranium into the shallow groundwater and surface water. | Operation and maintenance cost, including remote monitoring (e.g., transducers, telemetry, and cameras) and performance monitoring (e.g., sampling, analysis, and reporting), ranges between $20,000 to $40,000 per month. The capital cost for the construction of the PRB and STC was approximately $1.2M including the media, trenching, infiltration gallery, cover, and stormwater controls, or roughly $180/cubic yard of reactive media (1,200 cubic yards for the PRB and 5,500 cubic yards for the STC). | System is seep treatment cell effluent to PRB. Treatment media: 50% granular support media, 12.5% chopped alfalfa hay, 37.5% woodchips/shavings. Average hydraulic conductivity of 8.8-116.2 ft/day in the media. Trench excavated to dry, silty-clay, weathered Dinwoody Formation material to prevent groundwater flow from bypassing under the PRB. Eroded overburden was encountered. Media placed to a depth of 2 ft bgs, covered by non-woven geotextile and 2 ft of Dinwoody Formation material. Infiltration gallery was constructed upgradient to the PRB, and overburden was encountered. Infiltration gallery was overexcavated and compacted Dinwoody Formation materials were used on the base and sidewalls to reduce water contact with the overburden. It was backfilled with coarse drain rock and covered with non-woven geotextile and Dinwoody Formation material. PRB is relatively easy to implement with readily available material and equipment but using the technology to treat seeps or shallow groundwater in close proximity to overburden disposal piles should be approached with caution. The presence of run-of-mine shales in and around excavations contributes to mobilization of unwanted constituents (e.g. arsenic, uranium) | The objectives for the Pilot Study are consistent with the preliminary Remedial Action Objectives (RAOs) for groundwater remedies at Conda. Based on observations from the 2019 and 2020 monitoring, modifications were made to the Pilot Study in fall of 2020. In coordination with the Agencies, it was decided that the modification will require further monitoring in 2021 to fully meet the Pilot Study objectives. 2018-2019 start up period had differing conditions from 2020-2021, and the conditions were not considered representative of long term trends, but reflect the capability of the media to rapidly reach redox and geochemical conditions that facilitate microbially mediated reduction. 2020-2021 are operational conditions. The treatment media contributes to total Ar, Fe and Mn concentrations above the MCLs and drinking water standards. Data indicate that the treatment media in the Seep Treatment Cell and PRB is capable of treating water entering the system with total Se concentrations as high as 6.87 mg/L as well as total Cd concentrations up to 0.00847 mg/L to levels below their respective MCLs. | None, other than those presented elsewhere | GW-61-MA to GM-60-MA is the upgradient to downgradient well pair in the northern flow path. Data collection for upgradient/downgradient wells is in some instances shifted by a day. Flow rate is the range of hydraulic conductivity along the preferential flow pathways.
Final Treatability Study Findings Report Field-Scale Permeable Reactive Barrier Pilot Study Conda/Woodall Mountain Mine | Conda/Woodall Mountain Mine | IDN001002862 | N/A | N/A | GM-60-MA | Former mining site | Permeable reactive barrier (PRB) with seep treatment cell pre-treatment | Passive | Permeable reactive barrier (PRB) | Pre-treatment | Overburden pile in the headwaters areas of Pedro Creek | Y | PRB with pre-treatment | Specific technologies not specified. PRB is chemical and microbially mediated processes that reduce selenate to selenite and then selenium. Treatment media includes a carbon source (i.e. woodchips), alfalfa hay, and inert sand. Seep treatment cell is pre-treatment cell with treatment media. | Access to the groundwater table is needed. Trench excavated through water-bearing zones of alluvial deposits and into underlying weathered bedrock. | Pilot | 2018-2021, modifications made in 2019 to address seepage | TOC | Total Organic Carbon | mg/L | N | N/A | [9 empty] | 10.4 | 2.74 | -279.562 | 2.78 | 2020 - 2021 Average, from operational period, not whole dataset | Data not provided | Data not provided | 13.7 | 2020 - 2021 Average, from operational period, not whole dataset | Data not provided | Data not provided | Data not provided | Downgradient | 6.76 | 0.85 | mg/L | 9.3 | °C | Data not provided | N/A | Data not provided | N/A | -226.6 | mV | 1440 | µmhos/cm | Turbidity = 3.01 | NTU | data not provided | data not provided | data not provided | data not provided | data not provided | data not provided | N/A | No groundwater comparison value | None, other than noted elsewhere | An insufficient amount of time since completion of the Pilot Study to adequately evaluate lifespan of the treatment media. The change in alkalinity can be used as an indicator of change in the ability of the media to treat selenium. Alkalinity remained relatively similar after 2 years of operation indicating that after 2 years of operation the microbially-mediated chemical reduction of selenium remains similar to the study onset. | Design had insufficient capacity to contain the flux of snow melt in addition to seep water. Soils in the area of the PRB are tight. In the future, when in an layered alluvial system, incorporate a gravel "pressure relief/effluent storage" zone on the downgradient edge to allow for increased ability to receive effluent water and/or flow onto the land surface if capacity is reached. The hydrogeological study was performed during fall low flow conditions as were the excavation and installation of the PRB bench. Additional water zones may be present during different water levels, so future design data collection should include a hydrogeological investigation in the spring to better characterize flux and water bearing zones in the aquifer during high water conditions. The PRB increased Ar, Fe, Mn and Ur due to eroded overburden material in the lenses on the walls of the excavation and from the seep and sedimentation basin sediments transferred to the PRB. Oxidizing conditions favorable to mobilization of Ur exist when ORP is above -200 mV. Bicarbonate that is likely dominant in the near neutral pH conditions in the vicinity of the PRB can enhance Ur mobility. Redox cycling from fluctuating water table can cause Ur mobilization. Heterogeneity of groundwater inflow along the trench, contact with runoff of mine materials, and microbial activity all contribute to factors affecting degree of treatment within the PRB. The incorporation of the Pilot Study into a potential remedy for the Pedro Creek Sub-Basin, at its current scale and in absence of other actions, may require some modifications to facilitate handling of high spring inflows and additional treatment to address the transport of released uranium into the shallow groundwater and surface water. | Operation and maintenance cost, including remote monitoring (e.g., transducers, telemetry, and cameras) and performance monitoring (e.g., sampling, analysis, and reporting), ranges between $20,000 to $40,000 per month. The capital cost for the construction of the PRB and STC was approximately $1.2M including the media, trenching, infiltration gallery, cover, and stormwater controls, or roughly $180/cubic yard of reactive media (1,200 cubic yards for the PRB and 5,500 cubic yards for the STC). | System is seep treatment cell effluent to PRB. Treatment media: 50% granular support media, 12.5% chopped alfalfa hay, 37.5% woodchips/shavings. Average hydraulic conductivity of 8.8-116.2 ft/day in the media. Trench excavated to dry, silty-clay, weathered Dinwoody Formation material to prevent groundwater flow from bypassing under the PRB. Eroded overburden was encountered. Media placed to a depth of 2 ft bgs, covered by non-woven geotextile and 2 ft of Dinwoody Formation material. Infiltration gallery was constructed upgradient to the PRB, and overburden was encountered. Infiltration gallery was overexcavated and compacted Dinwoody Formation materials were used on the base and sidewalls to reduce water contact with the overburden. It was backfilled with coarse drain rock and covered with non-woven geotextile and Dinwoody Formation material. PRB is relatively easy to implement with readily available material and equipment but using the technology to treat seeps or shallow groundwater in close proximity to overburden disposal piles should be approached with caution. The presence of run-of-mine shales in and around excavations contributes to mobilization of unwanted constituents (e.g. arsenic, uranium) | The objectives for the Pilot Study are consistent with the preliminary Remedial Action Objectives (RAOs) for groundwater remedies at Conda. Based on observations from the 2019 and 2020 monitoring, modifications were made to the Pilot Study in fall of 2020. In coordination with the Agencies, it was decided that the modification will require further monitoring in 2021 to fully meet the Pilot Study objectives. 2018-2019 start up period had differing conditions from 2020-2021, and the conditions were not considered representative of long term trends, but reflect the capability of the media to rapidly reach redox and geochemical conditions that facilitate microbially mediated reduction. 2020-2021 are operational conditions. The treatment media contributes to total Ar, Fe and Mn concentrations above the MCLs and drinking water standards. Data indicate that the treatment media in the Seep Treatment Cell and PRB is capable of treating water entering the system with total Se concentrations as high as 6.87 mg/L as well as total Cd concentrations up to 0.00847 mg/L to levels below their respective MCLs. | None, other than those presented elsewhere | GW-61-MA to GM-60-MA is the upgradient to downgradient well pair in the northern flow path. Data collection for upgradient/downgradient wells is in some instances shifted by a day. Flow rate is the range of hydraulic conductivity along the preferential flow pathways.
Final Treatability Study Findings Report Field-Scale Permeable Reactive Barrier Pilot Study Conda/Woodall Mountain Mine | Conda/Woodall Mountain Mine | IDN001002862 | N/A | N/A | GM-61-MA | Former mining site | Permeable reactive barrier (PRB) with seep treatment cell pre-treatment | Passive | Permeable reactive barrier (PRB) | Pre-treatment | Overburden pile in the headwaters areas of Pedro Creek | Y | PRB with pre-treatment | Specific technologies not specified. PRB is chemical and microbially mediated processes that reduce selenate to selenite and then selenium. Treatment media includes a carbon source (i.e. woodchips), alfalfa hay, and inert sand. Seep treatment cell is pre-treatment cell with treatment media. | Access to the groundwater table is needed. Trench excavated through water-bearing zones of alluvial deposits and into underlying weathered bedrock. | Pilot | 2018-2021, modifications made in 2019 to address seepage | Total Dissolved Solids | TDS | mg/L | N | N/A | 1640 | 3670 | -123.7805 | [9 empty] | 1102 | 2020 - 2021 Average, from operational period, not whole dataset | Data not provided | Data not provided | 1885 | 2020 - 2021 Average, from operational period, not whole dataset | Data not provided | Data not provided | Data not provided | Upgradient | 6.71 | 2.14 | mg/L | 8.5 | °C | Data not provided | N/A | Data not provided | N/A | 75.2 | mV | 1330 | µmhos/cm | None | N/A | data not provided | data not provided | data not provided | data not provided | data not provided | data not provided | N | Groundwater Comparison Value: U.S. EPA Secondary Drinking Water Standard 500 mg/L Assessment of treatment goals based on well-specific averages for 2020-2021 | None, other than noted elsewhere | An insufficient amount of time since completion of the Pilot Study to adequately evaluate lifespan of the treatment media. The change in alkalinity can be used as an indicator of change in the ability of the media to treat selenium. Alkalinity remained relatively similar after 2 years of operation indicating that after 2 years of operation the microbially-mediated chemical reduction of selenium remains similar to the study onset. | Design had insufficient capacity to contain the flux of snow melt in addition to seep water. Soils in the area of the PRB are tight. In the future, when in an layered alluvial system, incorporate a gravel "pressure relief/effluent storage" zone on the downgradient edge to allow for increased ability to receive effluent water and/or flow onto the land surface if capacity is reached. The hydrogeological study was performed during fall low flow conditions as were the excavation and installation of the PRB bench. Additional water zones may be present during different water levels, so future design data collection should include a hydrogeological investigation in the spring to better characterize flux and water bearing zones in the aquifer during high water conditions. The PRB increased Ar, Fe, Mn and Ur due to eroded overburden material in the lenses on the walls of the excavation and from the seep and sedimentation basin sediments transferred to the PRB. Oxidizing conditions favorable to mobilization of Ur exist when ORP is above -200 mV. Bicarbonate that is likely dominant in the near neutral pH conditions in the vicinity of the PRB can enhance Ur mobility. Redox cycling from fluctuating water table can cause Ur mobilization. Heterogeneity of groundwater inflow along the trench, contact with runoff of mine materials, and microbial activity all contribute to factors affecting degree of treatment within the PRB. The incorporation of the Pilot Study into a potential remedy for the Pedro Creek Sub-Basin, at its current scale and in absence of other actions, may require some modifications to facilitate handling of high spring inflows and additional treatment to address the transport of released uranium into the shallow groundwater and surface water. | Operation and maintenance cost, including remote monitoring (e.g., transducers, telemetry, and cameras) and performance monitoring (e.g., sampling, analysis, and reporting), ranges between $20,000 to $40,000 per month. The capital cost for the construction of the PRB and STC was approximately $1.2M including the media, trenching, infiltration gallery, cover, and stormwater controls, or roughly $180/cubic yard of reactive media (1,200 cubic yards for the PRB and 5,500 cubic yards for the STC). | System is seep treatment cell effluent to PRB. Treatment media: 50% granular support media, 12.5% chopped alfalfa hay, 37.5% woodchips/shavings. Average hydraulic conductivity of 8.8-116.2 ft/day in the media. Trench excavated to dry, silty-clay, weathered Dinwoody Formation material to prevent groundwater flow from bypassing under the PRB. Eroded overburden was encountered. Media placed to a depth of 2 ft bgs, covered by non-woven geotextile and 2 ft of Dinwoody Formation material. Infiltration gallery was constructed upgradient to the PRB, and overburden was encountered. Infiltration gallery was overexcavated and compacted Dinwoody Formation materials were used on the base and sidewalls to reduce water contact with the overburden. It was backfilled with coarse drain rock and covered with non-woven geotextile and Dinwoody Formation material. PRB is relatively easy to implement with readily available material and equipment but using the technology to treat seeps or shallow groundwater in close proximity to overburden disposal piles should be approached with caution. The presence of run-of-mine shales in and around excavations contributes to mobilization of unwanted constituents (e.g. arsenic, uranium) | The objectives for the Pilot Study are consistent with the preliminary Remedial Action Objectives (RAOs) for groundwater remedies at Conda. Based on observations from the 2019 and 2020 monitoring, modifications were made to the Pilot Study in fall of 2020. In coordination with the Agencies, it was decided that the modification will require further monitoring in 2021 to fully meet the Pilot Study objectives. 2018-2019 start up period had differing conditions from 2020-2021, and the conditions were not considered representative of long term trends, but reflect the capability of the media to rapidly reach redox and geochemical conditions that facilitate microbially mediated reduction. 2020-2021 are operational conditions. The treatment media contributes to total Ar, Fe and Mn concentrations above the MCLs and drinking water standards. Data indicate that the treatment media in the Seep Treatment Cell and PRB is capable of treating water entering the system with total Se concentrations as high as 6.87 mg/L as well as total Cd concentrations up to 0.00847 mg/L to levels below their respective MCLs. | None, other than those presented elsewhere | GW-61-MA to GM-60-MA is the upgradient to downgradient well pair in the northern flow path. Data collection for upgradient/downgradient wells is in some instances shifted by a day. Flow rate is the range of hydraulic conductivity along the preferential flow pathways.
Final Treatability Study Findings Report Field-Scale Permeable Reactive Barrier Pilot Study Conda/Woodall Mountain Mine | Conda/Woodall Mountain Mine | IDN001002862 | N/A | N/A | GM-61-MA | Former mining site | Permeable reactive barrier (PRB) with seep treatment cell pre-treatment | Passive | Permeable reactive barrier (PRB) | Pre-treatment | Overburden pile in the headwaters areas of Pedro Creek | Y | PRB with pre-treatment | Specific technologies not specified. PRB is chemical and microbially mediated processes that reduce selenate to selenite and then selenium. Treatment media includes a carbon source (i.e. woodchips), alfalfa hay, and inert sand. Seep treatment cell is pre-treatment cell with treatment media. | Access to the groundwater table is needed. Trench excavated through water-bearing zones of alluvial deposits and into underlying weathered bedrock. | Pilot | 2018-2021, modifications made in 2019 to address seepage | Total Dissolved Solids | TDS | mg/L | N | N/A |  |  |  | 1030 | 1870 | -81.5534 | [6 empty] | 1102 | 2020 - 2021 Average, from operational period, not whole dataset | Data not provided | Data not provided | 1885 | 2020 - 2021 Average, from operational period, not whole dataset | Data not provided | Data not provided | Data not provided | Upgradient | 6.79 | 0.51 | mg/L | 9.3 | °C | Data not provided | N/A | Data not provided | N/A | 23.9 | mV | 1228 | µmhos/cm | Turbidity = 2.97 | NTU | data not provided | data not provided | data not provided | data not provided | data not provided | data not provided | N | Groundwater Comparison Value: U.S. EPA Secondary Drinking Water Standard 500 mg/L Assessment of treatment goals based on well-specific averages for 2020-2021 | None, other than noted elsewhere | An insufficient amount of time since completion of the Pilot Study to adequately evaluate lifespan of the treatment media. The change in alkalinity can be used as an indicator of change in the ability of the media to treat selenium. Alkalinity remained relatively similar after 2 years of operation indicating that after 2 years of operation the microbially-mediated chemical reduction of selenium remains similar to the study onset. | Design had insufficient capacity to contain the flux of snow melt in addition to seep water. Soils in the area of the PRB are tight. In the future, when in an layered alluvial system, incorporate a gravel "pressure relief/effluent storage" zone on the downgradient edge to allow for increased ability to receive effluent water and/or flow onto the land surface if capacity is reached. The hydrogeological study was performed during fall low flow conditions as were the excavation and installation of the PRB bench. Additional water zones may be present during different water levels, so future design data collection should include a hydrogeological investigation in the spring to better characterize flux and water bearing zones in the aquifer during high water conditions. The PRB increased Ar, Fe, Mn and Ur due to eroded overburden material in the lenses on the walls of the excavation and from the seep and sedimentation basin sediments transferred to the PRB. Oxidizing conditions favorable to mobilization of Ur exist when ORP is above -200 mV. Bicarbonate that is likely dominant in the near neutral pH conditions in the vicinity of the PRB can enhance Ur mobility. Redox cycling from fluctuating water table can cause Ur mobilization. Heterogeneity of groundwater inflow along the trench, contact with runoff of mine materials, and microbial activity all contribute to factors affecting degree of treatment within the PRB. The incorporation of the Pilot Study into a potential remedy for the Pedro Creek Sub-Basin, at its current scale and in absence of other actions, may require some modifications to facilitate handling of high spring inflows and additional treatment to address the transport of released uranium into the shallow groundwater and surface water. | Operation and maintenance cost, including remote monitoring (e.g., transducers, telemetry, and cameras) and performance monitoring (e.g., sampling, analysis, and reporting), ranges between $20,000 to $40,000 per month. The capital cost for the construction of the PRB and STC was approximately $1.2M including the media, trenching, infiltration gallery, cover, and stormwater controls, or roughly $180/cubic yard of reactive media (1,200 cubic yards for the PRB and 5,500 cubic yards for the STC). | System is seep treatment cell effluent to PRB. Treatment media: 50% granular support media, 12.5% chopped alfalfa hay, 37.5% woodchips/shavings. Average hydraulic conductivity of 8.8-116.2 ft/day in the media. Trench excavated to dry, silty-clay, weathered Dinwoody Formation material to prevent groundwater flow from bypassing under the PRB. Eroded overburden was encountered. Media placed to a depth of 2 ft bgs, covered by non-woven geotextile and 2 ft of Dinwoody Formation material. Infiltration gallery was constructed upgradient to the PRB, and overburden was encountered. Infiltration gallery was overexcavated and compacted Dinwoody Formation materials were used on the base and sidewalls to reduce water contact with the overburden. It was backfilled with coarse drain rock and covered with non-woven geotextile and Dinwoody Formation material. PRB is relatively easy to implement with readily available material and equipment but using the technology to treat seeps or shallow groundwater in close proximity to overburden disposal piles should be approached with caution. The presence of run-of-mine shales in and around excavations contributes to mobilization of unwanted constituents (e.g. arsenic, uranium) | The objectives for the Pilot Study are consistent with the preliminary Remedial Action Objectives (RAOs) for groundwater remedies at Conda. Based on observations from the 2019 and 2020 monitoring, modifications were made to the Pilot Study in fall of 2020. In coordination with the Agencies, it was decided that the modification will require further monitoring in 2021 to fully meet the Pilot Study objectives. 2018-2019 start up period had differing conditions from 2020-2021, and the conditions were not considered representative of long term trends, but reflect the capability of the media to rapidly reach redox and geochemical conditions that facilitate microbially mediated reduction. 2020-2021 are operational conditions. The treatment media contributes to total Ar, Fe and Mn concentrations above the MCLs and drinking water standards. Data indicate that the treatment media in the Seep Treatment Cell and PRB is capable of treating water entering the system with total Se concentrations as high as 6.87 mg/L as well as total Cd concentrations up to 0.00847 mg/L to levels below their respective MCLs. | None, other than those presented elsewhere | GW-61-MA to GM-60-MA is the upgradient to downgradient well pair in the northern flow path. Data collection for upgradient/downgradient wells is in some instances shifted by a day. Flow rate is the range of hydraulic conductivity along the preferential flow pathways.
Final Treatability Study Findings Report Field-Scale Permeable Reactive Barrier Pilot Study Conda/Woodall Mountain Mine | Conda/Woodall Mountain Mine | IDN001002862 | N/A | N/A | GM-60-MA | Former mining site | Permeable reactive barrier (PRB) with seep treatment cell pre-treatment | Passive | Permeable reactive barrier (PRB) | Pre-treatment | Overburden pile in the headwaters areas of Pedro Creek | Y | PRB with pre-treatment | Specific technologies not specified. PRB is chemical and microbially mediated processes that reduce selenate to selenite and then selenium. Treatment media includes a carbon source (i.e. woodchips), alfalfa hay, and inert sand. Seep treatment cell is pre-treatment cell with treatment media. | Access to the groundwater table is needed. Trench excavated through water-bearing zones of alluvial deposits and into underlying weathered bedrock. | Pilot | 2018-2021, modifications made in 2019 to address seepage | Total Dissolved Solids | TDS | mg/L | N | N/A | [6 empty] | 4090 | 1080 | -278.7037 |  |  |  | 1102 | 2020 - 2021 Average, from operational period, not whole dataset | Data not provided | Data not provided | 1885 | 2020 - 2021 Average, from operational period, not whole dataset | Data not provided | Data not provided | Data not provided | Downgradient | 7.41 | 0.23 | mg/L | 7.44 | °C | Data not provided | N/A | Data not provided | N/A | -215 | mV | 2896.3 | µmhos/cm | Turbidity = 30.2 | NTU | data not provided | data not provided | data not provided | data not provided | data not provided | data not provided | N | Groundwater Comparison Value: U.S. EPA Secondary Drinking Water Standard 500 mg/L Assessment of treatment goals based on well-specific averages for 2020-2021 | None, other than noted elsewhere | An insufficient amount of time since completion of the Pilot Study to adequately evaluate lifespan of the treatment media. The change in alkalinity can be used as an indicator of change in the ability of the media to treat selenium. Alkalinity remained relatively similar after 2 years of operation indicating that after 2 years of operation the microbially-mediated chemical reduction of selenium remains similar to the study onset. | Design had insufficient capacity to contain the flux of snow melt in addition to seep water. Soils in the area of the PRB are tight. In the future, when in an layered alluvial system, incorporate a gravel "pressure relief/effluent storage" zone on the downgradient edge to allow for increased ability to receive effluent water and/or flow onto the land surface if capacity is reached. The hydrogeological study was performed during fall low flow conditions as were the excavation and installation of the PRB bench. Additional water zones may be present during different water levels, so future design data collection should include a hydrogeological investigation in the spring to better characterize flux and water bearing zones in the aquifer during high water conditions. The PRB increased Ar, Fe, Mn and Ur due to eroded overburden material in the lenses on the walls of the excavation and from the seep and sedimentation basin sediments transferred to the PRB. Oxidizing conditions favorable to mobilization of Ur exist when ORP is above -200 mV. Bicarbonate that is likely dominant in the near neutral pH conditions in the vicinity of the PRB can enhance Ur mobility. Redox cycling from fluctuating water table can cause Ur mobilization. Heterogeneity of groundwater inflow along the trench, contact with runoff of mine materials, and microbial activity all contribute to factors affecting degree of treatment within the PRB. The incorporation of the Pilot Study into a potential remedy for the Pedro Creek Sub-Basin, at its current scale and in absence of other actions, may require some modifications to facilitate handling of high spring inflows and additional treatment to address the transport of released uranium into the shallow groundwater and surface water. | Operation and maintenance cost, including remote monitoring (e.g., transducers, telemetry, and cameras) and performance monitoring (e.g., sampling, analysis, and reporting), ranges between $20,000 to $40,000 per month. The capital cost for the construction of the PRB and STC was approximately $1.2M including the media, trenching, infiltration gallery, cover, and stormwater controls, or roughly $180/cubic yard of reactive media (1,200 cubic yards for the PRB and 5,500 cubic yards for the STC). | System is seep treatment cell effluent to PRB. Treatment media: 50% granular support media, 12.5% chopped alfalfa hay, 37.5% woodchips/shavings. Average hydraulic conductivity of 8.8-116.2 ft/day in the media. Trench excavated to dry, silty-clay, weathered Dinwoody Formation material to prevent groundwater flow from bypassing under the PRB. Eroded overburden was encountered. Media placed to a depth of 2 ft bgs, covered by non-woven geotextile and 2 ft of Dinwoody Formation material. Infiltration gallery was constructed upgradient to the PRB, and overburden was encountered. Infiltration gallery was overexcavated and compacted Dinwoody Formation materials were used on the base and sidewalls to reduce water contact with the overburden. It was backfilled with coarse drain rock and covered with non-woven geotextile and Dinwoody Formation material. PRB is relatively easy to implement with readily available material and equipment but using the technology to treat seeps or shallow groundwater in close proximity to overburden disposal piles should be approached with caution. The presence of run-of-mine shales in and around excavations contributes to mobilization of unwanted constituents (e.g. arsenic, uranium) | The objectives for the Pilot Study are consistent with the preliminary Remedial Action Objectives (RAOs) for groundwater remedies at Conda. Based on observations from the 2019 and 2020 monitoring, modifications were made to the Pilot Study in fall of 2020. In coordination with the Agencies, it was decided that the modification will require further monitoring in 2021 to fully meet the Pilot Study objectives. 2018-2019 start up period had differing conditions from 2020-2021, and the conditions were not considered representative of long term trends, but reflect the capability of the media to rapidly reach redox and geochemical conditions that facilitate microbially mediated reduction. 2020-2021 are operational conditions. The treatment media contributes to total Ar, Fe and Mn concentrations above the MCLs and drinking water standards. Data indicate that the treatment media in the Seep Treatment Cell and PRB is capable of treating water entering the system with total Se concentrations as high as 6.87 mg/L as well as total Cd concentrations up to 0.00847 mg/L to levels below their respective MCLs. | None, other than those presented elsewhere | GW-61-MA to GM-60-MA is the upgradient to downgradient well pair in the northern flow path. Data collection for upgradient/downgradient wells is in some instances shifted by a day. Flow rate is the range of hydraulic conductivity along the preferential flow pathways.
Final Treatability Study Findings Report Field-Scale Permeable Reactive Barrier Pilot Study Conda/Woodall Mountain Mine | Conda/Woodall Mountain Mine | IDN001002862 | N/A | N/A | GM-60-MA | Former mining site | Permeable reactive barrier (PRB) with seep treatment cell pre-treatment | Passive | Permeable reactive barrier (PRB) | Pre-treatment | Overburden pile in the headwaters areas of Pedro Creek | Y | PRB with pre-treatment | Specific technologies not specified. PRB is chemical and microbially mediated processes that reduce selenate to selenite and then selenium. Treatment media includes a carbon source (i.e. woodchips), alfalfa hay, and inert sand. Seep treatment cell is pre-treatment cell with treatment media. | Access to the groundwater table is needed. Trench excavated through water-bearing zones of alluvial deposits and into underlying weathered bedrock. | Pilot | 2018-2021, modifications made in 2019 to address seepage | Total Dissolved Solids | TDS | mg/L | N | N/A | [9 empty] | 1270 | 1110 | -14.4144 | 1102 | 2020 - 2021 Average, from operational period, not whole dataset | Data not provided | Data not provided | 1885 | 2020 - 2021 Average, from operational period, not whole dataset | Data not provided | Data not provided | Data not provided | Downgradient | 6.83 | -0.06 | mg/L | 9.2 | °C | Data not provided | N/A | Data not provided | N/A | -217.8 | mV | 2309 | µmhos/cm | Turbidity = 4.51 | NTU | data not provided | data not provided | data not provided | data not provided | data not provided | data not provided | N | Groundwater Comparison Value: U.S. EPA Secondary Drinking Water Standard 500 mg/L Assessment of treatment goals based on well-specific averages for 2020-2021 | None, other than noted elsewhere | An insufficient amount of time since completion of the Pilot Study to adequately evaluate lifespan of the treatment media. The change in alkalinity can be used as an indicator of change in the ability of the media to treat selenium. Alkalinity remained relatively similar after 2 years of operation indicating that after 2 years of operation the microbially-mediated chemical reduction of selenium remains similar to the study onset. | Design had insufficient capacity to contain the flux of snow melt in addition to seep water. Soils in the area of the PRB are tight. In the future, when in an layered alluvial system, incorporate a gravel "pressure relief/effluent storage" zone on the downgradient edge to allow for increased ability to receive effluent water and/or flow onto the land surface if capacity is reached. The hydrogeological study was performed during fall low flow conditions as were the excavation and installation of the PRB bench. Additional water zones may be present during different water levels, so future design data collection should include a hydrogeological investigation in the spring to better characterize flux and water bearing zones in the aquifer during high water conditions. The PRB increased Ar, Fe, Mn and Ur due to eroded overburden material in the lenses on the walls of the excavation and from the seep and sedimentation basin sediments transferred to the PRB. Oxidizing conditions favorable to mobilization of Ur exist when ORP is above -200 mV. Bicarbonate that is likely dominant in the near neutral pH conditions in the vicinity of the PRB can enhance Ur mobility. Redox cycling from fluctuating water table can cause Ur mobilization. Heterogeneity of groundwater inflow along the trench, contact with runoff of mine materials, and microbial activity all contribute to factors affecting degree of treatment within the PRB. The incorporation of the Pilot Study into a potential remedy for the Pedro Creek Sub-Basin, at its current scale and in absence of other actions, may require some modifications to facilitate handling of high spring inflows and additional treatment to address the transport of released uranium into the shallow groundwater and surface water. | Operation and maintenance cost, including remote monitoring (e.g., transducers, telemetry, and cameras) and performance monitoring (e.g., sampling, analysis, and reporting), ranges between $20,000 to $40,000 per month. The capital cost for the construction of the PRB and STC was approximately $1.2M including the media, trenching, infiltration gallery, cover, and stormwater controls, or roughly $180/cubic yard of reactive media (1,200 cubic yards for the PRB and 5,500 cubic yards for the STC). | System is seep treatment cell effluent to PRB. Treatment media: 50% granular support media, 12.5% chopped alfalfa hay, 37.5% woodchips/shavings. Average hydraulic conductivity of 8.8-116.2 ft/day in the media. Trench excavated to dry, silty-clay, weathered Dinwoody Formation material to prevent groundwater flow from bypassing under the PRB. Eroded overburden was encountered. Media placed to a depth of 2 ft bgs, covered by non-woven geotextile and 2 ft of Dinwoody Formation material. Infiltration gallery was constructed upgradient to the PRB, and overburden was encountered. Infiltration gallery was overexcavated and compacted Dinwoody Formation materials were used on the base and sidewalls to reduce water contact with the overburden. It was backfilled with coarse drain rock and covered with non-woven geotextile and Dinwoody Formation material. PRB is relatively easy to implement with readily available material and equipment but using the technology to treat seeps or shallow groundwater in close proximity to overburden disposal piles should be approached with caution. The presence of run-of-mine shales in and around excavations contributes to mobilization of unwanted constituents (e.g. arsenic, uranium) | The objectives for the Pilot Study are consistent with the preliminary Remedial Action Objectives (RAOs) for groundwater remedies at Conda. Based on observations from the 2019 and 2020 monitoring, modifications were made to the Pilot Study in fall of 2020. In coordination with the Agencies, it was decided that the modification will require further monitoring in 2021 to fully meet the Pilot Study objectives. 2018-2019 start up period had differing conditions from 2020-2021, and the conditions were not considered representative of long term trends, but reflect the capability of the media to rapidly reach redox and geochemical conditions that facilitate microbially mediated reduction. 2020-2021 are operational conditions. The treatment media contributes to total Ar, Fe and Mn concentrations above the MCLs and drinking water standards. Data indicate that the treatment media in the Seep Treatment Cell and PRB is capable of treating water entering the system with total Se concentrations as high as 6.87 mg/L as well as total Cd concentrations up to 0.00847 mg/L to levels below their respective MCLs. | None, other than those presented elsewhere | GW-61-MA to GM-60-MA is the upgradient to downgradient well pair in the northern flow path. Data collection for upgradient/downgradient wells is in some instances shifted by a day. Flow rate is the range of hydraulic conductivity along the preferential flow pathways.
Final Treatability Study Findings Report Field-Scale Permeable Reactive Barrier Pilot Study Conda/Woodall Mountain Mine | Conda/Woodall Mountain Mine | IDN001002862 | N/A | N/A | GM-61-MA | Former mining site | Permeable reactive barrier (PRB) with seep treatment cell pre-treatment | Passive | Permeable reactive barrier (PRB) | Pre-treatment | Overburden pile in the headwaters areas of Pedro Creek | Y | PRB with pre-treatment | Specific technologies not specified. PRB is chemical and microbially mediated processes that reduce selenate to selenite and then selenium. Treatment media includes a carbon source (i.e. woodchips), alfalfa hay, and inert sand. Seep treatment cell is pre-treatment cell with treatment media. | Access to the groundwater table is needed. Trench excavated through water-bearing zones of alluvial deposits and into underlying weathered bedrock. | Pilot | 2018-2021, modifications made in 2019 to address seepage | Total Suspended Solids | TSS | mg/L | N | N/A | 10 | 14 | -40 | [9 empty] | 5 | 2020 - 2021 Average, from operational period, not whole dataset | Data not provided | Data not provided | 39 | 2020 - 2021 Average, from operational period, not whole dataset | Data not provided | Data not provided | Data not provided | Upgradient | 6.71 | 2.14 | mg/L | 8.5 | °C | Data not provided | N/A | Data not provided | N/A | 75.2 | mV | 1330 | µmhos/cm | None | N/A | data not provided | data not provided | data not provided | data not provided | data not provided | data not provided | N/A | No groundwater comparison value | None, other than noted elsewhere | An insufficient amount of time since completion of the Pilot Study to adequately evaluate lifespan of the treatment media. The change in alkalinity can be used as an indicator of change in the ability of the media to treat selenium. Alkalinity remained relatively similar after 2 years of operation indicating that after 2 years of operation the microbially-mediated chemical reduction of selenium remains similar to the study onset. | Design had insufficient capacity to contain the flux of snow melt in addition to seep water. Soils in the area of the PRB are tight. In the future, when in an layered alluvial system, incorporate a gravel "pressure relief/effluent storage" zone on the downgradient edge to allow for increased ability to receive effluent water and/or flow onto the land surface if capacity is reached. The hydrogeological study was performed during fall low flow conditions as were the excavation and installation of the PRB bench. Additional water zones may be present during different water levels, so future design data collection should include a hydrogeological investigation in the spring to better characterize flux and water bearing zones in the aquifer during high water conditions. The PRB increased Ar, Fe, Mn and Ur due to eroded overburden material in the lenses on the walls of the excavation and from the seep and sedimentation basin sediments transferred to the PRB. Oxidizing conditions favorable to mobilization of Ur exist when ORP is above -200 mV. Bicarbonate that is likely dominant in the near neutral pH conditions in the vicinity of the PRB can enhance Ur mobility. Redox cycling from fluctuating water table can cause Ur mobilization. Heterogeneity of groundwater inflow along the trench, contact with runoff of mine materials, and microbial activity all contribute to factors affecting degree of treatment within the PRB. The incorporation of the Pilot Study into a potential remedy for the Pedro Creek Sub-Basin, at its current scale and in absence of other actions, may require some modifications to facilitate handling of high spring inflows and additional treatment to address the transport of released uranium into the shallow groundwater and surface water. | Operation and maintenance cost, including remote monitoring (e.g., transducers, telemetry, and cameras) and performance monitoring (e.g., sampling, analysis, and reporting), ranges between $20,000 to $40,000 per month. The capital cost for the construction of the PRB and STC was approximately $1.2M including the media, trenching, infiltration gallery, cover, and stormwater controls, or roughly $180/cubic yard of reactive media (1,200 cubic yards for the PRB and 5,500 cubic yards for the STC). | System is seep treatment cell effluent to PRB. Treatment media: 50% granular support media, 12.5% chopped alfalfa hay, 37.5% woodchips/shavings. Average hydraulic conductivity of 8.8-116.2 ft/day in the media. Trench excavated to dry, silty-clay, weathered Dinwoody Formation material to prevent groundwater flow from bypassing under the PRB. Eroded overburden was encountered. Media placed to a depth of 2 ft bgs, covered by non-woven geotextile and 2 ft of Dinwoody Formation material. Infiltration gallery was constructed upgradient to the PRB, and overburden was encountered. Infiltration gallery was overexcavated and compacted Dinwoody Formation materials were used on the base and sidewalls to reduce water contact with the overburden. It was backfilled with coarse drain rock and covered with non-woven geotextile and Dinwoody Formation material. PRB is relatively easy to implement with readily available material and equipment but using the technology to treat seeps or shallow groundwater in close proximity to overburden disposal piles should be approached with caution. The presence of run-of-mine shales in and around excavations contributes to mobilization of unwanted constituents (e.g. arsenic, uranium) | The objectives for the Pilot Study are consistent with the preliminary Remedial Action Objectives (RAOs) for groundwater remedies at Conda. Based on observations from the 2019 and 2020 monitoring, modifications were made to the Pilot Study in fall of 2020. In coordination with the Agencies, it was decided that the modification will require further monitoring in 2021 to fully meet the Pilot Study objectives. 2018-2019 start up period had differing conditions from 2020-2021, and the conditions were not considered representative of long term trends, but reflect the capability of the media to rapidly reach redox and geochemical conditions that facilitate microbially mediated reduction. 2020-2021 are operational conditions. The treatment media contributes to total Ar, Fe and Mn concentrations above the MCLs and drinking water standards. Data indicate that the treatment media in the Seep Treatment Cell and PRB is capable of treating water entering the system with total Se concentrations as high as 6.87 mg/L as well as total Cd concentrations up to 0.00847 mg/L to levels below their respective MCLs. | None, other than those presented elsewhere | GW-61-MA to GM-60-MA is the upgradient to downgradient well pair in the northern flow path. Data collection for upgradient/downgradient wells is in some instances shifted by a day. Flow rate is the range of hydraulic conductivity along the preferential flow pathways.
Final Treatability Study Findings Report Field-Scale Permeable Reactive Barrier Pilot Study Conda/Woodall Mountain Mine | Conda/Woodall Mountain Mine | IDN001002862 | N/A | N/A | GM-61-MA | Former mining site | Permeable reactive barrier (PRB) with seep treatment cell pre-treatment | Passive | Permeable reactive barrier (PRB) | Pre-treatment | Overburden pile in the headwaters areas of Pedro Creek | Y | PRB with pre-treatment | Specific technologies not specified. PRB is chemical and microbially mediated processes that reduce selenate to selenite and then selenium. Treatment media includes a carbon source (i.e. woodchips), alfalfa hay, and inert sand. Seep treatment cell is pre-treatment cell with treatment media. | Access to the groundwater table is needed. Trench excavated through water-bearing zones of alluvial deposits and into underlying weathered bedrock. | Pilot | 2018-2021, modifications made in 2019 to address seepage | Total Suspended Solids | TSS | mg/L | N | N/A |  |  |  | 1 | 43 | -4200 | [6 empty] | 5 | 2020 - 2021 Average, from operational period, not whole dataset | Data not provided | Data not provided | 39 | 2020 - 2021 Average, from operational period, not whole dataset | Data not provided | Data not provided | Data not provided | Upgradient | 6.9 | 0.38 | mg/L | 6.8 | °C | Data not provided | N/A | Data not provided | N/A | -28.3 | mV | 1503 | µmhos/cm | Turbidity = 9.88 | NTU | data not provided | data not provided | data not provided | data not provided | data not provided | data not provided | N/A | No groundwater comparison value | None, other than noted elsewhere | An insufficient amount of time since completion of the Pilot Study to adequately evaluate lifespan of the treatment media. The change in alkalinity can be used as an indicator of change in the ability of the media to treat selenium. Alkalinity remained relatively similar after 2 years of operation indicating that after 2 years of operation the microbially-mediated chemical reduction of selenium remains similar to the study onset. | Design had insufficient capacity to contain the flux of snow melt in addition to seep water. Soils in the area of the PRB are tight. In the future, when in an layered alluvial system, incorporate a gravel "pressure relief/effluent storage" zone on the downgradient edge to allow for increased ability to receive effluent water and/or flow onto the land surface if capacity is reached. The hydrogeological study was performed during fall low flow conditions as were the excavation and installation of the PRB bench. Additional water zones may be present during different water levels, so future design data collection should include a hydrogeological investigation in the spring to better characterize flux and water bearing zones in the aquifer during high water conditions. The PRB increased Ar, Fe, Mn and Ur due to eroded overburden material in the lenses on the walls of the excavation and from the seep and sedimentation basin sediments transferred to the PRB. Oxidizing conditions favorable to mobilization of Ur exist when ORP is above -200 mV. Bicarbonate that is likely dominant in the near neutral pH conditions in the vicinity of the PRB can enhance Ur mobility. Redox cycling from fluctuating water table can cause Ur mobilization. Heterogeneity of groundwater inflow along the trench, contact with runoff of mine materials, and microbial activity all contribute to factors affecting degree of treatment within the PRB. The incorporation of the Pilot Study into a potential remedy for the Pedro Creek Sub-Basin, at its current scale and in absence of other actions, may require some modifications to facilitate handling of high spring inflows and additional treatment to address the transport of released uranium into the shallow groundwater and surface water. | Operation and maintenance cost, including remote monitoring (e.g., transducers, telemetry, and cameras) and performance monitoring (e.g., sampling, analysis, and reporting), ranges between $20,000 to $40,000 per month. The capital cost for the construction of the PRB and STC was approximately $1.2M including the media, trenching, infiltration gallery, cover, and stormwater controls, or roughly $180/cubic yard of reactive media (1,200 cubic yards for the PRB and 5,500 cubic yards for the STC). | System is seep treatment cell effluent to PRB. Treatment media: 50% granular support media, 12.5% chopped alfalfa hay, 37.5% woodchips/shavings. Average hydraulic conductivity of 8.8-116.2 ft/day in the media. Trench excavated to dry, silty-clay, weathered Dinwoody Formation material to prevent groundwater flow from bypassing under the PRB. Eroded overburden was encountered. Media placed to a depth of 2 ft bgs, covered by non-woven geotextile and 2 ft of Dinwoody Formation material. Infiltration gallery was constructed upgradient to the PRB, and overburden was encountered. Infiltration gallery was overexcavated and compacted Dinwoody Formation materials were used on the base and sidewalls to reduce water contact with the overburden. It was backfilled with coarse drain rock and covered with non-woven geotextile and Dinwoody Formation material. PRB is relatively easy to implement with readily available material and equipment but using the technology to treat seeps or shallow groundwater in close proximity to overburden disposal piles should be approached with caution. The presence of run-of-mine shales in and around excavations contributes to mobilization of unwanted constituents (e.g. arsenic, uranium) | The objectives for the Pilot Study are consistent with the preliminary Remedial Action Objectives (RAOs) for groundwater remedies at Conda. Based on observations from the 2019 and 2020 monitoring, modifications were made to the Pilot Study in fall of 2020. In coordination with the Agencies, it was decided that the modification will require further monitoring in 2021 to fully meet the Pilot Study objectives. 2018-2019 start up period had differing conditions from 2020-2021, and the conditions were not considered representative of long term trends, but reflect the capability of the media to rapidly reach redox and geochemical conditions that facilitate microbially mediated reduction. 2020-2021 are operational conditions. The treatment media contributes to total Ar, Fe and Mn concentrations above the MCLs and drinking water standards. Data indicate that the treatment media in the Seep Treatment Cell and PRB is capable of treating water entering the system with total Se concentrations as high as 6.87 mg/L as well as total Cd concentrations up to 0.00847 mg/L to levels below their respective MCLs. | None, other than those presented elsewhere | GW-61-MA to GM-60-MA is the upgradient to downgradient well pair in the northern flow path. Data collection for upgradient/downgradient wells is in some instances shifted by a day. Flow rate is the range of hydraulic conductivity along the preferential flow pathways.
Final Treatability Study Findings Report Field-Scale Permeable Reactive Barrier Pilot Study Conda/Woodall Mountain Mine | Conda/Woodall Mountain Mine | IDN001002862 | N/A | N/A | GM-60-MA | Former mining site | Permeable reactive barrier (PRB) with seep treatment cell pre-treatment | Passive | Permeable reactive barrier (PRB) | Pre-treatment | Overburden pile in the headwaters areas of Pedro Creek | Y | PRB with pre-treatment | Specific technologies not specified. PRB is chemical and microbially mediated processes that reduce selenate to selenite and then selenium. Treatment media includes a carbon source (i.e. woodchips), alfalfa hay, and inert sand. Seep treatment cell is pre-treatment cell with treatment media. | Access to the groundwater table is needed. Trench excavated through water-bearing zones of alluvial deposits and into underlying weathered bedrock. | Pilot | 2018-2021, modifications made in 2019 to address seepage | Total Suspended Solids | TSS | mg/L | N | N/A | [6 empty] | 92 | 3 | -2966.6667 |  |  |  | 5 | 2020 - 2021 Average, from operational period, not whole dataset | Data not provided | Data not provided | 39 | 2020 - 2021 Average, from operational period, not whole dataset | Data not provided | Data not provided | Data not provided | Downgradient | 6.83 | -0.06 | mg/L | 9.2 | °C | Data not provided | N/A | Data not provided | N/A | -217.8 | mV | 2309 | µmhos/cm | Turbidity = 4.51 | NTU | data not provided | data not provided | data not provided | data not provided | data not provided | data not provided | N/A | No groundwater comparison value | None, other than noted elsewhere | An insufficient amount of time since completion of the Pilot Study to adequately evaluate lifespan of the treatment media. The change in alkalinity can be used as an indicator of change in the ability of the media to treat selenium. Alkalinity remained relatively similar after 2 years of operation indicating that after 2 years of operation the microbially-mediated chemical reduction of selenium remains similar to the study onset. | Design had insufficient capacity to contain the flux of snow melt in addition to seep water. Soils in the area of the PRB are tight. In the future, when in an layered alluvial system, incorporate a gravel "pressure relief/effluent storage" zone on the downgradient edge to allow for increased ability to receive effluent water and/or flow onto the land surface if capacity is reached. The hydrogeological study was performed during fall low flow conditions as were the excavation and installation of the PRB bench. Additional water zones may be present during different water levels, so future design data collection should include a hydrogeological investigation in the spring to better characterize flux and water bearing zones in the aquifer during high water conditions. The PRB increased Ar, Fe, Mn and Ur due to eroded overburden material in the lenses on the walls of the excavation and from the seep and sedimentation basin sediments transferred to the PRB. Oxidizing conditions favorable to mobilization of Ur exist when ORP is above -200 mV. Bicarbonate that is likely dominant in the near neutral pH conditions in the vicinity of the PRB can enhance Ur mobility. Redox cycling from fluctuating water table can cause Ur mobilization. Heterogeneity of groundwater inflow along the trench, contact with runoff of mine materials, and microbial activity all contribute to factors affecting degree of treatment within the PRB. The incorporation of the Pilot Study into a potential remedy for the Pedro Creek Sub-Basin, at its current scale and in absence of other actions, may require some modifications to facilitate handling of high spring inflows and additional treatment to address the transport of released uranium into the shallow groundwater and surface water. | Operation and maintenance cost, including remote monitoring (e.g., transducers, telemetry, and cameras) and performance monitoring (e.g., sampling, analysis, and reporting), ranges between $20,000 to $40,000 per month. The capital cost for the construction of the PRB and STC was approximately $1.2M including the media, trenching, infiltration gallery, cover, and stormwater controls, or roughly $180/cubic yard of reactive media (1,200 cubic yards for the PRB and 5,500 cubic yards for the STC). | System is seep treatment cell effluent to PRB. Treatment media: 50% granular support media, 12.5% chopped alfalfa hay, 37.5% woodchips/shavings. Average hydraulic conductivity of 8.8-116.2 ft/day in the media. Trench excavated to dry, silty-clay, weathered Dinwoody Formation material to prevent groundwater flow from bypassing under the PRB. Eroded overburden was encountered. Media placed to a depth of 2 ft bgs, covered by non-woven geotextile and 2 ft of Dinwoody Formation material. Infiltration gallery was constructed upgradient to the PRB, and overburden was encountered. Infiltration gallery was overexcavated and compacted Dinwoody Formation materials were used on the base and sidewalls to reduce water contact with the overburden. It was backfilled with coarse drain rock and covered with non-woven geotextile and Dinwoody Formation material. PRB is relatively easy to implement with readily available material and equipment but using the technology to treat seeps or shallow groundwater in close proximity to overburden disposal piles should be approached with caution. The presence of run-of-mine shales in and around excavations contributes to mobilization of unwanted constituents (e.g. arsenic, uranium) | The objectives for the Pilot Study are consistent with the preliminary Remedial Action Objectives (RAOs) for groundwater remedies at Conda. Based on observations from the 2019 and 2020 monitoring, modifications were made to the Pilot Study in fall of 2020. In coordination with the Agencies, it was decided that the modification will require further monitoring in 2021 to fully meet the Pilot Study objectives. 2018-2019 start up period had differing conditions from 2020-2021, and the conditions were not considered representative of long term trends, but reflect the capability of the media to rapidly reach redox and geochemical conditions that facilitate microbially mediated reduction. 2020-2021 are operational conditions. The treatment media contributes to total Ar, Fe and Mn concentrations above the MCLs and drinking water standards. Data indicate that the treatment media in the Seep Treatment Cell and PRB is capable of treating water entering the system with total Se concentrations as high as 6.87 mg/L as well as total Cd concentrations up to 0.00847 mg/L to levels below their respective MCLs. | None, other than those presented elsewhere | GW-61-MA to GM-60-MA is the upgradient to downgradient well pair in the northern flow path. Data collection for upgradient/downgradient wells is in some instances shifted by a day. Flow rate is the range of hydraulic conductivity along the preferential flow pathways.
Final Treatability Study Findings Report Field-Scale Permeable Reactive Barrier Pilot Study Conda/Woodall Mountain Mine | Conda/Woodall Mountain Mine | IDN001002862 | N/A | N/A | GM-60-MA | Former mining site | Permeable reactive barrier (PRB) with seep treatment cell pre-treatment | Passive | Permeable reactive barrier (PRB) | Pre-treatment | Overburden pile in the headwaters areas of Pedro Creek | Y | PRB with pre-treatment | Specific technologies not specified. PRB is chemical and microbially mediated processes that reduce selenate to selenite and then selenium. Treatment media includes a carbon source (i.e. woodchips), alfalfa hay, and inert sand. Seep treatment cell is pre-treatment cell with treatment media. | Access to the groundwater table is needed. Trench excavated through water-bearing zones of alluvial deposits and into underlying weathered bedrock. | Pilot | 2018-2021, modifications made in 2019 to address seepage | Total Suspended Solids | TSS | mg/L | N | N/A | [9 empty] | ND | ND | Not Applicable | 5 | 2020 - 2021 Average, from operational period, not whole dataset | Data not provided | Data not provided | 39 | 2020 - 2021 Average, from operational period, not whole dataset | Data not provided | Data not provided | Data not provided | Downgradient | 6.96 | -0.04 | mg/L | 8.7 | °C | Data not provided | N/A | Data not provided | N/A | -165.1 | mV | 2350 | µmhos/cm | Turbidity = 12.98 | NTU | data not provided | data not provided | data not provided | data not provided | data not provided | data not provided | N/A | No groundwater comparison value | None, other than noted elsewhere | An insufficient amount of time since completion of the Pilot Study to adequately evaluate lifespan of the treatment media. The change in alkalinity can be used as an indicator of change in the ability of the media to treat selenium. Alkalinity remained relatively similar after 2 years of operation indicating that after 2 years of operation the microbially-mediated chemical reduction of selenium remains similar to the study onset. | Design had insufficient capacity to contain the flux of snow melt in addition to seep water. Soils in the area of the PRB are tight. In the future, when in an layered alluvial system, incorporate a gravel "pressure relief/effluent storage" zone on the downgradient edge to allow for increased ability to receive effluent water and/or flow onto the land surface if capacity is reached. The hydrogeological study was performed during fall low flow conditions as were the excavation and installation of the PRB bench. Additional water zones may be present during different water levels, so future design data collection should include a hydrogeological investigation in the spring to better characterize flux and water bearing zones in the aquifer during high water conditions. The PRB increased Ar, Fe, Mn and Ur due to eroded overburden material in the lenses on the walls of the excavation and from the seep and sedimentation basin sediments transferred to the PRB. Oxidizing conditions favorable to mobilization of Ur exist when ORP is above -200 mV. Bicarbonate that is likely dominant in the near neutral pH conditions in the vicinity of the PRB can enhance Ur mobility. Redox cycling from fluctuating water table can cause Ur mobilization. Heterogeneity of groundwater inflow along the trench, contact with runoff of mine materials, and microbial activity all contribute to factors affecting degree of treatment within the PRB. The incorporation of the Pilot Study into a potential remedy for the Pedro Creek Sub-Basin, at its current scale and in absence of other actions, may require some modifications to facilitate handling of high spring inflows and additional treatment to address the transport of released uranium into the shallow groundwater and surface water. | Operation and maintenance cost, including remote monitoring (e.g., transducers, telemetry, and cameras) and performance monitoring (e.g., sampling, analysis, and reporting), ranges between $20,000 to $40,000 per month. The capital cost for the construction of the PRB and STC was approximately $1.2M including the media, trenching, infiltration gallery, cover, and stormwater controls, or roughly $180/cubic yard of reactive media (1,200 cubic yards for the PRB and 5,500 cubic yards for the STC). | System is seep treatment cell effluent to PRB. Treatment media: 50% granular support media, 12.5% chopped alfalfa hay, 37.5% woodchips/shavings. Average hydraulic conductivity of 8.8-116.2 ft/day in the media. Trench excavated to dry, silty-clay, weathered Dinwoody Formation material to prevent groundwater flow from bypassing under the PRB. Eroded overburden was encountered. Media placed to a depth of 2 ft bgs, covered by non-woven geotextile and 2 ft of Dinwoody Formation material. Infiltration gallery was constructed upgradient to the PRB, and overburden was encountered. Infiltration gallery was overexcavated and compacted Dinwoody Formation materials were used on the base and sidewalls to reduce water contact with the overburden. It was backfilled with coarse drain rock and covered with non-woven geotextile and Dinwoody Formation material. PRB is relatively easy to implement with readily available material and equipment but using the technology to treat seeps or shallow groundwater in close proximity to overburden disposal piles should be approached with caution. The presence of run-of-mine shales in and around excavations contributes to mobilization of unwanted constituents (e.g. arsenic, uranium) | The objectives for the Pilot Study are consistent with the preliminary Remedial Action Objectives (RAOs) for groundwater remedies at Conda. Based on observations from the 2019 and 2020 monitoring, modifications were made to the Pilot Study in fall of 2020. In coordination with the Agencies, it was decided that the modification will require further monitoring in 2021 to fully meet the Pilot Study objectives. 2018-2019 start up period had differing conditions from 2020-2021, and the conditions were not considered representative of long term trends, but reflect the capability of the media to rapidly reach redox and geochemical conditions that facilitate microbially mediated reduction. 2020-2021 are operational conditions. The treatment media contributes to total Ar, Fe and Mn concentrations above the MCLs and drinking water standards. Data indicate that the treatment media in the Seep Treatment Cell and PRB is capable of treating water entering the system with total Se concentrations as high as 6.87 mg/L as well as total Cd concentrations up to 0.00847 mg/L to levels below their respective MCLs. | None, other than those presented elsewhere | GW-61-MA to GM-60-MA is the upgradient to downgradient well pair in the northern flow path. Data collection for upgradient/downgradient wells is in some instances shifted by a day. Flow rate is the range of hydraulic conductivity along the preferential flow pathways. ND = Non detect. ND value is 5 mg/L.
Final Treatability Study Findings Report Field-Scale Permeable Reactive Barrier Pilot Study Conda/Woodall Mountain Mine | Conda/Woodall Mountain Mine | IDN001002862 | N/A | N/A | GM-61-MA | Former mining site | Permeable reactive barrier (PRB) with seep treatment cell pre-treatment | Passive | Permeable reactive barrier (PRB) | Pre-treatment | Overburden pile in the headwaters areas of Pedro Creek | Y | PRB with pre-treatment | Specific technologies not specified. PRB is chemical and microbially mediated processes that reduce selenate to selenite and then selenium. Treatment media includes a carbon source (i.e. woodchips), alfalfa hay, and inert sand. Seep treatment cell is pre-treatment cell with treatment media. | Access to the groundwater table is needed. Trench excavated through water-bearing zones of alluvial deposits and into underlying weathered bedrock. | Pilot | 2018-2021, modifications made in 2019 to address seepage | Nitrate | Nitrate+ Nitrite as N | mg/L | N | N/A | 2.58 | 0.05 U | 99.031 | [9 empty] | 0.663 | 2020 - 2021 Average, from operational period, not whole dataset | Data not provided | Data not provided | 1.03 | 2020 - 2021 Average, from operational period, not whole dataset | Data not provided | Data not provided | Data not provided | Upgradient | 6.71 | 2.14 | mg/L | 8.5 | °C | Data not provided | N/A | Data not provided | N/A | 75.2 | mV | 1330 | µmhos/cm | None | N/A | data not provided | data not provided | data not provided | data not provided | data not provided | data not provided | Y | Groundwater Comparison Value: U.S EPA MCL 10 mg/L | None, other than noted elsewhere | An insufficient amount of time since completion of the Pilot Study to adequately evaluate lifespan of the treatment media. The change in alkalinity can be used as an indicator of change in the ability of the media to treat selenium. Alkalinity remained relatively similar after 2 years of operation indicating that after 2 years of operation the microbially-mediated chemical reduction of selenium remains similar to the study onset. | Design had insufficient capacity to contain the flux of snow melt in addition to seep water. Soils in the area of the PRB are tight. In the future, when in an layered alluvial system, incorporate a gravel "pressure relief/effluent storage" zone on the downgradient edge to allow for increased ability to receive effluent water and/or flow onto the land surface if capacity is reached. The hydrogeological study was performed during fall low flow conditions as were the excavation and installation of the PRB bench. Additional water zones may be present during different water levels, so future design data collection should include a hydrogeological investigation in the spring to better characterize flux and water bearing zones in the aquifer during high water conditions. The PRB increased Ar, Fe, Mn and Ur due to eroded overburden material in the lenses on the walls of the excavation and from the seep and sedimentation basin sediments transferred to the PRB. Oxidizing conditions favorable to mobilization of Ur exist when ORP is above -200 mV. Bicarbonate that is likely dominant in the near neutral pH conditions in the vicinity of the PRB can enhance Ur mobility. Redox cycling from fluctuating water table can cause Ur mobilization. Heterogeneity of groundwater inflow along the trench, contact with runoff of mine materials, and microbial activity all contribute to factors affecting degree of treatment within the PRB. The incorporation of the Pilot Study into a potential remedy for the Pedro Creek Sub-Basin, at its current scale and in absence of other actions, may require some modifications to facilitate handling of high spring inflows and additional treatment to address the transport of released uranium into the shallow groundwater and surface water. | Operation and maintenance cost, including remote monitoring (e.g., transducers, telemetry, and cameras) and performance monitoring (e.g., sampling, analysis, and reporting), ranges between $20,000 to $40,000 per month. The capital cost for the construction of the PRB and STC was approximately $1.2M including the media, trenching, infiltration gallery, cover, and stormwater controls, or roughly $180/cubic yard of reactive media (1,200 cubic yards for the PRB and 5,500 cubic yards for the STC). | System is seep treatment cell effluent to PRB. Treatment media: 50% granular support media, 12.5% chopped alfalfa hay, 37.5% woodchips/shavings. Average hydraulic conductivity of 8.8-116.2 ft/day in the media. Trench excavated to dry, silty-clay, weathered Dinwoody Formation material to prevent groundwater flow from bypassing under the PRB. Eroded overburden was encountered. Media placed to a depth of 2 ft bgs, covered by non-woven geotextile and 2 ft of Dinwoody Formation material. Infiltration gallery was constructed upgradient to the PRB, and overburden was encountered. Infiltration gallery was overexcavated and compacted Dinwoody Formation materials were used on the base and sidewalls to reduce water contact with the overburden. It was backfilled with coarse drain rock and covered with non-woven geotextile and Dinwoody Formation material. PRB is relatively easy to implement with readily available material and equipment but using the technology to treat seeps or shallow groundwater in close proximity to overburden disposal piles should be approached with caution. The presence of run-of-mine shales in and around excavations contributes to mobilization of unwanted constituents (e.g. arsenic, uranium) | The objectives for the Pilot Study are consistent with the preliminary Remedial Action Objectives (RAOs) for groundwater remedies at Conda. Based on observations from the 2019 and 2020 monitoring, modifications were made to the Pilot Study in fall of 2020. In coordination with the Agencies, it was decided that the modification will require further monitoring in 2021 to fully meet the Pilot Study objectives. 2018-2019 start up period had differing conditions from 2020-2021, and the conditions were not considered representative of long term trends, but reflect the capability of the media to rapidly reach redox and geochemical conditions that facilitate microbially mediated reduction. 2020-2021 are operational conditions. The treatment media contributes to total Ar, Fe and Mn concentrations above the MCLs and drinking water standards. Data indicate that the treatment media in the Seep Treatment Cell and PRB is capable of treating water entering the system with total Se concentrations as high as 6.87 mg/L as well as total Cd concentrations up to 0.00847 mg/L to levels below their respective MCLs. | None, other than those presented elsewhere | GW-61-MA to GM-60-MA is the upgradient to downgradient well pair in the northern flow path. Data collection for upgradient/downgradient wells is in some instances shifted by a day. Flow rate is the range of hydraulic conductivity along the preferential flow pathways.
Final Treatability Study Findings Report Field-Scale Permeable Reactive Barrier Pilot Study Conda/Woodall Mountain Mine | Conda/Woodall Mountain Mine | IDN001002862 | N/A | N/A | GM-61-MA | Former mining site | Permeable reactive barrier (PRB) with seep treatment cell pre-treatment | Passive | Permeable reactive barrier (PRB) | Pre-treatment | Overburden pile in the headwaters areas of Pedro Creek | Y | PRB with pre-treatment | Specific technologies not specified. PRB is chemical and microbially mediated processes that reduce selenate to selenite and then selenium. Treatment media includes a carbon source (i.e. woodchips), alfalfa hay, and inert sand. Seep treatment cell is pre-treatment cell with treatment media. | Access to the groundwater table is needed. Trench excavated through water-bearing zones of alluvial deposits and into underlying weathered bedrock. | Pilot | 2018-2021, modifications made in 2019 to address seepage | Nitrate | Nitrate+ Nitrite as N | mg/L | N | N/A |  |  |  | 0.532 | 0.303 | 43.0451 | [6 empty] | 0.663 | 2020 - 2021 Average, from operational period, not whole dataset | Data not provided | Data not provided | 1.03 | 2020 - 2021 Average, from operational period, not whole dataset | Data not provided | Data not provided | Data not provided | Upgradient | 6.76 | 0.85 | mg/L | 9.3 | °C | Data not provided | N/A | Data not provided | N/A | -226.6 | mV | 1440 | µmhos/cm | Turbidity = 3.01 | NTU | data not provided | data not provided | data not provided | data not provided | data not provided | data not provided | Y | Groundwater Comparison Value: U.S EPA MCL 10 mg/L | None, other than noted elsewhere | An insufficient amount of time since completion of the Pilot Study to adequately evaluate lifespan of the treatment media. The change in alkalinity can be used as an indicator of change in the ability of the media to treat selenium. Alkalinity remained relatively similar after 2 years of operation indicating that after 2 years of operation the microbially-mediated chemical reduction of selenium remains similar to the study onset. | Design had insufficient capacity to contain the flux of snow melt in addition to seep water. Soils in the area of the PRB are tight. In the future, when in an layered alluvial system, incorporate a gravel "pressure relief/effluent storage" zone on the downgradient edge to allow for increased ability to receive effluent water and/or flow onto the land surface if capacity is reached. The hydrogeological study was performed during fall low flow conditions as were the excavation and installation of the PRB bench. Additional water zones may be present during different water levels, so future design data collection should include a hydrogeological investigation in the spring to better characterize flux and water bearing zones in the aquifer during high water conditions. The PRB increased Ar, Fe, Mn and Ur due to eroded overburden material in the lenses on the walls of the excavation and from the seep and sedimentation basin sediments transferred to the PRB. Oxidizing conditions favorable to mobilization of Ur exist when ORP is above -200 mV. Bicarbonate that is likely dominant in the near neutral pH conditions in the vicinity of the PRB can enhance Ur mobility. Redox cycling from fluctuating water table can cause Ur mobilization. Heterogeneity of groundwater inflow along the trench, contact with runoff of mine materials, and microbial activity all contribute to factors affecting degree of treatment within the PRB. The incorporation of the Pilot Study into a potential remedy for the Pedro Creek Sub-Basin, at its current scale and in absence of other actions, may require some modifications to facilitate handling of high spring inflows and additional treatment to address the transport of released uranium into the shallow groundwater and surface water. | Operation and maintenance cost, including remote monitoring (e.g., transducers, telemetry, and cameras) and performance monitoring (e.g., sampling, analysis, and reporting), ranges between $20,000 to $40,000 per month. The capital cost for the construction of the PRB and STC was approximately $1.2M including the media, trenching, infiltration gallery, cover, and stormwater controls, or roughly $180/cubic yard of reactive media (1,200 cubic yards for the PRB and 5,500 cubic yards for the STC). | System is seep treatment cell effluent to PRB. Treatment media: 50% granular support media, 12.5% chopped alfalfa hay, 37.5% woodchips/shavings. Average hydraulic conductivity of 8.8-116.2 ft/day in the media. Trench excavated to dry, silty-clay, weathered Dinwoody Formation material to prevent groundwater flow from bypassing under the PRB. Eroded overburden was encountered. Media placed to a depth of 2 ft bgs, covered by non-woven geotextile and 2 ft of Dinwoody Formation material. Infiltration gallery was constructed upgradient to the PRB, and overburden was encountered. Infiltration gallery was overexcavated and compacted Dinwoody Formation materials were used on the base and sidewalls to reduce water contact with the overburden. It was backfilled with coarse drain rock and covered with non-woven geotextile and Dinwoody Formation material. PRB is relatively easy to implement with readily available material and equipment but using the technology to treat seeps or shallow groundwater in close proximity to overburden disposal piles should be approached with caution. The presence of run-of-mine shales in and around excavations contributes to mobilization of unwanted constituents (e.g. arsenic, uranium) | The objectives for the Pilot Study are consistent with the preliminary Remedial Action Objectives (RAOs) for groundwater remedies at Conda. Based on observations from the 2019 and 2020 monitoring, modifications were made to the Pilot Study in fall of 2020. In coordination with the Agencies, it was decided that the modification will require further monitoring in 2021 to fully meet the Pilot Study objectives. 2018-2019 start up period had differing conditions from 2020-2021, and the conditions were not considered representative of long term trends, but reflect the capability of the media to rapidly reach redox and geochemical conditions that facilitate microbially mediated reduction. 2020-2021 are operational conditions. The treatment media contributes to total Ar, Fe and Mn concentrations above the MCLs and drinking water standards. Data indicate that the treatment media in the Seep Treatment Cell and PRB is capable of treating water entering the system with total Se concentrations as high as 6.87 mg/L as well as total Cd concentrations up to 0.00847 mg/L to levels below their respective MCLs. | None, other than those presented elsewhere | GW-61-MA to GM-60-MA is the upgradient to downgradient well pair in the northern flow path. Data collection for upgradient/downgradient wells is in some instances shifted by a day. Flow rate is the range of hydraulic conductivity along the preferential flow pathways.
Final Treatability Study Findings Report Field-Scale Permeable Reactive Barrier Pilot Study Conda/Woodall Mountain Mine | Conda/Woodall Mountain Mine | IDN001002862 | N/A | N/A | GM-60-MA | Former mining site | Permeable reactive barrier (PRB) with seep treatment cell pre-treatment | Passive | Permeable reactive barrier (PRB) | Pre-treatment | Overburden pile in the headwaters areas of Pedro Creek | Y | PRB with pre-treatment | Specific technologies not specified. PRB is chemical and microbially mediated processes that reduce selenate to selenite and then selenium. Treatment media includes a carbon source (i.e. woodchips), alfalfa hay, and inert sand. Seep treatment cell is pre-treatment cell with treatment media. | Access to the groundwater table is needed. Trench excavated through water-bearing zones of alluvial deposits and into underlying weathered bedrock. | Pilot | 2018-2021, modifications made in 2019 to address seepage | Nitrate | Nitrate+ Nitrite as N | mg/L | N | N/A | [6 empty] | 5.24 | 0.645 | -712.4031 |  |  |  | 0.663 | 2020 - 2021 Average, from operational period, not whole dataset | Data not provided | Data not provided | 1.03 | 2020 - 2021 Average, from operational period, not whole dataset | Data not provided | Data not provided | Data not provided | Downgradient | 6.77 | 0.01 | mg/L | 9 | °C | Data not provided | N/A | Data not provided | N/A | -226.1 | mV | 2514 | µmhos/cm | Turbidity = 15.67 | NTU | data not provided | data not provided | data not provided | data not provided | data not provided | data not provided | Y | Groundwater Comparison Value: U.S EPA MCL 10 mg/L | None, other than noted elsewhere | An insufficient amount of time since completion of the Pilot Study to adequately evaluate lifespan of the treatment media. The change in alkalinity can be used as an indicator of change in the ability of the media to treat selenium. Alkalinity remained relatively similar after 2 years of operation indicating that after 2 years of operation the microbially-mediated chemical reduction of selenium remains similar to the study onset. | Design had insufficient capacity to contain the flux of snow melt in addition to seep water. Soils in the area of the PRB are tight. In the future, when in an layered alluvial system, incorporate a gravel "pressure relief/effluent storage" zone on the downgradient edge to allow for increased ability to receive effluent water and/or flow onto the land surface if capacity is reached. The hydrogeological study was performed during fall low flow conditions as were the excavation and installation of the PRB bench. Additional water zones may be present during different water levels, so future design data collection should include a hydrogeological investigation in the spring to better characterize flux and water bearing zones in the aquifer during high water conditions. The PRB increased Ar, Fe, Mn and Ur due to eroded overburden material in the lenses on the walls of the excavation and from the seep and sedimentation basin sediments transferred to the PRB. Oxidizing conditions favorable to mobilization of Ur exist when ORP is above -200 mV. Bicarbonate that is likely dominant in the near neutral pH conditions in the vicinity of the PRB can enhance Ur mobility. Redox cycling from fluctuating water table can cause Ur mobilization. Heterogeneity of groundwater inflow along the trench, contact with runoff of mine materials, and microbial activity all contribute to factors affecting degree of treatment within the PRB. The incorporation of the Pilot Study into a potential remedy for the Pedro Creek Sub-Basin, at its current scale and in absence of other actions, may require some modifications to facilitate handling of high spring inflows and additional treatment to address the transport of released uranium into the shallow groundwater and surface water. | Operation and maintenance cost, including remote monitoring (e.g., transducers, telemetry, and cameras) and performance monitoring (e.g., sampling, analysis, and reporting), ranges between $20,000 to $40,000 per month. The capital cost for the construction of the PRB and STC was approximately $1.2M including the media, trenching, infiltration gallery, cover, and stormwater controls, or roughly $180/cubic yard of reactive media (1,200 cubic yards for the PRB and 5,500 cubic yards for the STC). | System is seep treatment cell effluent to PRB. Treatment media: 50% granular support media, 12.5% chopped alfalfa hay, 37.5% woodchips/shavings. Average hydraulic conductivity of 8.8-116.2 ft/day in the media. Trench excavated to dry, silty-clay, weathered Dinwoody Formation material to prevent groundwater flow from bypassing under the PRB. Eroded overburden was encountered. Media placed to a depth of 2 ft bgs, covered by non-woven geotextile and 2 ft of Dinwoody Formation material. Infiltration gallery was constructed upgradient to the PRB, and overburden was encountered. Infiltration gallery was overexcavated and compacted Dinwoody Formation materials were used on the base and sidewalls to reduce water contact with the overburden. It was backfilled with coarse drain rock and covered with non-woven geotextile and Dinwoody Formation material. PRB is relatively easy to implement with readily available material and equipment but using the technology to treat seeps or shallow groundwater in close proximity to overburden disposal piles should be approached with caution. The presence of run-of-mine shales in and around excavations contributes to mobilization of unwanted constituents (e.g. arsenic, uranium) | The objectives for the Pilot Study are consistent with the preliminary Remedial Action Objectives (RAOs) for groundwater remedies at Conda. Based on observations from the 2019 and 2020 monitoring, modifications were made to the Pilot Study in fall of 2020. In coordination with the Agencies, it was decided that the modification will require further monitoring in 2021 to fully meet the Pilot Study objectives. 2018-2019 start up period had differing conditions from 2020-2021, and the conditions were not considered representative of long term trends, but reflect the capability of the media to rapidly reach redox and geochemical conditions that facilitate microbially mediated reduction. 2020-2021 are operational conditions. The treatment media contributes to total Ar, Fe and Mn concentrations above the MCLs and drinking water standards. Data indicate that the treatment media in the Seep Treatment Cell and PRB is capable of treating water entering the system with total Se concentrations as high as 6.87 mg/L as well as total Cd concentrations up to 0.00847 mg/L to levels below their respective MCLs. | None, other than those presented elsewhere | GW-61-MA to GM-60-MA is the upgradient to downgradient well pair in the northern flow path. Data collection for upgradient/downgradient wells is in some instances shifted by a day. Flow rate is the range of hydraulic conductivity along the preferential flow pathways.
Final Treatability Study Findings Report Field-Scale Permeable Reactive Barrier Pilot Study Conda/Woodall Mountain Mine | Conda/Woodall Mountain Mine | IDN001002862 | N/A | N/A | GM-60-MA | Former mining site | Permeable reactive barrier (PRB) with seep treatment cell pre-treatment | Passive | Permeable reactive barrier (PRB) | Pre-treatment | Overburden pile in the headwaters areas of Pedro Creek | Y | PRB with pre-treatment | Specific technologies not specified. PRB is chemical and microbially mediated processes that reduce selenate to selenite and then selenium. Treatment media includes a carbon source (i.e. woodchips), alfalfa hay, and inert sand. Seep treatment cell is pre-treatment cell with treatment media. | Access to the groundwater table is needed. Trench excavated through water-bearing zones of alluvial deposits and into underlying weathered bedrock. | Pilot | 2018-2021, modifications made in 2019 to address seepage | Nitrate | Nitrate+ Nitrite as N | mg/L | N | N/A | [9 empty] | ND | 0.535–2.58 | 95.3 - 99.0 | 0.663 | 2020 - 2021 Average, from operational period, not whole dataset | Data not provided | Data not provided | 1.03 | 2020 - 2021 Average, from operational period, not whole dataset | Data not provided | Data not provided | Data not provided | Downgradient | 6.72–7.41 | (-)0.4–6.26 | mg/L | 4.96–13.53 | °C | Data not provided | N/A | Data not provided | N/A | (-)224.7–(-)2.9 | mV | 800–4,384 | µmhos/cm | Turbidity = 7.75–100.5 | NTU | data not provided | data not provided | data not provided | data not provided | data not provided | data not provided | Y | Groundwater Comparison Value: U.S EPA MCL 10 mg/L | None, other than noted elsewhere | An insufficient amount of time since completion of the Pilot Study to adequately evaluate lifespan of the treatment media. The change in alkalinity can be used as an indicator of change in the ability of the media to treat selenium. Alkalinity remained relatively similar after 2 years of operation indicating that after 2 years of operation the microbially-mediated chemical reduction of selenium remains similar to the study onset. | Design had insufficient capacity to contain the flux of snow melt in addition to seep water. Soils in the area of the PRB are tight. In the future, when in an layered alluvial system, incorporate a gravel "pressure relief/effluent storage" zone on the downgradient edge to allow for increased ability to receive effluent water and/or flow onto the land surface if capacity is reached. The hydrogeological study was performed during fall low flow conditions as were the excavation and installation of the PRB bench. Additional water zones may be present during different water levels, so future design data collection should include a hydrogeological investigation in the spring to better characterize flux and water bearing zones in the aquifer during high water conditions. The PRB increased Ar, Fe, Mn and Ur due to eroded overburden material in the lenses on the walls of the excavation and from the seep and sedimentation basin sediments transferred to the PRB. Oxidizing conditions favorable to mobilization of Ur exist when ORP is above -200 mV. Bicarbonate that is likely dominant in the near neutral pH conditions in the vicinity of the PRB can enhance Ur mobility. Redox cycling from fluctuating water table can cause Ur mobilization. Heterogeneity of groundwater inflow along the trench, contact with runoff of mine materials, and microbial activity all contribute to factors affecting degree of treatment within the PRB. The incorporation of the Pilot Study into a potential remedy for the Pedro Creek Sub-Basin, at its current scale and in absence of other actions, may require some modifications to facilitate handling of high spring inflows and additional treatment to address the transport of released uranium into the shallow groundwater and surface water. | Operation and maintenance cost, including remote monitoring (e.g., transducers, telemetry, and cameras) and performance monitoring (e.g., sampling, analysis, and reporting), ranges between $20,000 to $40,000 per month. The capital cost for the construction of the PRB and STC was approximately $1.2M including the media, trenching, infiltration gallery, cover, and stormwater controls, or roughly $180/cubic yard of reactive media (1,200 cubic yards for the PRB and 5,500 cubic yards for the STC). | System is seep treatment cell effluent to PRB. Treatment media: 50% granular support media, 12.5% chopped alfalfa hay, 37.5% woodchips/shavings. Average hydraulic conductivity of 8.8-116.2 ft/day in the media. Trench excavated to dry, silty-clay, weathered Dinwoody Formation material to prevent groundwater flow from bypassing under the PRB. Eroded overburden was encountered. Media placed to a depth of 2 ft bgs, covered by non-woven geotextile and 2 ft of Dinwoody Formation material. Infiltration gallery was constructed upgradient to the PRB, and overburden was encountered. Infiltration gallery was overexcavated and compacted Dinwoody Formation materials were used on the base and sidewalls to reduce water contact with the overburden. It was backfilled with coarse drain rock and covered with non-woven geotextile and Dinwoody Formation material. PRB is relatively easy to implement with readily available material and equipment but using the technology to treat seeps or shallow groundwater in close proximity to overburden disposal piles should be approached with caution. The presence of run-of-mine shales in and around excavations contributes to mobilization of unwanted constituents (e.g. arsenic, uranium) | The objectives for the Pilot Study are consistent with the preliminary Remedial Action Objectives (RAOs) for groundwater remedies at Conda. Based on observations from the 2019 and 2020 monitoring, modifications were made to the Pilot Study in fall of 2020. In coordination with the Agencies, it was decided that the modification will require further monitoring in 2021 to fully meet the Pilot Study objectives. 2018-2019 start up period had differing conditions from 2020-2021, and the conditions were not considered representative of long term trends, but reflect the capability of the media to rapidly reach redox and geochemical conditions that facilitate microbially mediated reduction. 2020-2021 are operational conditions. The treatment media contributes to total Ar, Fe and Mn concentrations above the MCLs and drinking water standards. Data indicate that the treatment media in the Seep Treatment Cell and PRB is capable of treating water entering the system with total Se concentrations as high as 6.87 mg/L as well as total Cd concentrations up to 0.00847 mg/L to levels below their respective MCLs. | None, other than those presented elsewhere | GW-61-MA to GM-60-MA is the upgradient to downgradient well pair in the northern flow path. Data collection for upgradient/downgradient wells is in some instances shifted by a day. Flow rate is the range of hydraulic conductivity along the preferential flow pathways. ND = Non detect. ND value is 0.05-0.4 mg/L.
Final Treatability Study Findings Report Field-Scale Permeable Reactive Barrier Pilot Study Conda/Woodall Mountain Mine | Conda/Woodall Mountain Mine | IDN001002862 | N/A | N/A | GM-61-MA | Former mining site | Permeable reactive barrier (PRB) with seep treatment cell pre-treatment | Passive | Permeable reactive barrier (PRB) | Pre-treatment | Overburden pile in the headwaters areas of Pedro Creek | Y | PRB with pre-treatment | Specific technologies not specified. PRB is chemical and microbially mediated processes that reduce selenate to selenite and then selenium. Treatment media includes a carbon source (i.e. woodchips), alfalfa hay, and inert sand. Seep treatment cell is pre-treatment cell with treatment media. | Access to the groundwater table is needed. Trench excavated through water-bearing zones of alluvial deposits and into underlying weathered bedrock. | Pilot | 2018-2021, modifications made in 2019 to address seepage | Phosphorus | P, total | mg/L | N | N/A | 0.177 | 0.874 | -393.7853 | [9 empty] | 0.0462 | 2020 - 2021 Average, from operational period, not whole dataset | Data not provided | Data not provided | 0.199 | 2020 - 2021 Average, from operational period, not whole dataset | Data not provided | Data not provided | Data not provided | Upgradient | 6.71 | 2.14 | mg/L | 8.5 | °C | Data not provided | N/A | Data not provided | N/A | 75.2 | mV | 1330 | µmhos/cm | None | N/A | data not provided | data not provided | data not provided | data not provided | data not provided | data not provided | N/A | No groundwater comparison value | None, other than noted elsewhere | An insufficient amount of time since completion of the Pilot Study to adequately evaluate lifespan of the treatment media. The change in alkalinity can be used as an indicator of change in the ability of the media to treat selenium. Alkalinity remained relatively similar after 2 years of operation indicating that after 2 years of operation the microbially-mediated chemical reduction of selenium remains similar to the study onset. | Design had insufficient capacity to contain the flux of snow melt in addition to seep water. Soils in the area of the PRB are tight. In the future, when in an layered alluvial system, incorporate a gravel "pressure relief/effluent storage" zone on the downgradient edge to allow for increased ability to receive effluent water and/or flow onto the land surface if capacity is reached. The hydrogeological study was performed during fall low flow conditions as were the excavation and installation of the PRB bench. Additional water zones may be present during different water levels, so future design data collection should include a hydrogeological investigation in the spring to better characterize flux and water bearing zones in the aquifer during high water conditions. The PRB increased Ar, Fe, Mn and Ur due to eroded overburden material in the lenses on the walls of the excavation and from the seep and sedimentation basin sediments transferred to the PRB. Oxidizing conditions favorable to mobilization of Ur exist when ORP is above -200 mV. Bicarbonate that is likely dominant in the near neutral pH conditions in the vicinity of the PRB can enhance Ur mobility. Redox cycling from fluctuating water table can cause Ur mobilization. Heterogeneity of groundwater inflow along the trench, contact with runoff of mine materials, and microbial activity all contribute to factors affecting degree of treatment within the PRB. The incorporation of the Pilot Study into a potential remedy for the Pedro Creek Sub-Basin, at its current scale and in absence of other actions, may require some modifications to facilitate handling of high spring inflows and additional treatment to address the transport of released uranium into the shallow groundwater and surface water. | Operation and maintenance cost, including remote monitoring (e.g., transducers, telemetry, and cameras) and performance monitoring (e.g., sampling, analysis, and reporting), ranges between $20,000 to $40,000 per month. The capital cost for the construction of the PRB and STC was approximately $1.2M including the media, trenching, infiltration gallery, cover, and stormwater controls, or roughly $180/cubic yard of reactive media (1,200 cubic yards for the PRB and 5,500 cubic yards for the STC). | System is seep treatment cell effluent to PRB. Treatment media: 50% granular support media, 12.5% chopped alfalfa hay, 37.5% woodchips/shavings. Average hydraulic conductivity of 8.8-116.2 ft/day in the media. Trench excavated to dry, silty-clay, weathered Dinwoody Formation material to prevent groundwater flow from bypassing under the PRB. Eroded overburden was encountered. Media placed to a depth of 2 ft bgs, covered by non-woven geotextile and 2 ft of Dinwoody Formation material. Infiltration gallery was constructed upgradient to the PRB, and overburden was encountered. Infiltration gallery was overexcavated and compacted Dinwoody Formation materials were used on the base and sidewalls to reduce water contact with the overburden. It was backfilled with coarse drain rock and covered with non-woven geotextile and Dinwoody Formation material. PRB is relatively easy to implement with readily available material and equipment but using the technology to treat seeps or shallow groundwater in close proximity to overburden disposal piles should be approached with caution. The presence of run-of-mine shales in and around excavations contributes to mobilization of unwanted constituents (e.g. arsenic, uranium) | The objectives for the Pilot Study are consistent with the preliminary Remedial Action Objectives (RAOs) for groundwater remedies at Conda. Based on observations from the 2019 and 2020 monitoring, modifications were made to the Pilot Study in fall of 2020. In coordination with the Agencies, it was decided that the modification will require further monitoring in 2021 to fully meet the Pilot Study objectives. 2018-2019 start up period had differing conditions from 2020-2021, and the conditions were not considered representative of long term trends, but reflect the capability of the media to rapidly reach redox and geochemical conditions that facilitate microbially mediated reduction. 2020-2021 are operational conditions. The treatment media contributes to total Ar, Fe and Mn concentrations above the MCLs and drinking water standards. Data indicate that the treatment media in the Seep Treatment Cell and PRB is capable of treating water entering the system with total Se concentrations as high as 6.87 mg/L as well as total Cd concentrations up to 0.00847 mg/L to levels below their respective MCLs. | None, other than those presented elsewhere | GW-61-MA to GM-60-MA is the upgradient to downgradient well pair in the northern flow path. Data collection for upgradient/downgradient wells is in some instances shifted by a day. Flow rate is the range of hydraulic conductivity along the preferential flow pathways.
Final Treatability Study Findings Report Field-Scale Permeable Reactive Barrier Pilot Study Conda/Woodall Mountain Mine | Conda/Woodall Mountain Mine | IDN001002862 | N/A | N/A | GM-61-MA | Former mining site | Permeable reactive barrier (PRB) with seep treatment cell pre-treatment | Passive | Permeable reactive barrier (PRB) | Pre-treatment | Overburden pile in the headwaters areas of Pedro Creek | Y | PRB with pre-treatment | Specific technologies not specified. PRB is chemical and microbially mediated processes that reduce selenate to selenite and then selenium. Treatment media includes a carbon source (i.e. woodchips), alfalfa hay, and inert sand. Seep treatment cell is pre-treatment cell with treatment media. | Access to the groundwater table is needed. Trench excavated through water-bearing zones of alluvial deposits and into underlying weathered bedrock. | Pilot | 2018-2021, modifications made in 2019 to address seepage | Phosphorus | P, total | mg/L | N | N/A |  |  |  | 0.0334 | 0.361 | -980.8383 | [6 empty] | 0.0462 | 2020 - 2021 Average, from operational period, not whole dataset | Data not provided | Data not provided | 0.199 | 2020 - 2021 Average, from operational period, not whole dataset | Data not provided | Data not provided | Data not provided | Upgradient | 6.79 | 0.51 | mg/L | 9.3 | °C | Data not provided | N/A | Data not provided | N/A | 23.9 | mV | 1228 | µmhos/cm | Turbidity = 2.97 | NTU | data not provided | data not provided | data not provided | data not provided | data not provided | data not provided | N/A | No groundwater comparison value | None, other than noted elsewhere | An insufficient amount of time since completion of the Pilot Study to adequately evaluate lifespan of the treatment media. The change in alkalinity can be used as an indicator of change in the ability of the media to treat selenium. Alkalinity remained relatively similar after 2 years of operation indicating that after 2 years of operation the microbially-mediated chemical reduction of selenium remains similar to the study onset. | Design had insufficient capacity to contain the flux of snow melt in addition to seep water. Soils in the area of the PRB are tight. In the future, when in an layered alluvial system, incorporate a gravel "pressure relief/effluent storage" zone on the downgradient edge to allow for increased ability to receive effluent water and/or flow onto the land surface if capacity is reached. The hydrogeological study was performed during fall low flow conditions as were the excavation and installation of the PRB bench. Additional water zones may be present during different water levels, so future design data collection should include a hydrogeological investigation in the spring to better characterize flux and water bearing zones in the aquifer during high water conditions. The PRB increased Ar, Fe, Mn and Ur due to eroded overburden material in the lenses on the walls of the excavation and from the seep and sedimentation basin sediments transferred to the PRB. Oxidizing conditions favorable to mobilization of Ur exist when ORP is above -200 mV. Bicarbonate that is likely dominant in the near neutral pH conditions in the vicinity of the PRB can enhance Ur mobility. Redox cycling from fluctuating water table can cause Ur mobilization. Heterogeneity of groundwater inflow along the trench, contact with runoff of mine materials, and microbial activity all contribute to factors affecting degree of treatment within the PRB. The incorporation of the Pilot Study into a potential remedy for the Pedro Creek Sub-Basin, at its current scale and in absence of other actions, may require some modifications to facilitate handling of high spring inflows and additional treatment to address the transport of released uranium into the shallow groundwater and surface water. | Operation and maintenance cost, including remote monitoring (e.g., transducers, telemetry, and cameras) and performance monitoring (e.g., sampling, analysis, and reporting), ranges between $20,000 to $40,000 per month. The capital cost for the construction of the PRB and STC was approximately $1.2M including the media, trenching, infiltration gallery, cover, and stormwater controls, or roughly $180/cubic yard of reactive media (1,200 cubic yards for the PRB and 5,500 cubic yards for the STC). | System is seep treatment cell effluent to PRB. Treatment media: 50% granular support media, 12.5% chopped alfalfa hay, 37.5% woodchips/shavings. Average hydraulic conductivity of 8.8-116.2 ft/day in the media. Trench excavated to dry, silty-clay, weathered Dinwoody Formation material to prevent groundwater flow from bypassing under the PRB. Eroded overburden was encountered. Media placed to a depth of 2 ft bgs, covered by non-woven geotextile and 2 ft of Dinwoody Formation material. Infiltration gallery was constructed upgradient to the PRB, and overburden was encountered. Infiltration gallery was overexcavated and compacted Dinwoody Formation materials were used on the base and sidewalls to reduce water contact with the overburden. It was backfilled with coarse drain rock and covered with non-woven geotextile and Dinwoody Formation material. PRB is relatively easy to implement with readily available material and equipment but using the technology to treat seeps or shallow groundwater in close proximity to overburden disposal piles should be approached with caution. The presence of run-of-mine shales in and around excavations contributes to mobilization of unwanted constituents (e.g. arsenic, uranium) | The objectives for the Pilot Study are consistent with the preliminary Remedial Action Objectives (RAOs) for groundwater remedies at Conda. Based on observations from the 2019 and 2020 monitoring, modifications were made to the Pilot Study in fall of 2020. In coordination with the Agencies, it was decided that the modification will require further monitoring in 2021 to fully meet the Pilot Study objectives. 2018-2019 start up period had differing conditions from 2020-2021, and the conditions were not considered representative of long term trends, but reflect the capability of the media to rapidly reach redox and geochemical conditions that facilitate microbially mediated reduction. 2020-2021 are operational conditions. The treatment media contributes to total Ar, Fe and Mn concentrations above the MCLs and drinking water standards. Data indicate that the treatment media in the Seep Treatment Cell and PRB is capable of treating water entering the system with total Se concentrations as high as 6.87 mg/L as well as total Cd concentrations up to 0.00847 mg/L to levels below their respective MCLs. | None, other than those presented elsewhere | GW-61-MA to GM-60-MA is the upgradient to downgradient well pair in the northern flow path. Data collection for upgradient/downgradient wells is in some instances shifted by a day. Flow rate is the range of hydraulic conductivity along the preferential flow pathways.
Final Treatability Study Findings Report Field-Scale Permeable Reactive Barrier Pilot Study Conda/Woodall Mountain Mine | Conda/Woodall Mountain Mine | IDN001002862 | N/A | N/A | GM-60-MA | Former mining site | Permeable reactive barrier (PRB) with seep treatment cell pre-treatment | Passive | Permeable reactive barrier (PRB) | Pre-treatment | Overburden pile in the headwaters areas of Pedro Creek | Y | PRB with pre-treatment | Specific technologies not specified. PRB is chemical and microbially mediated processes that reduce selenate to selenite and then selenium. Treatment media includes a carbon source (i.e. woodchips), alfalfa hay, and inert sand. Seep treatment cell is pre-treatment cell with treatment media. | Access to the groundwater table is needed. Trench excavated through water-bearing zones of alluvial deposits and into underlying weathered bedrock. | Pilot | 2018-2021, modifications made in 2019 to address seepage | Phosphorus | P, total | mg/L | N | N/A | [6 empty] | 1.75 | 0.095 | -1742.1053 |  |  |  | 0.0462 | 2020 - 2021 Average, from operational period, not whole dataset | Data not provided | Data not provided | 0.199 | 2020 - 2021 Average, from operational period, not whole dataset | Data not provided | Data not provided | Data not provided | Downgradient | 7.41 | 0.23 | mg/L | 7.44 | °C | Data not provided | N/A | Data not provided | N/A | -215 | mV | 2896.3 | µmhos/cm | Turbidity = 30.2 | NTU | data not provided | data not provided | data not provided | data not provided | data not provided | data not provided | N/A | No groundwater comparison value | None, other than noted elsewhere | An insufficient amount of time since completion of the Pilot Study to adequately evaluate lifespan of the treatment media. The change in alkalinity can be used as an indicator of change in the ability of the media to treat selenium. Alkalinity remained relatively similar after 2 years of operation indicating that after 2 years of operation the microbially-mediated chemical reduction of selenium remains similar to the study onset. | Design had insufficient capacity to contain the flux of snow melt in addition to seep water. Soils in the area of the PRB are tight. In the future, when in an layered alluvial system, incorporate a gravel "pressure relief/effluent storage" zone on the downgradient edge to allow for increased ability to receive effluent water and/or flow onto the land surface if capacity is reached. The hydrogeological study was performed during fall low flow conditions as were the excavation and installation of the PRB bench. Additional water zones may be present during different water levels, so future design data collection should include a hydrogeological investigation in the spring to better characterize flux and water bearing zones in the aquifer during high water conditions. The PRB increased Ar, Fe, Mn and Ur due to eroded overburden material in the lenses on the walls of the excavation and from the seep and sedimentation basin sediments transferred to the PRB. Oxidizing conditions favorable to mobilization of Ur exist when ORP is above -200 mV. Bicarbonate that is likely dominant in the near neutral pH conditions in the vicinity of the PRB can enhance Ur mobility. Redox cycling from fluctuating water table can cause Ur mobilization. Heterogeneity of groundwater inflow along the trench, contact with runoff of mine materials, and microbial activity all contribute to factors affecting degree of treatment within the PRB. The incorporation of the Pilot Study into a potential remedy for the Pedro Creek Sub-Basin, at its current scale and in absence of other actions, may require some modifications to facilitate handling of high spring inflows and additional treatment to address the transport of released uranium into the shallow groundwater and surface water. | Operation and maintenance cost, including remote monitoring (e.g., transducers, telemetry, and cameras) and performance monitoring (e.g., sampling, analysis, and reporting), ranges between $20,000 to $40,000 per month. The capital cost for the construction of the PRB and STC was approximately $1.2M including the media, trenching, infiltration gallery, cover, and stormwater controls, or roughly $180/cubic yard of reactive media (1,200 cubic yards for the PRB and 5,500 cubic yards for the STC). | System is seep treatment cell effluent to PRB. Treatment media: 50% granular support media, 12.5% chopped alfalfa hay, 37.5% woodchips/shavings. Average hydraulic conductivity of 8.8-116.2 ft/day in the media. Trench excavated to dry, silty-clay, weathered Dinwoody Formation material to prevent groundwater flow from bypassing under the PRB. Eroded overburden was encountered. Media placed to a depth of 2 ft bgs, covered by non-woven geotextile and 2 ft of Dinwoody Formation material. Infiltration gallery was constructed upgradient to the PRB, and overburden was encountered. Infiltration gallery was overexcavated and compacted Dinwoody Formation materials were used on the base and sidewalls to reduce water contact with the overburden. It was backfilled with coarse drain rock and covered with non-woven geotextile and Dinwoody Formation material. PRB is relatively easy to implement with readily available material and equipment but using the technology to treat seeps or shallow groundwater in close proximity to overburden disposal piles should be approached with caution. The presence of run-of-mine shales in and around excavations contributes to mobilization of unwanted constituents (e.g. arsenic, uranium) | The objectives for the Pilot Study are consistent with the preliminary Remedial Action Objectives (RAOs) for groundwater remedies at Conda. Based on observations from the 2019 and 2020 monitoring, modifications were made to the Pilot Study in fall of 2020. In coordination with the Agencies, it was decided that the modification will require further monitoring in 2021 to fully meet the Pilot Study objectives. 2018-2019 start up period had differing conditions from 2020-2021, and the conditions were not considered representative of long term trends, but reflect the capability of the media to rapidly reach redox and geochemical conditions that facilitate microbially mediated reduction. 2020-2021 are operational conditions. The treatment media contributes to total Ar, Fe and Mn concentrations above the MCLs and drinking water standards. Data indicate that the treatment media in the Seep Treatment Cell and PRB is capable of treating water entering the system with total Se concentrations as high as 6.87 mg/L as well as total Cd concentrations up to 0.00847 mg/L to levels below their respective MCLs. | None, other than those presented elsewhere | GW-61-MA to GM-60-MA is the upgradient to downgradient well pair in the northern flow path. Data collection for upgradient/downgradient wells is in some instances shifted by a day. Flow rate is the range of hydraulic conductivity along the preferential flow pathways.
Final Treatability Study Findings Report Field-Scale Permeable Reactive Barrier Pilot Study Conda/Woodall Mountain Mine | Conda/Woodall Mountain Mine | IDN001002862 | N/A | N/A | GM-60-MA | Former mining site | Permeable reactive barrier (PRB) with seep treatment cell pre-treatment | Passive | Permeable reactive barrier (PRB) | Pre-treatment | Overburden pile in the headwaters areas of Pedro Creek | Y | PRB with pre-treatment | Specific technologies not specified. PRB is chemical and microbially mediated processes that reduce selenate to selenite and then selenium. Treatment media includes a carbon source (i.e. woodchips), alfalfa hay, and inert sand. Seep treatment cell is pre-treatment cell with treatment media. | Access to the groundwater table is needed. Trench excavated through water-bearing zones of alluvial deposits and into underlying weathered bedrock. | Pilot | 2018-2021, modifications made in 2019 to address seepage | Phosphorus | P, total | mg/L | N | N/A | [9 empty] | 0.0399 | 0.053 | 24.717 | 0.0462 | 2020 - 2021 Average, from operational period, not whole dataset | Data not provided | Data not provided | 0.199 | 2020 - 2021 Average, from operational period, not whole dataset | Data not provided | Data not provided | Data not provided | Downgradient | 6.77 | 0.01 | mg/L | 9 | °C | Data not provided | N/A | Data not provided | N/A | -226.1 | mV | 2514 | µmhos/cm | Turbidity = 15.67 | NTU | data not provided | data not provided | data not provided | data not provided | data not provided | data not provided | N/A | No groundwater comparison value | None, other than noted elsewhere | An insufficient amount of time since completion of the Pilot Study to adequately evaluate lifespan of the treatment media. The change in alkalinity can be used as an indicator of change in the ability of the media to treat selenium. Alkalinity remained relatively similar after 2 years of operation indicating that after 2 years of operation the microbially-mediated chemical reduction of selenium remains similar to the study onset. | Design had insufficient capacity to contain the flux of snow melt in addition to seep water. Soils in the area of the PRB are tight. In the future, when in an layered alluvial system, incorporate a gravel "pressure relief/effluent storage" zone on the downgradient edge to allow for increased ability to receive effluent water and/or flow onto the land surface if capacity is reached. The hydrogeological study was performed during fall low flow conditions as were the excavation and installation of the PRB bench. Additional water zones may be present during different water levels, so future design data collection should include a hydrogeological investigation in the spring to better characterize flux and water bearing zones in the aquifer during high water conditions. The PRB increased Ar, Fe, Mn and Ur due to eroded overburden material in the lenses on the walls of the excavation and from the seep and sedimentation basin sediments transferred to the PRB. Oxidizing conditions favorable to mobilization of Ur exist when ORP is above -200 mV. Bicarbonate that is likely dominant in the near neutral pH conditions in the vicinity of the PRB can enhance Ur mobility. Redox cycling from fluctuating water table can cause Ur mobilization. Heterogeneity of groundwater inflow along the trench, contact with runoff of mine materials, and microbial activity all contribute to factors affecting degree of treatment within the PRB. The incorporation of the Pilot Study into a potential remedy for the Pedro Creek Sub-Basin, at its current scale and in absence of other actions, may require some modifications to facilitate handling of high spring inflows and additional treatment to address the transport of released uranium into the shallow groundwater and surface water. | Operation and maintenance cost, including remote monitoring (e.g., transducers, telemetry, and cameras) and performance monitoring (e.g., sampling, analysis, and reporting), ranges between $20,000 to $40,000 per month. The capital cost for the construction of the PRB and STC was approximately $1.2M including the media, trenching, infiltration gallery, cover, and stormwater controls, or roughly $180/cubic yard of reactive media (1,200 cubic yards for the PRB and 5,500 cubic yards for the STC). | System is seep treatment cell effluent to PRB. Treatment media: 50% granular support media, 12.5% chopped alfalfa hay, 37.5% woodchips/shavings. Average hydraulic conductivity of 8.8-116.2 ft/day in the media. Trench excavated to dry, silty-clay, weathered Dinwoody Formation material to prevent groundwater flow from bypassing under the PRB. Eroded overburden was encountered. Media placed to a depth of 2 ft bgs, covered by non-woven geotextile and 2 ft of Dinwoody Formation material. Infiltration gallery was constructed upgradient to the PRB, and overburden was encountered. Infiltration gallery was overexcavated and compacted Dinwoody Formation materials were used on the base and sidewalls to reduce water contact with the overburden. It was backfilled with coarse drain rock and covered with non-woven geotextile and Dinwoody Formation material. PRB is relatively easy to implement with readily available material and equipment but using the technology to treat seeps or shallow groundwater in close proximity to overburden disposal piles should be approached with caution. The presence of run-of-mine shales in and around excavations contributes to mobilization of unwanted constituents (e.g. arsenic, uranium) | The objectives for the Pilot Study are consistent with the preliminary Remedial Action Objectives (RAOs) for groundwater remedies at Conda. Based on observations from the 2019 and 2020 monitoring, modifications were made to the Pilot Study in fall of 2020. In coordination with the Agencies, it was decided that the modification will require further monitoring in 2021 to fully meet the Pilot Study objectives. 2018-2019 start up period had differing conditions from 2020-2021, and the conditions were not considered representative of long term trends, but reflect the capability of the media to rapidly reach redox and geochemical conditions that facilitate microbially mediated reduction. 2020-2021 are operational conditions. The treatment media contributes to total Ar, Fe and Mn concentrations above the MCLs and drinking water standards. Data indicate that the treatment media in the Seep Treatment Cell and PRB is capable of treating water entering the system with total Se concentrations as high as 6.87 mg/L as well as total Cd concentrations up to 0.00847 mg/L to levels below their respective MCLs. | None, other than those presented elsewhere | GW-61-MA to GM-60-MA is the upgradient to downgradient well pair in the northern flow path. Data collection for upgradient/downgradient wells is in some instances shifted by a day. Flow rate is the range of hydraulic conductivity along the preferential flow pathways.
Final Treatability Study Findings Report Field-Scale Permeable Reactive Barrier Pilot Study Conda/Woodall Mountain Mine | Conda/Woodall Mountain Mine | IDN001002862 | N/A | N/A | GM-61-MA | Former mining site | Permeable reactive barrier (PRB) with seep treatment cell pre-treatment | Passive | Permeable reactive barrier (PRB) | Pre-treatment | Overburden pile in the headwaters areas of Pedro Creek | Y | PRB with pre-treatment | Specific technologies not specified. PRB is chemical and microbially mediated processes that reduce selenate to selenite and then selenium. Treatment media includes a carbon source (i.e. woodchips), alfalfa hay, and inert sand. Seep treatment cell is pre-treatment cell with treatment media. | Access to the groundwater table is needed. Trench excavated through water-bearing zones of alluvial deposits and into underlying weathered bedrock. | Pilot | 2018-2021, modifications made in 2019 to address seepage | Potassium | K, dissolved | mg/L | N | N/A | 2.21 | 5.75 | -160.181 | [9 empty] | 0.97 | 2020 - 2021 Average, from operational period, not whole dataset | Data not provided | Data not provided | 9.43 | 2020 - 2021 Average, from operational period, not whole dataset | Data not provided | Data not provided | Data not provided | Upgradient | 6.71 | 2.14 | mg/L | 8.5 | °C | Data not provided | N/A | Data not provided | N/A | 75.2 | mV | 1330 | µmhos/cm | None | N/A | data not provided | data not provided | data not provided | data not provided | data not provided | data not provided | N/A | No groundwater comparison value | None, other than noted elsewhere | An insufficient amount of time since completion of the Pilot Study to adequately evaluate lifespan of the treatment media. The change in alkalinity can be used as an indicator of change in the ability of the media to treat selenium. Alkalinity remained relatively similar after 2 years of operation indicating that after 2 years of operation the microbially-mediated chemical reduction of selenium remains similar to the study onset. | Design had insufficient capacity to contain the flux of snow melt in addition to seep water. Soils in the area of the PRB are tight. In the future, when in an layered alluvial system, incorporate a gravel "pressure relief/effluent storage" zone on the downgradient edge to allow for increased ability to receive effluent water and/or flow onto the land surface if capacity is reached. The hydrogeological study was performed during fall low flow conditions as were the excavation and installation of the PRB bench. Additional water zones may be present during different water levels, so future design data collection should include a hydrogeological investigation in the spring to better characterize flux and water bearing zones in the aquifer during high water conditions. The PRB increased Ar, Fe, Mn and Ur due to eroded overburden material in the lenses on the walls of the excavation and from the seep and sedimentation basin sediments transferred to the PRB. Oxidizing conditions favorable to mobilization of Ur exist when ORP is above -200 mV. Bicarbonate that is likely dominant in the near neutral pH conditions in the vicinity of the PRB can enhance Ur mobility. Redox cycling from fluctuating water table can cause Ur mobilization. Heterogeneity of groundwater inflow along the trench, contact with runoff of mine materials, and microbial activity all contribute to factors affecting degree of treatment within the PRB. The incorporation of the Pilot Study into a potential remedy for the Pedro Creek Sub-Basin, at its current scale and in absence of other actions, may require some modifications to facilitate handling of high spring inflows and additional treatment to address the transport of released uranium into the shallow groundwater and surface water. | Operation and maintenance cost, including remote monitoring (e.g., transducers, telemetry, and cameras) and performance monitoring (e.g., sampling, analysis, and reporting), ranges between $20,000 to $40,000 per month. The capital cost for the construction of the PRB and STC was approximately $1.2M including the media, trenching, infiltration gallery, cover, and stormwater controls, or roughly $180/cubic yard of reactive media (1,200 cubic yards for the PRB and 5,500 cubic yards for the STC). | System is seep treatment cell effluent to PRB. Treatment media: 50% granular support media, 12.5% chopped alfalfa hay, 37.5% woodchips/shavings. Average hydraulic conductivity of 8.8-116.2 ft/day in the media. Trench excavated to dry, silty-clay, weathered Dinwoody Formation material to prevent groundwater flow from bypassing under the PRB. Eroded overburden was encountered. Media placed to a depth of 2 ft bgs, covered by non-woven geotextile and 2 ft of Dinwoody Formation material. Infiltration gallery was constructed upgradient to the PRB, and overburden was encountered. Infiltration gallery was overexcavated and compacted Dinwoody Formation materials were used on the base and sidewalls to reduce water contact with the overburden. It was backfilled with coarse drain rock and covered with non-woven geotextile and Dinwoody Formation material. PRB is relatively easy to implement with readily available material and equipment but using the technology to treat seeps or shallow groundwater in close proximity to overburden disposal piles should be approached with caution. The presence of run-of-mine shales in and around excavations contributes to mobilization of unwanted constituents (e.g. arsenic, uranium) | The objectives for the Pilot Study are consistent with the preliminary Remedial Action Objectives (RAOs) for groundwater remedies at Conda. Based on observations from the 2019 and 2020 monitoring, modifications were made to the Pilot Study in fall of 2020. In coordination with the Agencies, it was decided that the modification will require further monitoring in 2021 to fully meet the Pilot Study objectives. 2018-2019 start up period had differing conditions from 2020-2021, and the conditions were not considered representative of long term trends, but reflect the capability of the media to rapidly reach redox and geochemical conditions that facilitate microbially mediated reduction. 2020-2021 are operational conditions. The treatment media contributes to total Ar, Fe and Mn concentrations above the MCLs and drinking water standards. Data indicate that the treatment media in the Seep Treatment Cell and PRB is capable of treating water entering the system with total Se concentrations as high as 6.87 mg/L as well as total Cd concentrations up to 0.00847 mg/L to levels below their respective MCLs. | None, other than those presented elsewhere | GW-61-MA to GM-60-MA is the upgradient to downgradient well pair in the northern flow path. Data collection for upgradient/downgradient wells is in some instances shifted by a day. Flow rate is the range of hydraulic conductivity along the preferential flow pathways.
Final Treatability Study Findings Report Field-Scale Permeable Reactive Barrier Pilot Study Conda/Woodall Mountain Mine | Conda/Woodall Mountain Mine | IDN001002862 | N/A | N/A | GM-61-MA | Former mining site | Permeable reactive barrier (PRB) with seep treatment cell pre-treatment | Passive | Permeable reactive barrier (PRB) | Pre-treatment | Overburden pile in the headwaters areas of Pedro Creek | Y | PRB with pre-treatment | Specific technologies not specified. PRB is chemical and microbially mediated processes that reduce selenate to selenite and then selenium. Treatment media includes a carbon source (i.e. woodchips), alfalfa hay, and inert sand. Seep treatment cell is pre-treatment cell with treatment media. | Access to the groundwater table is needed. Trench excavated through water-bearing zones of alluvial deposits and into underlying weathered bedrock. | Pilot | 2018-2021, modifications made in 2019 to address seepage | Potassium | K, dissolved | mg/L | N | N/A |  |  |  | 0.64 | 7.92 | -1137.5 | [6 empty] | 0.97 | 2020 - 2021 Average, from operational period, not whole dataset | Data not provided | Data not provided | 9.43 | 2020 - 2021 Average, from operational period, not whole dataset | Data not provided | Data not provided | Data not provided | Upgradient | 6.92 | -0.03 | mg/L | 9.1 | °C | Data not provided | N/A | Data not provided | N/A | 205.3 | mV | 1419 | µmhos/cm | Turbidity = 4 | NTU | data not provided | data not provided | data not provided | data not provided | data not provided | data not provided | N/A | No groundwater comparison value | None, other than noted elsewhere | An insufficient amount of time since completion of the Pilot Study to adequately evaluate lifespan of the treatment media. The change in alkalinity can be used as an indicator of change in the ability of the media to treat selenium. Alkalinity remained relatively similar after 2 years of operation indicating that after 2 years of operation the microbially-mediated chemical reduction of selenium remains similar to the study onset. | Design had insufficient capacity to contain the flux of snow melt in addition to seep water. Soils in the area of the PRB are tight. In the future, when in an layered alluvial system, incorporate a gravel "pressure relief/effluent storage" zone on the downgradient edge to allow for increased ability to receive effluent water and/or flow onto the land surface if capacity is reached. The hydrogeological study was performed during fall low flow conditions as were the excavation and installation of the PRB bench. Additional water zones may be present during different water levels, so future design data collection should include a hydrogeological investigation in the spring to better characterize flux and water bearing zones in the aquifer during high water conditions. The PRB increased Ar, Fe, Mn and Ur due to eroded overburden material in the lenses on the walls of the excavation and from the seep and sedimentation basin sediments transferred to the PRB. Oxidizing conditions favorable to mobilization of Ur exist when ORP is above -200 mV. Bicarbonate that is likely dominant in the near neutral pH conditions in the vicinity of the PRB can enhance Ur mobility. Redox cycling from fluctuating water table can cause Ur mobilization. Heterogeneity of groundwater inflow along the trench, contact with runoff of mine materials, and microbial activity all contribute to factors affecting degree of treatment within the PRB. The incorporation of the Pilot Study into a potential remedy for the Pedro Creek Sub-Basin, at its current scale and in absence of other actions, may require some modifications to facilitate handling of high spring inflows and additional treatment to address the transport of released uranium into the shallow groundwater and surface water. | Operation and maintenance cost, including remote monitoring (e.g., transducers, telemetry, and cameras) and performance monitoring (e.g., sampling, analysis, and reporting), ranges between $20,000 to $40,000 per month. The capital cost for the construction of the PRB and STC was approximately $1.2M including the media, trenching, infiltration gallery, cover, and stormwater controls, or roughly $180/cubic yard of reactive media (1,200 cubic yards for the PRB and 5,500 cubic yards for the STC). | System is seep treatment cell effluent to PRB. Treatment media: 50% granular support media, 12.5% chopped alfalfa hay, 37.5% woodchips/shavings. Average hydraulic conductivity of 8.8-116.2 ft/day in the media. Trench excavated to dry, silty-clay, weathered Dinwoody Formation material to prevent groundwater flow from bypassing under the PRB. Eroded overburden was encountered. Media placed to a depth of 2 ft bgs, covered by non-woven geotextile and 2 ft of Dinwoody Formation material. Infiltration gallery was constructed upgradient to the PRB, and overburden was encountered. Infiltration gallery was overexcavated and compacted Dinwoody Formation materials were used on the base and sidewalls to reduce water contact with the overburden. It was backfilled with coarse drain rock and covered with non-woven geotextile and Dinwoody Formation material. PRB is relatively easy to implement with readily available material and equipment but using the technology to treat seeps or shallow groundwater in close proximity to overburden disposal piles should be approached with caution. The presence of run-of-mine shales in and around excavations contributes to mobilization of unwanted constituents (e.g. arsenic, uranium) | The objectives for the Pilot Study are consistent with the preliminary Remedial Action Objectives (RAOs) for groundwater remedies at Conda. Based on observations from the 2019 and 2020 monitoring, modifications were made to the Pilot Study in fall of 2020. In coordination with the Agencies, it was decided that the modification will require further monitoring in 2021 to fully meet the Pilot Study objectives. 2018-2019 start up period had differing conditions from 2020-2021, and the conditions were not considered representative of long term trends, but reflect the capability of the media to rapidly reach redox and geochemical conditions that facilitate microbially mediated reduction. 2020-2021 are operational conditions. The treatment media contributes to total Ar, Fe and Mn concentrations above the MCLs and drinking water standards. Data indicate that the treatment media in the Seep Treatment Cell and PRB is capable of treating water entering the system with total Se concentrations as high as 6.87 mg/L as well as total Cd concentrations up to 0.00847 mg/L to levels below their respective MCLs. | None, other than those presented elsewhere | GW-61-MA to GM-60-MA is the upgradient to downgradient well pair in the northern flow path. Data collection for upgradient/downgradient wells is in some instances shifted by a day. Flow rate is the range of hydraulic conductivity along the preferential flow pathways.
Final Treatability Study Findings Report Field-Scale Permeable Reactive Barrier Pilot Study Conda/Woodall Mountain Mine | Conda/Woodall Mountain Mine | IDN001002862 | N/A | N/A | GM-60-MA | Former mining site | Permeable reactive barrier (PRB) with seep treatment cell pre-treatment | Passive | Permeable reactive barrier (PRB) | Pre-treatment | Overburden pile in the headwaters areas of Pedro Creek | Y | PRB with pre-treatment | Specific technologies not specified. PRB is chemical and microbially mediated processes that reduce selenate to selenite and then selenium. Treatment media includes a carbon source (i.e. woodchips), alfalfa hay, and inert sand. Seep treatment cell is pre-treatment cell with treatment media. | Access to the groundwater table is needed. Trench excavated through water-bearing zones of alluvial deposits and into underlying weathered bedrock. | Pilot | 2018-2021, modifications made in 2019 to address seepage | Potassium | K, dissolved | mg/L | N | N/A | [6 empty] | 14.4 | 0.95 | -1415.7895 |  |  |  | 0.97 | 2020 - 2021 Average, from operational period, not whole dataset | Data not provided | Data not provided | 9.43 | 2020 - 2021 Average, from operational period, not whole dataset | Data not provided | Data not provided | Data not provided | Downgradient | 6.77 | 0.01 | mg/L | 9 | °C | Data not provided | N/A | Data not provided | N/A | -226.1 | mV | 2514 | µmhos/cm | Turbidity = 15.67 | NTU | data not provided | data not provided | data not provided | data not provided | data not provided | data not provided | N/A | No groundwater comparison value | None, other than noted elsewhere | An insufficient amount of time since completion of the Pilot Study to adequately evaluate lifespan of the treatment media. The change in alkalinity can be used as an indicator of change in the ability of the media to treat selenium. Alkalinity remained relatively similar after 2 years of operation indicating that after 2 years of operation the microbially-mediated chemical reduction of selenium remains similar to the study onset. | Design had insufficient capacity to contain the flux of snow melt in addition to seep water. Soils in the area of the PRB are tight. In the future, when in an layered alluvial system, incorporate a gravel "pressure relief/effluent storage" zone on the downgradient edge to allow for increased ability to receive effluent water and/or flow onto the land surface if capacity is reached. The hydrogeological study was performed during fall low flow conditions as were the excavation and installation of the PRB bench. Additional water zones may be present during different water levels, so future design data collection should include a hydrogeological investigation in the spring to better characterize flux and water bearing zones in the aquifer during high water conditions. The PRB increased Ar, Fe, Mn and Ur due to eroded overburden material in the lenses on the walls of the excavation and from the seep and sedimentation basin sediments transferred to the PRB. Oxidizing conditions favorable to mobilization of Ur exist when ORP is above -200 mV. Bicarbonate that is likely dominant in the near neutral pH conditions in the vicinity of the PRB can enhance Ur mobility. Redox cycling from fluctuating water table can cause Ur mobilization. Heterogeneity of groundwater inflow along the trench, contact with runoff of mine materials, and microbial activity all contribute to factors affecting degree of treatment within the PRB. The incorporation of the Pilot Study into a potential remedy for the Pedro Creek Sub-Basin, at its current scale and in absence of other actions, may require some modifications to facilitate handling of high spring inflows and additional treatment to address the transport of released uranium into the shallow groundwater and surface water. | Operation and maintenance cost, including remote monitoring (e.g., transducers, telemetry, and cameras) and performance monitoring (e.g., sampling, analysis, and reporting), ranges between $20,000 to $40,000 per month. The capital cost for the construction of the PRB and STC was approximately $1.2M including the media, trenching, infiltration gallery, cover, and stormwater controls, or roughly $180/cubic yard of reactive media (1,200 cubic yards for the PRB and 5,500 cubic yards for the STC). | System is seep treatment cell effluent to PRB. Treatment media: 50% granular support media, 12.5% chopped alfalfa hay, 37.5% woodchips/shavings. Average hydraulic conductivity of 8.8-116.2 ft/day in the media. Trench excavated to dry, silty-clay, weathered Dinwoody Formation material to prevent groundwater flow from bypassing under the PRB. Eroded overburden was encountered. Media placed to a depth of 2 ft bgs, covered by non-woven geotextile and 2 ft of Dinwoody Formation material. Infiltration gallery was constructed upgradient to the PRB, and overburden was encountered. Infiltration gallery was overexcavated and compacted Dinwoody Formation materials were used on the base and sidewalls to reduce water contact with the overburden. It was backfilled with coarse drain rock and covered with non-woven geotextile and Dinwoody Formation material. PRB is relatively easy to implement with readily available material and equipment but using the technology to treat seeps or shallow groundwater in close proximity to overburden disposal piles should be approached with caution. The presence of run-of-mine shales in and around excavations contributes to mobilization of unwanted constituents (e.g. arsenic, uranium) | The objectives for the Pilot Study are consistent with the preliminary Remedial Action Objectives (RAOs) for groundwater remedies at Conda. Based on observations from the 2019 and 2020 monitoring, modifications were made to the Pilot Study in fall of 2020. In coordination with the Agencies, it was decided that the modification will require further monitoring in 2021 to fully meet the Pilot Study objectives. 2018-2019 start up period had differing conditions from 2020-2021, and the conditions were not considered representative of long term trends, but reflect the capability of the media to rapidly reach redox and geochemical conditions that facilitate microbially mediated reduction. 2020-2021 are operational conditions. The treatment media contributes to total Ar, Fe and Mn concentrations above the MCLs and drinking water standards. Data indicate that the treatment media in the Seep Treatment Cell and PRB is capable of treating water entering the system with total Se concentrations as high as 6.87 mg/L as well as total Cd concentrations up to 0.00847 mg/L to levels below their respective MCLs. | None, other than those presented elsewhere | GW-61-MA to GM-60-MA is the upgradient to downgradient well pair in the northern flow path. Data collection for upgradient/downgradient wells is in some instances shifted by a day. Flow rate is the range of hydraulic conductivity along the preferential flow pathways.
Final Treatability Study Findings Report Field-Scale Permeable Reactive Barrier Pilot Study Conda/Woodall Mountain Mine | Conda/Woodall Mountain Mine | IDN001002862 | N/A | N/A | GM-60-MA | Former mining site | Permeable reactive barrier (PRB) with seep treatment cell pre-treatment | Passive | Permeable reactive barrier (PRB) | Pre-treatment | Overburden pile in the headwaters areas of Pedro Creek | Y | PRB with pre-treatment | Specific technologies not specified. PRB is chemical and microbially mediated processes that reduce selenate to selenite and then selenium. Treatment media includes a carbon source (i.e. woodchips), alfalfa hay, and inert sand. Seep treatment cell is pre-treatment cell with treatment media. | Access to the groundwater table is needed. Trench excavated through water-bearing zones of alluvial deposits and into underlying weathered bedrock. | Pilot | 2018-2021, modifications made in 2019 to address seepage | Potassium | K, dissolved | mg/L | N | N/A | [9 empty] | 2.96 | 1.07 | -176.6355 | 0.97 | 2020 - 2021 Average, from operational period, not whole dataset | Data not provided | Data not provided | 9.43 | 2020 - 2021 Average, from operational period, not whole dataset | Data not provided | Data not provided | Data not provided | Downgradient | 7.29 | 0.1 | mg/L | 11.98 | °C | Data not provided | N/A | Data not provided | N/A | -111 | mV | 1898.7 | µmhos/cm | Turbidity = 11.96 | NTU | data not provided | data not provided | data not provided | data not provided | data not provided | data not provided | N/A | No groundwater comparison value | None, other than noted elsewhere | An insufficient amount of time since completion of the Pilot Study to adequately evaluate lifespan of the treatment media. The change in alkalinity can be used as an indicator of change in the ability of the media to treat selenium. Alkalinity remained relatively similar after 2 years of operation indicating that after 2 years of operation the microbially-mediated chemical reduction of selenium remains similar to the study onset. | Design had insufficient capacity to contain the flux of snow melt in addition to seep water. Soils in the area of the PRB are tight. In the future, when in an layered alluvial system, incorporate a gravel "pressure relief/effluent storage" zone on the downgradient edge to allow for increased ability to receive effluent water and/or flow onto the land surface if capacity is reached. The hydrogeological study was performed during fall low flow conditions as were the excavation and installation of the PRB bench. Additional water zones may be present during different water levels, so future design data collection should include a hydrogeological investigation in the spring to better characterize flux and water bearing zones in the aquifer during high water conditions. The PRB increased Ar, Fe, Mn and Ur due to eroded overburden material in the lenses on the walls of the excavation and from the seep and sedimentation basin sediments transferred to the PRB. Oxidizing conditions favorable to mobilization of Ur exist when ORP is above -200 mV. Bicarbonate that is likely dominant in the near neutral pH conditions in the vicinity of the PRB can enhance Ur mobility. Redox cycling from fluctuating water table can cause Ur mobilization. Heterogeneity of groundwater inflow along the trench, contact with runoff of mine materials, and microbial activity all contribute to factors affecting degree of treatment within the PRB. The incorporation of the Pilot Study into a potential remedy for the Pedro Creek Sub-Basin, at its current scale and in absence of other actions, may require some modifications to facilitate handling of high spring inflows and additional treatment to address the transport of released uranium into the shallow groundwater and surface water. | Operation and maintenance cost, including remote monitoring (e.g., transducers, telemetry, and cameras) and performance monitoring (e.g., sampling, analysis, and reporting), ranges between $20,000 to $40,000 per month. The capital cost for the construction of the PRB and STC was approximately $1.2M including the media, trenching, infiltration gallery, cover, and stormwater controls, or roughly $180/cubic yard of reactive media (1,200 cubic yards for the PRB and 5,500 cubic yards for the STC). | System is seep treatment cell effluent to PRB. Treatment media: 50% granular support media, 12.5% chopped alfalfa hay, 37.5% woodchips/shavings. Average hydraulic conductivity of 8.8-116.2 ft/day in the media. Trench excavated to dry, silty-clay, weathered Dinwoody Formation material to prevent groundwater flow from bypassing under the PRB. Eroded overburden was encountered. Media placed to a depth of 2 ft bgs, covered by non-woven geotextile and 2 ft of Dinwoody Formation material. Infiltration gallery was constructed upgradient to the PRB, and overburden was encountered. Infiltration gallery was overexcavated and compacted Dinwoody Formation materials were used on the base and sidewalls to reduce water contact with the overburden. It was backfilled with coarse drain rock and covered with non-woven geotextile and Dinwoody Formation material. PRB is relatively easy to implement with readily available material and equipment but using the technology to treat seeps or shallow groundwater in close proximity to overburden disposal piles should be approached with caution. The presence of run-of-mine shales in and around excavations contributes to mobilization of unwanted constituents (e.g. arsenic, uranium) | The objectives for the Pilot Study are consistent with the preliminary Remedial Action Objectives (RAOs) for groundwater remedies at Conda. Based on observations from the 2019 and 2020 monitoring, modifications were made to the Pilot Study in fall of 2020. In coordination with the Agencies, it was decided that the modification will require further monitoring in 2021 to fully meet the Pilot Study objectives. 2018-2019 start up period had differing conditions from 2020-2021, and the conditions were not considered representative of long term trends, but reflect the capability of the media to rapidly reach redox and geochemical conditions that facilitate microbially mediated reduction. 2020-2021 are operational conditions. The treatment media contributes to total Ar, Fe and Mn concentrations above the MCLs and drinking water standards. Data indicate that the treatment media in the Seep Treatment Cell and PRB is capable of treating water entering the system with total Se concentrations as high as 6.87 mg/L as well as total Cd concentrations up to 0.00847 mg/L to levels below their respective MCLs. | None, other than those presented elsewhere | GW-61-MA to GM-60-MA is the upgradient to downgradient well pair in the northern flow path. Data collection for upgradient/downgradient wells is in some instances shifted by a day. Flow rate is the range of hydraulic conductivity along the preferential flow pathways.
Final Treatability Study Findings Report Field-Scale Permeable Reactive Barrier Pilot Study Conda/Woodall Mountain Mine | Conda/Woodall Mountain Mine | IDN001002862 | N/A | N/A | GM-61-MA | Former mining site | Permeable reactive barrier (PRB) with seep treatment cell pre-treatment | Passive | Permeable reactive barrier (PRB) | Pre-treatment | Overburden pile in the headwaters areas of Pedro Creek | Y | PRB with pre-treatment | Specific technologies not specified. PRB is chemical and microbially mediated processes that reduce selenate to selenite and then selenium. Treatment media includes a carbon source (i.e. woodchips), alfalfa hay, and inert sand. Seep treatment cell is pre-treatment cell with treatment media. | Access to the groundwater table is needed. Trench excavated through water-bearing zones of alluvial deposits and into underlying weathered bedrock. | Pilot | 2018-2021, modifications made in 2019 to address seepage | Potassium | K, total | mg/L | N | N/A | 2.04 | 5.04 | -147.0588 | [9 empty] | 0.94 | 2020 - 2021 Average, from operational period, not whole dataset | Data not provided | Data not provided | 9.48 | 2020 - 2021 Average, from operational period, not whole dataset | Data not provided | Data not provided | Data not provided | Upgradient | 6.71 | 2.14 | mg/L | 8.5 | °C | Data not provided | N/A | Data not provided | N/A | 75.2 | mV | 1330 | µmhos/cm | None | N/A | data not provided | data not provided | data not provided | data not provided | data not provided | data not provided | N/A | No groundwater comparison value | None, other than noted elsewhere | An insufficient amount of time since completion of the Pilot Study to adequately evaluate lifespan of the treatment media. The change in alkalinity can be used as an indicator of change in the ability of the media to treat selenium. Alkalinity remained relatively similar after 2 years of operation indicating that after 2 years of operation the microbially-mediated chemical reduction of selenium remains similar to the study onset. | Design had insufficient capacity to contain the flux of snow melt in addition to seep water. Soils in the area of the PRB are tight. In the future, when in an layered alluvial system, incorporate a gravel "pressure relief/effluent storage" zone on the downgradient edge to allow for increased ability to receive effluent water and/or flow onto the land surface if capacity is reached. The hydrogeological study was performed during fall low flow conditions as were the excavation and installation of the PRB bench. Additional water zones may be present during different water levels, so future design data collection should include a hydrogeological investigation in the spring to better characterize flux and water bearing zones in the aquifer during high water conditions. The PRB increased Ar, Fe, Mn and Ur due to eroded overburden material in the lenses on the walls of the excavation and from the seep and sedimentation basin sediments transferred to the PRB. Oxidizing conditions favorable to mobilization of Ur exist when ORP is above -200 mV. Bicarbonate that is likely dominant in the near neutral pH conditions in the vicinity of the PRB can enhance Ur mobility. Redox cycling from fluctuating water table can cause Ur mobilization. Heterogeneity of groundwater inflow along the trench, contact with runoff of mine materials, and microbial activity all contribute to factors affecting degree of treatment within the PRB. The incorporation of the Pilot Study into a potential remedy for the Pedro Creek Sub-Basin, at its current scale and in absence of other actions, may require some modifications to facilitate handling of high spring inflows and additional treatment to address the transport of released uranium into the shallow groundwater and surface water. | Operation and maintenance cost, including remote monitoring (e.g., transducers, telemetry, and cameras) and performance monitoring (e.g., sampling, analysis, and reporting), ranges between $20,000 to $40,000 per month. The capital cost for the construction of the PRB and STC was approximately $1.2M including the media, trenching, infiltration gallery, cover, and stormwater controls, or roughly $180/cubic yard of reactive media (1,200 cubic yards for the PRB and 5,500 cubic yards for the STC). | System is seep treatment cell effluent to PRB. Treatment media: 50% granular support media, 12.5% chopped alfalfa hay, 37.5% woodchips/shavings. Average hydraulic conductivity of 8.8-116.2 ft/day in the media. Trench excavated to dry, silty-clay, weathered Dinwoody Formation material to prevent groundwater flow from bypassing under the PRB. Eroded overburden was encountered. Media placed to a depth of 2 ft bgs, covered by non-woven geotextile and 2 ft of Dinwoody Formation material. Infiltration gallery was constructed upgradient to the PRB, and overburden was encountered. Infiltration gallery was overexcavated and compacted Dinwoody Formation materials were used on the base and sidewalls to reduce water contact with the overburden. It was backfilled with coarse drain rock and covered with non-woven geotextile and Dinwoody Formation material. PRB is relatively easy to implement with readily available material and equipment but using the technology to treat seeps or shallow groundwater in close proximity to overburden disposal piles should be approached with caution. The presence of run-of-mine shales in and around excavations contributes to mobilization of unwanted constituents (e.g. arsenic, uranium) | The objectives for the Pilot Study are consistent with the preliminary Remedial Action Objectives (RAOs) for groundwater remedies at Conda. Based on observations from the 2019 and 2020 monitoring, modifications were made to the Pilot Study in fall of 2020. In coordination with the Agencies, it was decided that the modification will require further monitoring in 2021 to fully meet the Pilot Study objectives. 2018-2019 start up period had differing conditions from 2020-2021, and the conditions were not considered representative of long term trends, but reflect the capability of the media to rapidly reach redox and geochemical conditions that facilitate microbially mediated reduction. 2020-2021 are operational conditions. The treatment media contributes to total Ar, Fe and Mn concentrations above the MCLs and drinking water standards. Data indicate that the treatment media in the Seep Treatment Cell and PRB is capable of treating water entering the system with total Se concentrations as high as 6.87 mg/L as well as total Cd concentrations up to 0.00847 mg/L to levels below their respective MCLs. | None, other than those presented elsewhere | GW-61-MA to GM-60-MA is the upgradient to downgradient well pair in the northern flow path. Data collection for upgradient/downgradient wells is in some instances shifted by a day. Flow rate is the range of hydraulic conductivity along the preferential flow pathways.
Final Treatability Study Findings Report Field-Scale Permeable Reactive Barrier Pilot Study Conda/Woodall Mountain Mine | Conda/Woodall Mountain Mine | IDN001002862 | N/A | N/A | GM-61-MA | Former mining site | Permeable reactive barrier (PRB) with seep treatment cell pre-treatment | Passive | Permeable reactive barrier (PRB) | Pre-treatment | Overburden pile in the headwaters areas of Pedro Creek | Y | PRB with pre-treatment | Specific technologies not specified. PRB is chemical and microbially mediated processes that reduce selenate to selenite and then selenium. Treatment media includes a carbon source (i.e. woodchips), alfalfa hay, and inert sand. Seep treatment cell is pre-treatment cell with treatment media. | Access to the groundwater table is needed. Trench excavated through water-bearing zones of alluvial deposits and into underlying weathered bedrock. | Pilot | 2018-2021, modifications made in 2019 to address seepage | Potassium | K, total | mg/L | N | N/A |  |  |  | 0.63 | 8.32 | -1220.6349 | [6 empty] | 0.94 | 2020 - 2021 Average, from operational period, not whole dataset | Data not provided | Data not provided | 9.48 | 2020 - 2021 Average, from operational period, not whole dataset | Data not provided | Data not provided | Data not provided | Upgradient | 6.92 | -0.03 | mg/L | 9.1 | °C | Data not provided | N/A | Data not provided | N/A | 205.3 | mV | 1419 | µmhos/cm | Turbidity = 4 | NTU | data not provided | data not provided | data not provided | data not provided | data not provided | data not provided | N/A | No groundwater comparison value | None, other than noted elsewhere | An insufficient amount of time since completion of the Pilot Study to adequately evaluate lifespan of the treatment media. The change in alkalinity can be used as an indicator of change in the ability of the media to treat selenium. Alkalinity remained relatively similar after 2 years of operation indicating that after 2 years of operation the microbially-mediated chemical reduction of selenium remains similar to the study onset. | Design had insufficient capacity to contain the flux of snow melt in addition to seep water. Soils in the area of the PRB are tight. In the future, when in an layered alluvial system, incorporate a gravel "pressure relief/effluent storage" zone on the downgradient edge to allow for increased ability to receive effluent water and/or flow onto the land surface if capacity is reached. The hydrogeological study was performed during fall low flow conditions as were the excavation and installation of the PRB bench. Additional water zones may be present during different water levels, so future design data collection should include a hydrogeological investigation in the spring to better characterize flux and water bearing zones in the aquifer during high water conditions. The PRB increased Ar, Fe, Mn and Ur due to eroded overburden material in the lenses on the walls of the excavation and from the seep and sedimentation basin sediments transferred to the PRB. Oxidizing conditions favorable to mobilization of Ur exist when ORP is above -200 mV. Bicarbonate that is likely dominant in the near neutral pH conditions in the vicinity of the PRB can enhance Ur mobility. Redox cycling from fluctuating water table can cause Ur mobilization. Heterogeneity of groundwater inflow along the trench, contact with runoff of mine materials, and microbial activity all contribute to factors affecting degree of treatment within the PRB. The incorporation of the Pilot Study into a potential remedy for the Pedro Creek Sub-Basin, at its current scale and in absence of other actions, may require some modifications to facilitate handling of high spring inflows and additional treatment to address the transport of released uranium into the shallow groundwater and surface water. | Operation and maintenance cost, including remote monitoring (e.g., transducers, telemetry, and cameras) and performance monitoring (e.g., sampling, analysis, and reporting), ranges between $20,000 to $40,000 per month. The capital cost for the construction of the PRB and STC was approximately $1.2M including the media, trenching, infiltration gallery, cover, and stormwater controls, or roughly $180/cubic yard of reactive media (1,200 cubic yards for the PRB and 5,500 cubic yards for the STC). | System is seep treatment cell effluent to PRB. Treatment media: 50% granular support media, 12.5% chopped alfalfa hay, 37.5% woodchips/shavings. Average hydraulic conductivity of 8.8-116.2 ft/day in the media. Trench excavated to dry, silty-clay, weathered Dinwoody Formation material to prevent groundwater flow from bypassing under the PRB. Eroded overburden was encountered. Media placed to a depth of 2 ft bgs, covered by non-woven geotextile and 2 ft of Dinwoody Formation material. Infiltration gallery was constructed upgradient to the PRB, and overburden was encountered. Infiltration gallery was overexcavated and compacted Dinwoody Formation materials were used on the base and sidewalls to reduce water contact with the overburden. It was backfilled with coarse drain rock and covered with non-woven geotextile and Dinwoody Formation material. PRB is relatively easy to implement with readily available material and equipment but using the technology to treat seeps or shallow groundwater in close proximity to overburden disposal piles should be approached with caution. The presence of run-of-mine shales in and around excavations contributes to mobilization of unwanted constituents (e.g. arsenic, uranium) | The objectives for the Pilot Study are consistent with the preliminary Remedial Action Objectives (RAOs) for groundwater remedies at Conda. Based on observations from the 2019 and 2020 monitoring, modifications were made to the Pilot Study in fall of 2020. In coordination with the Agencies, it was decided that the modification will require further monitoring in 2021 to fully meet the Pilot Study objectives. 2018-2019 start up period had differing conditions from 2020-2021, and the conditions were not considered representative of long term trends, but reflect the capability of the media to rapidly reach redox and geochemical conditions that facilitate microbially mediated reduction. 2020-2021 are operational conditions. The treatment media contributes to total Ar, Fe and Mn concentrations above the MCLs and drinking water standards. Data indicate that the treatment media in the Seep Treatment Cell and PRB is capable of treating water entering the system with total Se concentrations as high as 6.87 mg/L as well as total Cd concentrations up to 0.00847 mg/L to levels below their respective MCLs. | None, other than those presented elsewhere | GW-61-MA to GM-60-MA is the upgradient to downgradient well pair in the northern flow path. Data collection for upgradient/downgradient wells is in some instances shifted by a day. Flow rate is the range of hydraulic conductivity along the preferential flow pathways.
Final Treatability Study Findings Report Field-Scale Permeable Reactive Barrier Pilot Study Conda/Woodall Mountain Mine | Conda/Woodall Mountain Mine | IDN001002862 | N/A | N/A | GM-60-MA | Former mining site | Permeable reactive barrier (PRB) with seep treatment cell pre-treatment | Passive | Permeable reactive barrier (PRB) | Pre-treatment | Overburden pile in the headwaters areas of Pedro Creek | Y | PRB with pre-treatment | Specific technologies not specified. PRB is chemical and microbially mediated processes that reduce selenate to selenite and then selenium. Treatment media includes a carbon source (i.e. woodchips), alfalfa hay, and inert sand. Seep treatment cell is pre-treatment cell with treatment media. | Access to the groundwater table is needed. Trench excavated through water-bearing zones of alluvial deposits and into underlying weathered bedrock. | Pilot | 2018-2021, modifications made in 2019 to address seepage | Potassium | K, total | mg/L | N | N/A | [6 empty] | 18 | 1.09 | -1551.3761 |  |  |  | 0.94 | 2020 - 2021 Average, from operational period, not whole dataset | Data not provided | Data not provided | 9.48 | 2020 - 2021 Average, from operational period, not whole dataset | Data not provided | Data not provided | Data not provided | Downgradient | 6.93 | 0.1 | mg/L | 10.8 | °C | Data not provided | N/A | Data not provided | N/A | -163.6 | mV | 2629 | µmhos/cm | Turbidity = 7.3 | NTU | data not provided | data not provided | data not provided | data not provided | data not provided | data not provided | N/A | No groundwater comparison value | None, other than noted elsewhere | An insufficient amount of time since completion of the Pilot Study to adequately evaluate lifespan of the treatment media. The change in alkalinity can be used as an indicator of change in the ability of the media to treat selenium. Alkalinity remained relatively similar after 2 years of operation indicating that after 2 years of operation the microbially-mediated chemical reduction of selenium remains similar to the study onset. | Design had insufficient capacity to contain the flux of snow melt in addition to seep water. Soils in the area of the PRB are tight. In the future, when in an layered alluvial system, incorporate a gravel "pressure relief/effluent storage" zone on the downgradient edge to allow for increased ability to receive effluent water and/or flow onto the land surface if capacity is reached. The hydrogeological study was performed during fall low flow conditions as were the excavation and installation of the PRB bench. Additional water zones may be present during different water levels, so future design data collection should include a hydrogeological investigation in the spring to better characterize flux and water bearing zones in the aquifer during high water conditions. The PRB increased Ar, Fe, Mn and Ur due to eroded overburden material in the lenses on the walls of the excavation and from the seep and sedimentation basin sediments transferred to the PRB. Oxidizing conditions favorable to mobilization of Ur exist when ORP is above -200 mV. Bicarbonate that is likely dominant in the near neutral pH conditions in the vicinity of the PRB can enhance Ur mobility. Redox cycling from fluctuating water table can cause Ur mobilization. Heterogeneity of groundwater inflow along the trench, contact with runoff of mine materials, and microbial activity all contribute to factors affecting degree of treatment within the PRB. The incorporation of the Pilot Study into a potential remedy for the Pedro Creek Sub-Basin, at its current scale and in absence of other actions, may require some modifications to facilitate handling of high spring inflows and additional treatment to address the transport of released uranium into the shallow groundwater and surface water. | Operation and maintenance cost, including remote monitoring (e.g., transducers, telemetry, and cameras) and performance monitoring (e.g., sampling, analysis, and reporting), ranges between $20,000 to $40,000 per month. The capital cost for the construction of the PRB and STC was approximately $1.2M including the media, trenching, infiltration gallery, cover, and stormwater controls, or roughly $180/cubic yard of reactive media (1,200 cubic yards for the PRB and 5,500 cubic yards for the STC). | System is seep treatment cell effluent to PRB. Treatment media: 50% granular support media, 12.5% chopped alfalfa hay, 37.5% woodchips/shavings. Average hydraulic conductivity of 8.8-116.2 ft/day in the media. Trench excavated to dry, silty-clay, weathered Dinwoody Formation material to prevent groundwater flow from bypassing under the PRB. Eroded overburden was encountered. Media placed to a depth of 2 ft bgs, covered by non-woven geotextile and 2 ft of Dinwoody Formation material. Infiltration gallery was constructed upgradient to the PRB, and overburden was encountered. Infiltration gallery was overexcavated and compacted Dinwoody Formation materials were used on the base and sidewalls to reduce water contact with the overburden. It was backfilled with coarse drain rock and covered with non-woven geotextile and Dinwoody Formation material. PRB is relatively easy to implement with readily available material and equipment but using the technology to treat seeps or shallow groundwater in close proximity to overburden disposal piles should be approached with caution. The presence of run-of-mine shales in and around excavations contributes to mobilization of unwanted constituents (e.g. arsenic, uranium) | The objectives for the Pilot Study are consistent with the preliminary Remedial Action Objectives (RAOs) for groundwater remedies at Conda. Based on observations from the 2019 and 2020 monitoring, modifications were made to the Pilot Study in fall of 2020. In coordination with the Agencies, it was decided that the modification will require further monitoring in 2021 to fully meet the Pilot Study objectives. 2018-2019 start up period had differing conditions from 2020-2021, and the conditions were not considered representative of long term trends, but reflect the capability of the media to rapidly reach redox and geochemical conditions that facilitate microbially mediated reduction. 2020-2021 are operational conditions. The treatment media contributes to total Ar, Fe and Mn concentrations above the MCLs and drinking water standards. Data indicate that the treatment media in the Seep Treatment Cell and PRB is capable of treating water entering the system with total Se concentrations as high as 6.87 mg/L as well as total Cd concentrations up to 0.00847 mg/L to levels below their respective MCLs. | None, other than those presented elsewhere | GW-61-MA to GM-60-MA is the upgradient to downgradient well pair in the northern flow path. Data collection for upgradient/downgradient wells is in some instances shifted by a day. Flow rate is the range of hydraulic conductivity along the preferential flow pathways.
Final Treatability Study Findings Report Field-Scale Permeable Reactive Barrier Pilot Study Conda/Woodall Mountain Mine | Conda/Woodall Mountain Mine | IDN001002862 | N/A | N/A | GM-60-MA | Former mining site | Permeable reactive barrier (PRB) with seep treatment cell pre-treatment | Passive | Permeable reactive barrier (PRB) | Pre-treatment | Overburden pile in the headwaters areas of Pedro Creek | Y | PRB with pre-treatment | Specific technologies not specified. PRB is chemical and microbially mediated processes that reduce selenate to selenite and then selenium. Treatment media includes a carbon source (i.e. woodchips), alfalfa hay, and inert sand. Seep treatment cell is pre-treatment cell with treatment media. | Access to the groundwater table is needed. Trench excavated through water-bearing zones of alluvial deposits and into underlying weathered bedrock. | Pilot | 2018-2021, modifications made in 2019 to address seepage | Potassium | K, total | mg/L | N | N/A | [9 empty] | 2.44 | 1.17 | -108.547 | 0.94 | 2020 - 2021 Average, from operational period, not whole dataset | Data not provided | Data not provided | 9.48 | 2020 - 2021 Average, from operational period, not whole dataset | Data not provided | Data not provided | Data not provided | Downgradient | 7.29 | 0.1 | mg/L | 11.98 | °C | Data not provided | N/A | Data not provided | N/A | -111 | mV | 1898.7 | µmhos/cm | Turbidity = 11.96 | NTU | data not provided | data not provided | data not provided | data not provided | data not provided | data not provided | N/A | No groundwater comparison value | None, other than noted elsewhere | An insufficient amount of time since completion of the Pilot Study to adequately evaluate lifespan of the treatment media. The change in alkalinity can be used as an indicator of change in the ability of the media to treat selenium. Alkalinity remained relatively similar after 2 years of operation indicating that after 2 years of operation the microbially-mediated chemical reduction of selenium remains similar to the study onset. | Design had insufficient capacity to contain the flux of snow melt in addition to seep water. Soils in the area of the PRB are tight. In the future, when in an layered alluvial system, incorporate a gravel "pressure relief/effluent storage" zone on the downgradient edge to allow for increased ability to receive effluent water and/or flow onto the land surface if capacity is reached. The hydrogeological study was performed during fall low flow conditions as were the excavation and installation of the PRB bench. Additional water zones may be present during different water levels, so future design data collection should include a hydrogeological investigation in the spring to better characterize flux and water bearing zones in the aquifer during high water conditions. The PRB increased Ar, Fe, Mn and Ur due to eroded overburden material in the lenses on the walls of the excavation and from the seep and sedimentation basin sediments transferred to the PRB. Oxidizing conditions favorable to mobilization of Ur exist when ORP is above -200 mV. Bicarbonate that is likely dominant in the near neutral pH conditions in the vicinity of the PRB can enhance Ur mobility. Redox cycling from fluctuating water table can cause Ur mobilization. Heterogeneity of groundwater inflow along the trench, contact with runoff of mine materials, and microbial activity all contribute to factors affecting degree of treatment within the PRB. The incorporation of the Pilot Study into a potential remedy for the Pedro Creek Sub-Basin, at its current scale and in absence of other actions, may require some modifications to facilitate handling of high spring inflows and additional treatment to address the transport of released uranium into the shallow groundwater and surface water. | Operation and maintenance cost, including remote monitoring (e.g., transducers, telemetry, and cameras) and performance monitoring (e.g., sampling, analysis, and reporting), ranges between $20,000 to $40,000 per month. The capital cost for the construction of the PRB and STC was approximately $1.2M including the media, trenching, infiltration gallery, cover, and stormwater controls, or roughly $180/cubic yard of reactive media (1,200 cubic yards for the PRB and 5,500 cubic yards for the STC). | System is seep treatment cell effluent to PRB. Treatment media: 50% granular support media, 12.5% chopped alfalfa hay, 37.5% woodchips/shavings. Average hydraulic conductivity of 8.8-116.2 ft/day in the media. Trench excavated to dry, silty-clay, weathered Dinwoody Formation material to prevent groundwater flow from bypassing under the PRB. Eroded overburden was encountered. Media placed to a depth of 2 ft bgs, covered by non-woven geotextile and 2 ft of Dinwoody Formation material. Infiltration gallery was constructed upgradient to the PRB, and overburden was encountered. Infiltration gallery was overexcavated and compacted Dinwoody Formation materials were used on the base and sidewalls to reduce water contact with the overburden. It was backfilled with coarse drain rock and covered with non-woven geotextile and Dinwoody Formation material. PRB is relatively easy to implement with readily available material and equipment but using the technology to treat seeps or shallow groundwater in close proximity to overburden disposal piles should be approached with caution. The presence of run-of-mine shales in and around excavations contributes to mobilization of unwanted constituents (e.g. arsenic, uranium) | The objectives for the Pilot Study are consistent with the preliminary Remedial Action Objectives (RAOs) for groundwater remedies at Conda. Based on observations from the 2019 and 2020 monitoring, modifications were made to the Pilot Study in fall of 2020. In coordination with the Agencies, it was decided that the modification will require further monitoring in 2021 to fully meet the Pilot Study objectives. 2018-2019 start up period had differing conditions from 2020-2021, and the conditions were not considered representative of long term trends, but reflect the capability of the media to rapidly reach redox and geochemical conditions that facilitate microbially mediated reduction. 2020-2021 are operational conditions. The treatment media contributes to total Ar, Fe and Mn concentrations above the MCLs and drinking water standards. Data indicate that the treatment media in the Seep Treatment Cell and PRB is capable of treating water entering the system with total Se concentrations as high as 6.87 mg/L as well as total Cd concentrations up to 0.00847 mg/L to levels below their respective MCLs. | None, other than those presented elsewhere | GW-61-MA to GM-60-MA is the upgradient to downgradient well pair in the northern flow path. Data collection for upgradient/downgradient wells is in some instances shifted by a day. Flow rate is the range of hydraulic conductivity along the preferential flow pathways.
Final Treatability Study Findings Report Field-Scale Permeable Reactive Barrier Pilot Study Conda/Woodall Mountain Mine | Conda/Woodall Mountain Mine | IDN001002862 | N/A | N/A | GM-61-MA | Former mining site | Permeable reactive barrier (PRB) with seep treatment cell pre-treatment | Passive | Permeable reactive barrier (PRB) | Pre-treatment | Overburden pile in the headwaters areas of Pedro Creek | Y | PRB with pre-treatment | Specific technologies not specified. PRB is chemical and microbially mediated processes that reduce selenate to selenite and then selenium. Treatment media includes a carbon source (i.e. woodchips), alfalfa hay, and inert sand. Seep treatment cell is pre-treatment cell with treatment media. | Access to the groundwater table is needed. Trench excavated through water-bearing zones of alluvial deposits and into underlying weathered bedrock. | Pilot | 2018-2021, modifications made in 2019 to address seepage | Ammonia | Ammonia (as N) | mg/L | N | N/A | ND | ND–6.54 | Not Applicable | [9 empty] | 0.017 | 2020 - 2021 Average, from operational period, not whole dataset | Data not provided | Data not provided | 1.84 | 2020 - 2021 Average, from operational period, not whole dataset | Data not provided | Data not provided | Data not provided | Upgradient | 6.64–7.41 | (-)0.3–6.29 | mg/L | 6.44–12.12 | °C | Data not provided | N/A | Data not provided | N/A | (-)226.6–240.5 | mV | 988.3–1,611.2 | µmhos/cm | Turbidity = 0.69–11.57 | NTU | data not provided | data not provided | data not provided | data not provided | data not provided | data not provided | N/A | No groundwater comparison value | None, other than noted elsewhere | An insufficient amount of time since completion of the Pilot Study to adequately evaluate lifespan of the treatment media. The change in alkalinity can be used as an indicator of change in the ability of the media to treat selenium. Alkalinity remained relatively similar after 2 years of operation indicating that after 2 years of operation the microbially-mediated chemical reduction of selenium remains similar to the study onset. | Design had insufficient capacity to contain the flux of snow melt in addition to seep water. Soils in the area of the PRB are tight. In the future, when in an layered alluvial system, incorporate a gravel "pressure relief/effluent storage" zone on the downgradient edge to allow for increased ability to receive effluent water and/or flow onto the land surface if capacity is reached. The hydrogeological study was performed during fall low flow conditions as were the excavation and installation of the PRB bench. Additional water zones may be present during different water levels, so future design data collection should include a hydrogeological investigation in the spring to better characterize flux and water bearing zones in the aquifer during high water conditions. The PRB increased Ar, Fe, Mn and Ur due to eroded overburden material in the lenses on the walls of the excavation and from the seep and sedimentation basin sediments transferred to the PRB. Oxidizing conditions favorable to mobilization of Ur exist when ORP is above -200 mV. Bicarbonate that is likely dominant in the near neutral pH conditions in the vicinity of the PRB can enhance Ur mobility. Redox cycling from fluctuating water table can cause Ur mobilization. Heterogeneity of groundwater inflow along the trench, contact with runoff of mine materials, and microbial activity all contribute to factors affecting degree of treatment within the PRB. The incorporation of the Pilot Study into a potential remedy for the Pedro Creek Sub-Basin, at its current scale and in absence of other actions, may require some modifications to facilitate handling of high spring inflows and additional treatment to address the transport of released uranium into the shallow groundwater and surface water. | Operation and maintenance cost, including remote monitoring (e.g., transducers, telemetry, and cameras) and performance monitoring (e.g., sampling, analysis, and reporting), ranges between $20,000 to $40,000 per month. The capital cost for the construction of the PRB and STC was approximately $1.2M including the media, trenching, infiltration gallery, cover, and stormwater controls, or roughly $180/cubic yard of reactive media (1,200 cubic yards for the PRB and 5,500 cubic yards for the STC). | System is seep treatment cell effluent to PRB. Treatment media: 50% granular support media, 12.5% chopped alfalfa hay, 37.5% woodchips/shavings. Average hydraulic conductivity of 8.8-116.2 ft/day in the media. Trench excavated to dry, silty-clay, weathered Dinwoody Formation material to prevent groundwater flow from bypassing under the PRB. Eroded overburden was encountered. Media placed to a depth of 2 ft bgs, covered by non-woven geotextile and 2 ft of Dinwoody Formation material. Infiltration gallery was constructed upgradient to the PRB, and overburden was encountered. Infiltration gallery was overexcavated and compacted Dinwoody Formation materials were used on the base and sidewalls to reduce water contact with the overburden. It was backfilled with coarse drain rock and covered with non-woven geotextile and Dinwoody Formation material. PRB is relatively easy to implement with readily available material and equipment but using the technology to treat seeps or shallow groundwater in close proximity to overburden disposal piles should be approached with caution. The presence of run-of-mine shales in and around excavations contributes to mobilization of unwanted constituents (e.g. arsenic, uranium) | The objectives for the Pilot Study are consistent with the preliminary Remedial Action Objectives (RAOs) for groundwater remedies at Conda. Based on observations from the 2019 and 2020 monitoring, modifications were made to the Pilot Study in fall of 2020. In coordination with the Agencies, it was decided that the modification will require further monitoring in 2021 to fully meet the Pilot Study objectives. 2018-2019 start up period had differing conditions from 2020-2021, and the conditions were not considered representative of long term trends, but reflect the capability of the media to rapidly reach redox and geochemical conditions that facilitate microbially mediated reduction. 2020-2021 are operational conditions. The treatment media contributes to total Ar, Fe and Mn concentrations above the MCLs and drinking water standards. Data indicate that the treatment media in the Seep Treatment Cell and PRB is capable of treating water entering the system with total Se concentrations as high as 6.87 mg/L as well as total Cd concentrations up to 0.00847 mg/L to levels below their respective MCLs. | None, other than those presented elsewhere | GW-61-MA to GM-60-MA is the upgradient to downgradient well pair in the northern flow path. Data collection for upgradient/downgradient wells is in some instances shifted by a day. Flow rate is the range of hydraulic conductivity along the preferential flow pathways. ND = Non detect. ND value is 0.013-0.034 mg/L.
Final Treatability Study Findings Report Field-Scale Permeable Reactive Barrier Pilot Study Conda/Woodall Mountain Mine | Conda/Woodall Mountain Mine | IDN001002862 | N/A | N/A | GM-61-MA | Former mining site | Permeable reactive barrier (PRB) with seep treatment cell pre-treatment | Passive | Permeable reactive barrier (PRB) | Pre-treatment | Overburden pile in the headwaters areas of Pedro Creek | Y | PRB with pre-treatment | Specific technologies not specified. PRB is chemical and microbially mediated processes that reduce selenate to selenite and then selenium. Treatment media includes a carbon source (i.e. woodchips), alfalfa hay, and inert sand. Seep treatment cell is pre-treatment cell with treatment media. | Access to the groundwater table is needed. Trench excavated through water-bearing zones of alluvial deposits and into underlying weathered bedrock. | Pilot | 2018-2021, modifications made in 2019 to address seepage | Ammonia | Ammonia (as N) | mg/L | N | N/A |  |  |  | ND | ND–6.54 | Not Applicable | [6 empty] | 0.017 | 2020 - 2021 Average, from operational period, not whole dataset | Data not provided | Data not provided | 1.84 | 2020 - 2021 Average, from operational period, not whole dataset | Data not provided | Data not provided | Data not provided | Upgradient | 6.64–7.41 | (-)0.3–6.29 | mg/L | 6.44–12.12 | °C | Data not provided | N/A | Data not provided | N/A | (-)226.6–240.5 | mV | 988.3–1,611.2 | µmhos/cm | Turbidity = 0.69–11.57 | NTU | data not provided | data not provided | data not provided | data not provided | data not provided | data not provided | N/A | No groundwater comparison value | None, other than noted elsewhere | An insufficient amount of time since completion of the Pilot Study to adequately evaluate lifespan of the treatment media. The change in alkalinity can be used as an indicator of change in the ability of the media to treat selenium. Alkalinity remained relatively similar after 2 years of operation indicating that after 2 years of operation the microbially-mediated chemical reduction of selenium remains similar to the study onset. | Design had insufficient capacity to contain the flux of snow melt in addition to seep water. Soils in the area of the PRB are tight. In the future, when in an layered alluvial system, incorporate a gravel "pressure relief/effluent storage" zone on the downgradient edge to allow for increased ability to receive effluent water and/or flow onto the land surface if capacity is reached. The hydrogeological study was performed during fall low flow conditions as were the excavation and installation of the PRB bench. Additional water zones may be present during different water levels, so future design data collection should include a hydrogeological investigation in the spring to better characterize flux and water bearing zones in the aquifer during high water conditions. The PRB increased Ar, Fe, Mn and Ur due to eroded overburden material in the lenses on the walls of the excavation and from the seep and sedimentation basin sediments transferred to the PRB. Oxidizing conditions favorable to mobilization of Ur exist when ORP is above -200 mV. Bicarbonate that is likely dominant in the near neutral pH conditions in the vicinity of the PRB can enhance Ur mobility. Redox cycling from fluctuating water table can cause Ur mobilization. Heterogeneity of groundwater inflow along the trench, contact with runoff of mine materials, and microbial activity all contribute to factors affecting degree of treatment within the PRB. The incorporation of the Pilot Study into a potential remedy for the Pedro Creek Sub-Basin, at its current scale and in absence of other actions, may require some modifications to facilitate handling of high spring inflows and additional treatment to address the transport of released uranium into the shallow groundwater and surface water. | Operation and maintenance cost, including remote monitoring (e.g., transducers, telemetry, and cameras) and performance monitoring (e.g., sampling, analysis, and reporting), ranges between $20,000 to $40,000 per month. The capital cost for the construction of the PRB and STC was approximately $1.2M including the media, trenching, infiltration gallery, cover, and stormwater controls, or roughly $180/cubic yard of reactive media (1,200 cubic yards for the PRB and 5,500 cubic yards for the STC). | System is seep treatment cell effluent to PRB. Treatment media: 50% granular support media, 12.5% chopped alfalfa hay, 37.5% woodchips/shavings. Average hydraulic conductivity of 8.8-116.2 ft/day in the media. Trench excavated to dry, silty-clay, weathered Dinwoody Formation material to prevent groundwater flow from bypassing under the PRB. Eroded overburden was encountered. Media placed to a depth of 2 ft bgs, covered by non-woven geotextile and 2 ft of Dinwoody Formation material. Infiltration gallery was constructed upgradient to the PRB, and overburden was encountered. Infiltration gallery was overexcavated and compacted Dinwoody Formation materials were used on the base and sidewalls to reduce water contact with the overburden. It was backfilled with coarse drain rock and covered with non-woven geotextile and Dinwoody Formation material. PRB is relatively easy to implement with readily available material and equipment but using the technology to treat seeps or shallow groundwater in close proximity to overburden disposal piles should be approached with caution. The presence of run-of-mine shales in and around excavations contributes to mobilization of unwanted constituents (e.g. arsenic, uranium) | The objectives for the Pilot Study are consistent with the preliminary Remedial Action Objectives (RAOs) for groundwater remedies at Conda. Based on observations from the 2019 and 2020 monitoring, modifications were made to the Pilot Study in fall of 2020. In coordination with the Agencies, it was decided that the modification will require further monitoring in 2021 to fully meet the Pilot Study objectives. 2018-2019 start up period had differing conditions from 2020-2021, and the conditions were not considered representative of long term trends, but reflect the capability of the media to rapidly reach redox and geochemical conditions that facilitate microbially mediated reduction. 2020-2021 are operational conditions. The treatment media contributes to total Ar, Fe and Mn concentrations above the MCLs and drinking water standards. Data indicate that the treatment media in the Seep Treatment Cell and PRB is capable of treating water entering the system with total Se concentrations as high as 6.87 mg/L as well as total Cd concentrations up to 0.00847 mg/L to levels below their respective MCLs. | None, other than those presented elsewhere | GW-61-MA to GM-60-MA is the upgradient to downgradient well pair in the northern flow path. Data collection for upgradient/downgradient wells is in some instances shifted by a day. Flow rate is the range of hydraulic conductivity along the preferential flow pathways. ND = Non detect. ND value is 0.013-0.034 mg/L.
Final Treatability Study Findings Report Field-Scale Permeable Reactive Barrier Pilot Study Conda/Woodall Mountain Mine | Conda/Woodall Mountain Mine | IDN001002862 | N/A | N/A | GM-60-MA | Former mining site | Permeable reactive barrier (PRB) with seep treatment cell pre-treatment | Passive | Permeable reactive barrier (PRB) | Pre-treatment | Overburden pile in the headwaters areas of Pedro Creek | Y | PRB with pre-treatment | Specific technologies not specified. PRB is chemical and microbially mediated processes that reduce selenate to selenite and then selenium. Treatment media includes a carbon source (i.e. woodchips), alfalfa hay, and inert sand. Seep treatment cell is pre-treatment cell with treatment media. | Access to the groundwater table is needed. Trench excavated through water-bearing zones of alluvial deposits and into underlying weathered bedrock. | Pilot | 2018-2021, modifications made in 2019 to address seepage | Ammonia | Ammonia (as N) | mg/L | N | N/A | [6 empty] | 6.54 | ND | Not Applicable |  |  |  | 0.017 | 2020 - 2021 Average, from operational period, not whole dataset | Data not provided | Data not provided | 1.84 | 2020 - 2021 Average, from operational period, not whole dataset | Data not provided | Data not provided | Data not provided | Downgradient | 6.93 | 0.1 | mg/L | 10.8 | °C | Data not provided | N/A | Data not provided | N/A | -163.6 | mV | 2629 | µmhos/cm | Turbidity = 7.3 | NTU | data not provided | data not provided | data not provided | data not provided | data not provided | data not provided | N/A | No groundwater comparison value | None, other than noted elsewhere | An insufficient amount of time since completion of the Pilot Study to adequately evaluate lifespan of the treatment media. The change in alkalinity can be used as an indicator of change in the ability of the media to treat selenium. Alkalinity remained relatively similar after 2 years of operation indicating that after 2 years of operation the microbially-mediated chemical reduction of selenium remains similar to the study onset. | Design had insufficient capacity to contain the flux of snow melt in addition to seep water. Soils in the area of the PRB are tight. In the future, when in an layered alluvial system, incorporate a gravel "pressure relief/effluent storage" zone on the downgradient edge to allow for increased ability to receive effluent water and/or flow onto the land surface if capacity is reached. The hydrogeological study was performed during fall low flow conditions as were the excavation and installation of the PRB bench. Additional water zones may be present during different water levels, so future design data collection should include a hydrogeological investigation in the spring to better characterize flux and water bearing zones in the aquifer during high water conditions. The PRB increased Ar, Fe, Mn and Ur due to eroded overburden material in the lenses on the walls of the excavation and from the seep and sedimentation basin sediments transferred to the PRB. Oxidizing conditions favorable to mobilization of Ur exist when ORP is above -200 mV. Bicarbonate that is likely dominant in the near neutral pH conditions in the vicinity of the PRB can enhance Ur mobility. Redox cycling from fluctuating water table can cause Ur mobilization. Heterogeneity of groundwater inflow along the trench, contact with runoff of mine materials, and microbial activity all contribute to factors affecting degree of treatment within the PRB. The incorporation of the Pilot Study into a potential remedy for the Pedro Creek Sub-Basin, at its current scale and in absence of other actions, may require some modifications to facilitate handling of high spring inflows and additional treatment to address the transport of released uranium into the shallow groundwater and surface water. | Operation and maintenance cost, including remote monitoring (e.g., transducers, telemetry, and cameras) and performance monitoring (e.g., sampling, analysis, and reporting), ranges between $20,000 to $40,000 per month. The capital cost for the construction of the PRB and STC was approximately $1.2M including the media, trenching, infiltration gallery, cover, and stormwater controls, or roughly $180/cubic yard of reactive media (1,200 cubic yards for the PRB and 5,500 cubic yards for the STC). | System is seep treatment cell effluent to PRB. Treatment media: 50% granular support media, 12.5% chopped alfalfa hay, 37.5% woodchips/shavings. Average hydraulic conductivity of 8.8-116.2 ft/day in the media. Trench excavated to dry, silty-clay, weathered Dinwoody Formation material to prevent groundwater flow from bypassing under the PRB. Eroded overburden was encountered. Media placed to a depth of 2 ft bgs, covered by non-woven geotextile and 2 ft of Dinwoody Formation material. Infiltration gallery was constructed upgradient to the PRB, and overburden was encountered. Infiltration gallery was overexcavated and compacted Dinwoody Formation materials were used on the base and sidewalls to reduce water contact with the overburden. It was backfilled with coarse drain rock and covered with non-woven geotextile and Dinwoody Formation material. PRB is relatively easy to implement with readily available material and equipment but using the technology to treat seeps or shallow groundwater in close proximity to overburden disposal piles should be approached with caution. The presence of run-of-mine shales in and around excavations contributes to mobilization of unwanted constituents (e.g. arsenic, uranium) | The objectives for the Pilot Study are consistent with the preliminary Remedial Action Objectives (RAOs) for groundwater remedies at Conda. Based on observations from the 2019 and 2020 monitoring, modifications were made to the Pilot Study in fall of 2020. In coordination with the Agencies, it was decided that the modification will require further monitoring in 2021 to fully meet the Pilot Study objectives. 2018-2019 start up period had differing conditions from 2020-2021, and the conditions were not considered representative of long term trends, but reflect the capability of the media to rapidly reach redox and geochemical conditions that facilitate microbially mediated reduction. 2020-2021 are operational conditions. The treatment media contributes to total Ar, Fe and Mn concentrations above the MCLs and drinking water standards. Data indicate that the treatment media in the Seep Treatment Cell and PRB is capable of treating water entering the system with total Se concentrations as high as 6.87 mg/L as well as total Cd concentrations up to 0.00847 mg/L to levels below their respective MCLs. | None, other than those presented elsewhere | GW-61-MA to GM-60-MA is the upgradient to downgradient well pair in the northern flow path. Data collection for upgradient/downgradient wells is in some instances shifted by a day. Flow rate is the range of hydraulic conductivity along the preferential flow pathways. ND = Non detect. ND value is 0.03 mg/L.
Final Treatability Study Findings Report Field-Scale Permeable Reactive Barrier Pilot Study Conda/Woodall Mountain Mine | Conda/Woodall Mountain Mine | IDN001002862 | N/A | N/A | GM-60-MA | Former mining site | Permeable reactive barrier (PRB) with seep treatment cell pre-treatment | Passive | Permeable reactive barrier (PRB) | Pre-treatment | Overburden pile in the headwaters areas of Pedro Creek | Y | PRB with pre-treatment | Specific technologies not specified. PRB is chemical and microbially mediated processes that reduce selenate to selenite and then selenium. Treatment media includes a carbon source (i.e. woodchips), alfalfa hay, and inert sand. Seep treatment cell is pre-treatment cell with treatment media. | Access to the groundwater table is needed. Trench excavated through water-bearing zones of alluvial deposits and into underlying weathered bedrock. | Pilot | 2018-2021, modifications made in 2019 to address seepage | Ammonia | Ammonia (as N) | mg/L | N | N/A | [9 empty] | ND | ND | Not Applicable | 0.017 | 2020 - 2021 Average, from operational period, not whole dataset | Data not provided | Data not provided | 1.84 | 2020 - 2021 Average, from operational period, not whole dataset | Data not provided | Data not provided | Data not provided | Downgradient | 7.41 | 0.23 | mg/L | 7.44 | °C | Data not provided | N/A | Data not provided | N/A | -215 | mV | 2896.3 | µmhos/cm | Turbidity = 30.2 | NTU | data not provided | data not provided | data not provided | data not provided | data not provided | data not provided | N/A | No groundwater comparison value | None, other than noted elsewhere | An insufficient amount of time since completion of the Pilot Study to adequately evaluate lifespan of the treatment media. The change in alkalinity can be used as an indicator of change in the ability of the media to treat selenium. Alkalinity remained relatively similar after 2 years of operation indicating that after 2 years of operation the microbially-mediated chemical reduction of selenium remains similar to the study onset. | Design had insufficient capacity to contain the flux of snow melt in addition to seep water. Soils in the area of the PRB are tight. In the future, when in an layered alluvial system, incorporate a gravel "pressure relief/effluent storage" zone on the downgradient edge to allow for increased ability to receive effluent water and/or flow onto the land surface if capacity is reached. The hydrogeological study was performed during fall low flow conditions as were the excavation and installation of the PRB bench. Additional water zones may be present during different water levels, so future design data collection should include a hydrogeological investigation in the spring to better characterize flux and water bearing zones in the aquifer during high water conditions. The PRB increased Ar, Fe, Mn and Ur due to eroded overburden material in the lenses on the walls of the excavation and from the seep and sedimentation basin sediments transferred to the PRB. Oxidizing conditions favorable to mobilization of Ur exist when ORP is above -200 mV. Bicarbonate that is likely dominant in the near neutral pH conditions in the vicinity of the PRB can enhance Ur mobility. Redox cycling from fluctuating water table can cause Ur mobilization. Heterogeneity of groundwater inflow along the trench, contact with runoff of mine materials, and microbial activity all contribute to factors affecting degree of treatment within the PRB. The incorporation of the Pilot Study into a potential remedy for the Pedro Creek Sub-Basin, at its current scale and in absence of other actions, may require some modifications to facilitate handling of high spring inflows and additional treatment to address the transport of released uranium into the shallow groundwater and surface water. | Operation and maintenance cost, including remote monitoring (e.g., transducers, telemetry, and cameras) and performance monitoring (e.g., sampling, analysis, and reporting), ranges between $20,000 to $40,000 per month. The capital cost for the construction of the PRB and STC was approximately $1.2M including the media, trenching, infiltration gallery, cover, and stormwater controls, or roughly $180/cubic yard of reactive media (1,200 cubic yards for the PRB and 5,500 cubic yards for the STC). | System is seep treatment cell effluent to PRB. Treatment media: 50% granular support media, 12.5% chopped alfalfa hay, 37.5% woodchips/shavings. Average hydraulic conductivity of 8.8-116.2 ft/day in the media. Trench excavated to dry, silty-clay, weathered Dinwoody Formation material to prevent groundwater flow from bypassing under the PRB. Eroded overburden was encountered. Media placed to a depth of 2 ft bgs, covered by non-woven geotextile and 2 ft of Dinwoody Formation material. Infiltration gallery was constructed upgradient to the PRB, and overburden was encountered. Infiltration gallery was overexcavated and compacted Dinwoody Formation materials were used on the base and sidewalls to reduce water contact with the overburden. It was backfilled with coarse drain rock and covered with non-woven geotextile and Dinwoody Formation material. PRB is relatively easy to implement with readily available material and equipment but using the technology to treat seeps or shallow groundwater in close proximity to overburden disposal piles should be approached with caution. The presence of run-of-mine shales in and around excavations contributes to mobilization of unwanted constituents (e.g. arsenic, uranium) | The objectives for the Pilot Study are consistent with the preliminary Remedial Action Objectives (RAOs) for groundwater remedies at Conda. Based on observations from the 2019 and 2020 monitoring, modifications were made to the Pilot Study in fall of 2020. In coordination with the Agencies, it was decided that the modification will require further monitoring in 2021 to fully meet the Pilot Study objectives. 2018-2019 start up period had differing conditions from 2020-2021, and the conditions were not considered representative of long term trends, but reflect the capability of the media to rapidly reach redox and geochemical conditions that facilitate microbially mediated reduction. 2020-2021 are operational conditions. The treatment media contributes to total Ar, Fe and Mn concentrations above the MCLs and drinking water standards. Data indicate that the treatment media in the Seep Treatment Cell and PRB is capable of treating water entering the system with total Se concentrations as high as 6.87 mg/L as well as total Cd concentrations up to 0.00847 mg/L to levels below their respective MCLs. | None, other than those presented elsewhere | GW-61-MA to GM-60-MA is the upgradient to downgradient well pair in the northern flow path. Data collection for upgradient/downgradient wells is in some instances shifted by a day. Flow rate is the range of hydraulic conductivity along the preferential flow pathways. ND = Non detect. ND value is 0.03-0.04 mg/L.
Final Treatability Study Findings Report Field-Scale Permeable Reactive Barrier Pilot Study Conda/Woodall Mountain Mine | Conda/Woodall Mountain Mine | IDN001002862 | N/A | N/A | STC-NES5-EF | Former mining site | Permeable reactive barrier (PRB) with seep treatment cell pre-treatment | Passive | Permeable reactive barrier (PRB) | Pre-treatment | Overburden pile in the headwaters areas of Pedro Creek | Y | PRB with pre-treatment | Specific technologies not specified. PRB is chemical and microbially mediated processes that reduce selenate to selenite and then selenium. Treatment media includes a carbon source (i.e. woodchips), alfalfa hay, and inert sand. Seep treatment cell is pre-treatment cell with treatment media. | Access to the groundwater table is needed. Trench excavated through water-bearing zones of alluvial deposits and into underlying weathered bedrock. | Pilot | 2018-2021, modifications made in 2019 to address seepage | DOC | Dissolved Organic Carbon | mg/L | N | N/A | 843 | 95.9 | 88.624 | [9 empty] | 30.4 | 2020 - 2021 Average, from operational period, not whole dataset | Data not provided | Data not provided | 12 | 2020 - 2021 Average, from operational period, not whole dataset | Data not provided | Data not provided | Data not provided | Upgradient | 6.67 | 4.08 | mg/L | 11.5 | °C | Data not provided | N/A | Data not provided | N/A | -76.5 | mV | 3328 | µmhos/cm | Turbidity = 205 | NTU | data not provided | data not provided | data not provided | data not provided | data not provided | data not provided | N/A | No groundwater comparison value | No samples were collected at STC-NES5-EF between November 2018 and April 2019. | An insufficient amount of time since completion of the Pilot Study to adequately evaluate lifespan of the treatment media. The change in alkalinity can be used as an indicator of change in the ability of the media to treat selenium. Alkalinity remained relatively similar after 2 years of operation indicating that after 2 years of operation the microbially-mediated chemical reduction of selenium remains similar to the study onset. | Design had insufficient capacity to contain the flux of snow melt in addition to seep water. Soils in the area of the PRB are tight. In the future, when in an layered alluvial system, incorporate a gravel "pressure relief/effluent storage" zone on the downgradient edge to allow for increased ability to receive effluent water and/or flow onto the land surface if capacity is reached. The hydrogeological study was performed during fall low flow conditions as were the excavation and installation of the PRB bench. Additional water zones may be present during different water levels, so future design data collection should include a hydrogeological investigation in the spring to better characterize flux and water bearing zones in the aquifer during high water conditions. The PRB increased Ar, Fe, Mn and Ur due to eroded overburden material in the lenses on the walls of the excavation and from the seep and sedimentation basin sediments transferred to the PRB. Oxidizing conditions favorable to mobilization of Ur exist when ORP is above -200 mV. Bicarbonate that is likely dominant in the near neutral pH conditions in the vicinity of the PRB can enhance Ur mobility. Redox cycling from fluctuating water table can cause Ur mobilization. Heterogeneity of groundwater inflow along the trench, contact with runoff of mine materials, and microbial activity all contribute to factors affecting degree of treatment within the PRB. The incorporation of the Pilot Study into a potential remedy for the Pedro Creek Sub-Basin, at its current scale and in absence of other actions, may require some modifications to facilitate handling of high spring inflows and additional treatment to address the transport of released uranium into the shallow groundwater and surface water. | Operation and maintenance cost, including remote monitoring (e.g., transducers, telemetry, and cameras) and performance monitoring (e.g., sampling, analysis, and reporting), ranges between $20,000 to $40,000 per month. The capital cost for the construction of the PRB and STC was approximately $1.2M including the media, trenching, infiltration gallery, cover, and stormwater controls, or roughly $180/cubic yard of reactive media (1,200 cubic yards for the PRB and 5,500 cubic yards for the STC). | System is seep treatment cell effluent to PRB. Treatment media: 50% granular support media, 12.5% chopped alfalfa hay, 37.5% woodchips/shavings. Average hydraulic conductivity of 8.8-116.2 ft/day in the media. Trench excavated to dry, silty-clay, weathered Dinwoody Formation material to prevent groundwater flow from bypassing under the PRB. Eroded overburden was encountered. Media placed to a depth of 2 ft bgs, covered by non-woven geotextile and 2 ft of Dinwoody Formation material. Infiltration gallery was constructed upgradient to the PRB, and overburden was encountered. Infiltration gallery was overexcavated and compacted Dinwoody Formation materials were used on the base and sidewalls to reduce water contact with the overburden. It was backfilled with coarse drain rock and covered with non-woven geotextile and Dinwoody Formation material. PRB is relatively easy to implement with readily available material and equipment but using the technology to treat seeps or shallow groundwater in close proximity to overburden disposal piles should be approached with caution. The presence of run-of-mine shales in and around excavations contributes to mobilization of unwanted constituents (e.g. arsenic, uranium) | The objectives for the Pilot Study are consistent with the preliminary Remedial Action Objectives (RAOs) for groundwater remedies at Conda. Based on observations from the 2019 and 2020 monitoring, modifications were made to the Pilot Study in fall of 2020. In coordination with the Agencies, it was decided that the modification will require further monitoring in 2021 to fully meet the Pilot Study objectives. 2018-2019 start up period had differing conditions from 2020-2021, and the conditions were not considered representative of long term trends, but reflect the capability of the media to rapidly reach redox and geochemical conditions that facilitate microbially mediated reduction. 2020-2021 are operational conditions. The treatment media contributes to total Ar, Fe and Mn concentrations above the MCLs and drinking water standards. Data indicate that the treatment media in the Seep Treatment Cell and PRB is capable of treating water entering the system with total Se concentrations as high as 6.87 mg/L as well as total Cd concentrations up to 0.00847 mg/L to levels below their respective MCLs. | None, other than those presented elsewhere | Effluent from the pretreatment STC (STC-NES5-EF) is the upgradient inflow through the central flow path. Data collection for upgradient/downgradient wells is in some instances shifted by 1-2 days. Reporting on effluents from Well 64 is only considered during the period that effluent from the pretreatment is available for comparison (June 2019-Oct 2021)
Final Treatability Study Findings Report Field-Scale Permeable Reactive Barrier Pilot Study Conda/Woodall Mountain Mine | Conda/Woodall Mountain Mine | IDN001002862 | N/A | N/A | STC-NES5-EF | Former mining site | Permeable reactive barrier (PRB) with seep treatment cell pre-treatment | Passive | Permeable reactive barrier (PRB) | Pre-treatment | Overburden pile in the headwaters areas of Pedro Creek | Y | PRB with pre-treatment | Specific technologies not specified. PRB is chemical and microbially mediated processes that reduce selenate to selenite and then selenium. Treatment media includes a carbon source (i.e. woodchips), alfalfa hay, and inert sand. Seep treatment cell is pre-treatment cell with treatment media. | Access to the groundwater table is needed. Trench excavated through water-bearing zones of alluvial deposits and into underlying weathered bedrock. | Pilot | 2018-2021, modifications made in 2019 to address seepage | DOC | Dissolved Organic Carbon | mg/L | N | N/A |  |  |  | 19.5 | 7.97 | 59.1282 | [6 empty] | 30.4 | 2020 - 2021 Average, from operational period, not whole dataset | Data not provided | Data not provided | 12 | 2020 - 2021 Average, from operational period, not whole dataset | Data not provided | Data not provided | Data not provided | Upgradient | 7.22 | 4.99 | mg/L | 21.4 | °C | Data not provided | N/A | Data not provided | N/A | -100.9 | mV | 2828 | µmhos/cm | Turbidity = 47 | NTU | data not provided | data not provided | data not provided | data not provided | data not provided | data not provided | N/A | No groundwater comparison value | No samples were collected at STC-NES5-EF between November 2018 and April 2019. | An insufficient amount of time since completion of the Pilot Study to adequately evaluate lifespan of the treatment media. The change in alkalinity can be used as an indicator of change in the ability of the media to treat selenium. Alkalinity remained relatively similar after 2 years of operation indicating that after 2 years of operation the microbially-mediated chemical reduction of selenium remains similar to the study onset. | Design had insufficient capacity to contain the flux of snow melt in addition to seep water. Soils in the area of the PRB are tight. In the future, when in an layered alluvial system, incorporate a gravel "pressure relief/effluent storage" zone on the downgradient edge to allow for increased ability to receive effluent water and/or flow onto the land surface if capacity is reached. The hydrogeological study was performed during fall low flow conditions as were the excavation and installation of the PRB bench. Additional water zones may be present during different water levels, so future design data collection should include a hydrogeological investigation in the spring to better characterize flux and water bearing zones in the aquifer during high water conditions. The PRB increased Ar, Fe, Mn and Ur due to eroded overburden material in the lenses on the walls of the excavation and from the seep and sedimentation basin sediments transferred to the PRB. Oxidizing conditions favorable to mobilization of Ur exist when ORP is above -200 mV. Bicarbonate that is likely dominant in the near neutral pH conditions in the vicinity of the PRB can enhance Ur mobility. Redox cycling from fluctuating water table can cause Ur mobilization. Heterogeneity of groundwater inflow along the trench, contact with runoff of mine materials, and microbial activity all contribute to factors affecting degree of treatment within the PRB. The incorporation of the Pilot Study into a potential remedy for the Pedro Creek Sub-Basin, at its current scale and in absence of other actions, may require some modifications to facilitate handling of high spring inflows and additional treatment to address the transport of released uranium into the shallow groundwater and surface water. | Operation and maintenance cost, including remote monitoring (e.g., transducers, telemetry, and cameras) and performance monitoring (e.g., sampling, analysis, and reporting), ranges between $20,000 to $40,000 per month. The capital cost for the construction of the PRB and STC was approximately $1.2M including the media, trenching, infiltration gallery, cover, and stormwater controls, or roughly $180/cubic yard of reactive media (1,200 cubic yards for the PRB and 5,500 cubic yards for the STC). | System is seep treatment cell effluent to PRB. Treatment media: 50% granular support media, 12.5% chopped alfalfa hay, 37.5% woodchips/shavings. Average hydraulic conductivity of 8.8-116.2 ft/day in the media. Trench excavated to dry, silty-clay, weathered Dinwoody Formation material to prevent groundwater flow from bypassing under the PRB. Eroded overburden was encountered. Media placed to a depth of 2 ft bgs, covered by non-woven geotextile and 2 ft of Dinwoody Formation material. Infiltration gallery was constructed upgradient to the PRB, and overburden was encountered. Infiltration gallery was overexcavated and compacted Dinwoody Formation materials were used on the base and sidewalls to reduce water contact with the overburden. It was backfilled with coarse drain rock and covered with non-woven geotextile and Dinwoody Formation material. PRB is relatively easy to implement with readily available material and equipment but using the technology to treat seeps or shallow groundwater in close proximity to overburden disposal piles should be approached with caution. The presence of run-of-mine shales in and around excavations contributes to mobilization of unwanted constituents (e.g. arsenic, uranium) | The objectives for the Pilot Study are consistent with the preliminary Remedial Action Objectives (RAOs) for groundwater remedies at Conda. Based on observations from the 2019 and 2020 monitoring, modifications were made to the Pilot Study in fall of 2020. In coordination with the Agencies, it was decided that the modification will require further monitoring in 2021 to fully meet the Pilot Study objectives. 2018-2019 start up period had differing conditions from 2020-2021, and the conditions were not considered representative of long term trends, but reflect the capability of the media to rapidly reach redox and geochemical conditions that facilitate microbially mediated reduction. 2020-2021 are operational conditions. The treatment media contributes to total Ar, Fe and Mn concentrations above the MCLs and drinking water standards. Data indicate that the treatment media in the Seep Treatment Cell and PRB is capable of treating water entering the system with total Se concentrations as high as 6.87 mg/L as well as total Cd concentrations up to 0.00847 mg/L to levels below their respective MCLs. | None, other than those presented elsewhere | Effluent from the pretreatment STC (STC-NES5-EF) is the upgradient inflow through the central flow path. Data collection for upgradient/downgradient wells is in some instances shifted by 1-2 days. Reporting on effluents from Well 64 is only considered during the period that effluent from the pretreatment is available for comparison (June 2019-Oct 2021)
Final Treatability Study Findings Report Field-Scale Permeable Reactive Barrier Pilot Study Conda/Woodall Mountain Mine | Conda/Woodall Mountain Mine | IDN001002862 | N/A | N/A | GW-64-MA | Former mining site | Permeable reactive barrier (PRB) with seep treatment cell pre-treatment | Passive | Permeable reactive barrier (PRB) | Pre-treatment | Overburden pile in the headwaters areas of Pedro Creek | Y | PRB with pre-treatment | Specific technologies not specified. PRB is chemical and microbially mediated processes that reduce selenate to selenite and then selenium. Treatment media includes a carbon source (i.e. woodchips), alfalfa hay, and inert sand. Seep treatment cell is pre-treatment cell with treatment media. | Access to the groundwater table is needed. Trench excavated through water-bearing zones of alluvial deposits and into underlying weathered bedrock. | Pilot | 2018-2021, modifications made in 2019 to address seepage | DOC | Dissolved Organic Carbon | mg/L | N | N/A | [6 empty] | 95.9 | 843 | 88.624 |  |  |  | 30.4 | 2020 - 2021 Average, from operational period, not whole dataset | Data not provided | Data not provided | 12 | 2020 - 2021 Average, from operational period, not whole dataset | Data not provided | Data not provided | Data not provided | Downgradient | 6.8 | 0 | mg/L | 10.1 | °C | Data not provided | N/A | Data not provided | N/A | -269.5 | mV | 2837 | µmhos/cm | Turbidity = 10.36 | NTU | data not provided | data not provided | data not provided | data not provided | data not provided | data not provided | N/A | No groundwater comparison value | No samples were collected at STC-NES5-EF between November 2018 and April 2019. | An insufficient amount of time since completion of the Pilot Study to adequately evaluate lifespan of the treatment media. The change in alkalinity can be used as an indicator of change in the ability of the media to treat selenium. Alkalinity remained relatively similar after 2 years of operation indicating that after 2 years of operation the microbially-mediated chemical reduction of selenium remains similar to the study onset. | Design had insufficient capacity to contain the flux of snow melt in addition to seep water. Soils in the area of the PRB are tight. In the future, when in an layered alluvial system, incorporate a gravel "pressure relief/effluent storage" zone on the downgradient edge to allow for increased ability to receive effluent water and/or flow onto the land surface if capacity is reached. The hydrogeological study was performed during fall low flow conditions as were the excavation and installation of the PRB bench. Additional water zones may be present during different water levels, so future design data collection should include a hydrogeological investigation in the spring to better characterize flux and water bearing zones in the aquifer during high water conditions. The PRB increased Ar, Fe, Mn and Ur due to eroded overburden material in the lenses on the walls of the excavation and from the seep and sedimentation basin sediments transferred to the PRB. Oxidizing conditions favorable to mobilization of Ur exist when ORP is above -200 mV. Bicarbonate that is likely dominant in the near neutral pH conditions in the vicinity of the PRB can enhance Ur mobility. Redox cycling from fluctuating water table can cause Ur mobilization. Heterogeneity of groundwater inflow along the trench, contact with runoff of mine materials, and microbial activity all contribute to factors affecting degree of treatment within the PRB. The incorporation of the Pilot Study into a potential remedy for the Pedro Creek Sub-Basin, at its current scale and in absence of other actions, may require some modifications to facilitate handling of high spring inflows and additional treatment to address the transport of released uranium into the shallow groundwater and surface water. | Operation and maintenance cost, including remote monitoring (e.g., transducers, telemetry, and cameras) and performance monitoring (e.g., sampling, analysis, and reporting), ranges between $20,000 to $40,000 per month. The capital cost for the construction of the PRB and STC was approximately $1.2M including the media, trenching, infiltration gallery, cover, and stormwater controls, or roughly $180/cubic yard of reactive media (1,200 cubic yards for the PRB and 5,500 cubic yards for the STC). | System is seep treatment cell effluent to PRB. Treatment media: 50% granular support media, 12.5% chopped alfalfa hay, 37.5% woodchips/shavings. Average hydraulic conductivity of 8.8-116.2 ft/day in the media. Trench excavated to dry, silty-clay, weathered Dinwoody Formation material to prevent groundwater flow from bypassing under the PRB. Eroded overburden was encountered. Media placed to a depth of 2 ft bgs, covered by non-woven geotextile and 2 ft of Dinwoody Formation material. Infiltration gallery was constructed upgradient to the PRB, and overburden was encountered. Infiltration gallery was overexcavated and compacted Dinwoody Formation materials were used on the base and sidewalls to reduce water contact with the overburden. It was backfilled with coarse drain rock and covered with non-woven geotextile and Dinwoody Formation material. PRB is relatively easy to implement with readily available material and equipment but using the technology to treat seeps or shallow groundwater in close proximity to overburden disposal piles should be approached with caution. The presence of run-of-mine shales in and around excavations contributes to mobilization of unwanted constituents (e.g. arsenic, uranium) | The objectives for the Pilot Study are consistent with the preliminary Remedial Action Objectives (RAOs) for groundwater remedies at Conda. Based on observations from the 2019 and 2020 monitoring, modifications were made to the Pilot Study in fall of 2020. In coordination with the Agencies, it was decided that the modification will require further monitoring in 2021 to fully meet the Pilot Study objectives. 2018-2019 start up period had differing conditions from 2020-2021, and the conditions were not considered representative of long term trends, but reflect the capability of the media to rapidly reach redox and geochemical conditions that facilitate microbially mediated reduction. 2020-2021 are operational conditions. The treatment media contributes to total Ar, Fe and Mn concentrations above the MCLs and drinking water standards. Data indicate that the treatment media in the Seep Treatment Cell and PRB is capable of treating water entering the system with total Se concentrations as high as 6.87 mg/L as well as total Cd concentrations up to 0.00847 mg/L to levels below their respective MCLs. | None, other than those presented elsewhere | Effluent from the pretreatment STC (STC-NES5-EF) is the upgradient inflow through the central flow path. Data collection for upgradient/downgradient wells is in some instances shifted by 1-2 days. Reporting on effluents from Well 64 is only considered during the period that effluent from the pretreatment is available for comparison (June 2019-Oct 2021)
Final Treatability Study Findings Report Field-Scale Permeable Reactive Barrier Pilot Study Conda/Woodall Mountain Mine | Conda/Woodall Mountain Mine | IDN001002862 | N/A | N/A | GW-64-MA | Former mining site | Permeable reactive barrier (PRB) with seep treatment cell pre-treatment | Passive | Permeable reactive barrier (PRB) | Pre-treatment | Overburden pile in the headwaters areas of Pedro Creek | Y | PRB with pre-treatment | Specific technologies not specified. PRB is chemical and microbially mediated processes that reduce selenate to selenite and then selenium. Treatment media includes a carbon source (i.e. woodchips), alfalfa hay, and inert sand. Seep treatment cell is pre-treatment cell with treatment media. | Access to the groundwater table is needed. Trench excavated through water-bearing zones of alluvial deposits and into underlying weathered bedrock. | Pilot | 2018-2021, modifications made in 2019 to address seepage | DOC | Dissolved Organic Carbon | mg/L | N | N/A | [9 empty] | 7.97 | 19.5 | 59.1282 | 30.4 | 2020 - 2021 Average, from operational period, not whole dataset | Data not provided | Data not provided | 12 | 2020 - 2021 Average, from operational period, not whole dataset | Data not provided | Data not provided | Data not provided | Downgradient | 6.8 | 0 | mg/L | 8.7 | °C | Data not provided | N/A | Data not provided | N/A | -185.5 | mV | 3007 | µmhos/cm | Turbidity = 52.3 | NTU | data not provided | data not provided | data not provided | data not provided | data not provided | data not provided | N/A | No groundwater comparison value | No samples were collected at STC-NES5-EF between November 2018 and April 2019. | An insufficient amount of time since completion of the Pilot Study to adequately evaluate lifespan of the treatment media. The change in alkalinity can be used as an indicator of change in the ability of the media to treat selenium. Alkalinity remained relatively similar after 2 years of operation indicating that after 2 years of operation the microbially-mediated chemical reduction of selenium remains similar to the study onset. | Design had insufficient capacity to contain the flux of snow melt in addition to seep water. Soils in the area of the PRB are tight. In the future, when in an layered alluvial system, incorporate a gravel "pressure relief/effluent storage" zone on the downgradient edge to allow for increased ability to receive effluent water and/or flow onto the land surface if capacity is reached. The hydrogeological study was performed during fall low flow conditions as were the excavation and installation of the PRB bench. Additional water zones may be present during different water levels, so future design data collection should include a hydrogeological investigation in the spring to better characterize flux and water bearing zones in the aquifer during high water conditions. The PRB increased Ar, Fe, Mn and Ur due to eroded overburden material in the lenses on the walls of the excavation and from the seep and sedimentation basin sediments transferred to the PRB. Oxidizing conditions favorable to mobilization of Ur exist when ORP is above -200 mV. Bicarbonate that is likely dominant in the near neutral pH conditions in the vicinity of the PRB can enhance Ur mobility. Redox cycling from fluctuating water table can cause Ur mobilization. Heterogeneity of groundwater inflow along the trench, contact with runoff of mine materials, and microbial activity all contribute to factors affecting degree of treatment within the PRB. The incorporation of the Pilot Study into a potential remedy for the Pedro Creek Sub-Basin, at its current scale and in absence of other actions, may require some modifications to facilitate handling of high spring inflows and additional treatment to address the transport of released uranium into the shallow groundwater and surface water. | Operation and maintenance cost, including remote monitoring (e.g., transducers, telemetry, and cameras) and performance monitoring (e.g., sampling, analysis, and reporting), ranges between $20,000 to $40,000 per month. The capital cost for the construction of the PRB and STC was approximately $1.2M including the media, trenching, infiltration gallery, cover, and stormwater controls, or roughly $180/cubic yard of reactive media (1,200 cubic yards for the PRB and 5,500 cubic yards for the STC). | System is seep treatment cell effluent to PRB. Treatment media: 50% granular support media, 12.5% chopped alfalfa hay, 37.5% woodchips/shavings. Average hydraulic conductivity of 8.8-116.2 ft/day in the media. Trench excavated to dry, silty-clay, weathered Dinwoody Formation material to prevent groundwater flow from bypassing under the PRB. Eroded overburden was encountered. Media placed to a depth of 2 ft bgs, covered by non-woven geotextile and 2 ft of Dinwoody Formation material. Infiltration gallery was constructed upgradient to the PRB, and overburden was encountered. Infiltration gallery was overexcavated and compacted Dinwoody Formation materials were used on the base and sidewalls to reduce water contact with the overburden. It was backfilled with coarse drain rock and covered with non-woven geotextile and Dinwoody Formation material. PRB is relatively easy to implement with readily available material and equipment but using the technology to treat seeps or shallow groundwater in close proximity to overburden disposal piles should be approached with caution. The presence of run-of-mine shales in and around excavations contributes to mobilization of unwanted constituents (e.g. arsenic, uranium) | The objectives for the Pilot Study are consistent with the preliminary Remedial Action Objectives (RAOs) for groundwater remedies at Conda. Based on observations from the 2019 and 2020 monitoring, modifications were made to the Pilot Study in fall of 2020. In coordination with the Agencies, it was decided that the modification will require further monitoring in 2021 to fully meet the Pilot Study objectives. 2018-2019 start up period had differing conditions from 2020-2021, and the conditions were not considered representative of long term trends, but reflect the capability of the media to rapidly reach redox and geochemical conditions that facilitate microbially mediated reduction. 2020-2021 are operational conditions. The treatment media contributes to total Ar, Fe and Mn concentrations above the MCLs and drinking water standards. Data indicate that the treatment media in the Seep Treatment Cell and PRB is capable of treating water entering the system with total Se concentrations as high as 6.87 mg/L as well as total Cd concentrations up to 0.00847 mg/L to levels below their respective MCLs. | None, other than those presented elsewhere | Effluent from the pretreatment STC (STC-NES5-EF) is the upgradient inflow through the central flow path. Data collection for upgradient/downgradient wells is in some instances shifted by 1-2 days. Reporting on effluents from Well 64 is only considered during the period that effluent from the pretreatment is available for comparison (June 2019-Oct 2021)
Final Treatability Study Findings Report Field-Scale Permeable Reactive Barrier Pilot Study Conda/Woodall Mountain Mine | Conda/Woodall Mountain Mine | IDN001002862 | N/A | N/A | STC-NES5-EF | Former mining site | Permeable reactive barrier (PRB) with seep treatment cell pre-treatment | Passive | Permeable reactive barrier (PRB) | Pre-treatment | Overburden pile in the headwaters areas of Pedro Creek | Y | PRB with pre-treatment | Specific technologies not specified. PRB is chemical and microbially mediated processes that reduce selenate to selenite and then selenium. Treatment media includes a carbon source (i.e. woodchips), alfalfa hay, and inert sand. Seep treatment cell is pre-treatment cell with treatment media. | Access to the groundwater table is needed. Trench excavated through water-bearing zones of alluvial deposits and into underlying weathered bedrock. | Pilot | 2018-2021, modifications made in 2019 to address seepage | TOC | Total Organic Carbon | mg/L | N | N/A | 900 | 101 | 88.7778 | [9 empty] | 29.1 | 2020 - 2021 Average, from operational period, not whole dataset | Data not provided | Data not provided | 15.5 | 2020 - 2021 Average, from operational period, not whole dataset | Data not provided | Data not provided | Data not provided | Upgradient | 6.67 | 4.08 | mg/L | 11.5 | °C | Data not provided | N/A | Data not provided | N/A | -76.5 | mV | 3328 | µmhos/cm | Turbidity = 205 | NTU | data not provided | data not provided | data not provided | data not provided | data not provided | data not provided | N/A | No groundwater comparison value | No samples were collected at STC-NES5-EF between November 2018 and April 2019. | An insufficient amount of time since completion of the Pilot Study to adequately evaluate lifespan of the treatment media. The change in alkalinity can be used as an indicator of change in the ability of the media to treat selenium. Alkalinity remained relatively similar after 2 years of operation indicating that after 2 years of operation the microbially-mediated chemical reduction of selenium remains similar to the study onset. | Design had insufficient capacity to contain the flux of snow melt in addition to seep water. Soils in the area of the PRB are tight. In the future, when in an layered alluvial system, incorporate a gravel "pressure relief/effluent storage" zone on the downgradient edge to allow for increased ability to receive effluent water and/or flow onto the land surface if capacity is reached. The hydrogeological study was performed during fall low flow conditions as were the excavation and installation of the PRB bench. Additional water zones may be present during different water levels, so future design data collection should include a hydrogeological investigation in the spring to better characterize flux and water bearing zones in the aquifer during high water conditions. The PRB increased Ar, Fe, Mn and Ur due to eroded overburden material in the lenses on the walls of the excavation and from the seep and sedimentation basin sediments transferred to the PRB. Oxidizing conditions favorable to mobilization of Ur exist when ORP is above -200 mV. Bicarbonate that is likely dominant in the near neutral pH conditions in the vicinity of the PRB can enhance Ur mobility. Redox cycling from fluctuating water table can cause Ur mobilization. Heterogeneity of groundwater inflow along the trench, contact with runoff of mine materials, and microbial activity all contribute to factors affecting degree of treatment within the PRB. The incorporation of the Pilot Study into a potential remedy for the Pedro Creek Sub-Basin, at its current scale and in absence of other actions, may require some modifications to facilitate handling of high spring inflows and additional treatment to address the transport of released uranium into the shallow groundwater and surface water. | Operation and maintenance cost, including remote monitoring (e.g., transducers, telemetry, and cameras) and performance monitoring (e.g., sampling, analysis, and reporting), ranges between $20,000 to $40,000 per month. The capital cost for the construction of the PRB and STC was approximately $1.2M including the media, trenching, infiltration gallery, cover, and stormwater controls, or roughly $180/cubic yard of reactive media (1,200 cubic yards for the PRB and 5,500 cubic yards for the STC). | System is seep treatment cell effluent to PRB. Treatment media: 50% granular support media, 12.5% chopped alfalfa hay, 37.5% woodchips/shavings. Average hydraulic conductivity of 8.8-116.2 ft/day in the media. Trench excavated to dry, silty-clay, weathered Dinwoody Formation material to prevent groundwater flow from bypassing under the PRB. Eroded overburden was encountered. Media placed to a depth of 2 ft bgs, covered by non-woven geotextile and 2 ft of Dinwoody Formation material. Infiltration gallery was constructed upgradient to the PRB, and overburden was encountered. Infiltration gallery was overexcavated and compacted Dinwoody Formation materials were used on the base and sidewalls to reduce water contact with the overburden. It was backfilled with coarse drain rock and covered with non-woven geotextile and Dinwoody Formation material. PRB is relatively easy to implement with readily available material and equipment but using the technology to treat seeps or shallow groundwater in close proximity to overburden disposal piles should be approached with caution. The presence of run-of-mine shales in and around excavations contributes to mobilization of unwanted constituents (e.g. arsenic, uranium) | The objectives for the Pilot Study are consistent with the preliminary Remedial Action Objectives (RAOs) for groundwater remedies at Conda. Based on observations from the 2019 and 2020 monitoring, modifications were made to the Pilot Study in fall of 2020. In coordination with the Agencies, it was decided that the modification will require further monitoring in 2021 to fully meet the Pilot Study objectives. 2018-2019 start up period had differing conditions from 2020-2021, and the conditions were not considered representative of long term trends, but reflect the capability of the media to rapidly reach redox and geochemical conditions that facilitate microbially mediated reduction. 2020-2021 are operational conditions. The treatment media contributes to total Ar, Fe and Mn concentrations above the MCLs and drinking water standards. Data indicate that the treatment media in the Seep Treatment Cell and PRB is capable of treating water entering the system with total Se concentrations as high as 6.87 mg/L as well as total Cd concentrations up to 0.00847 mg/L to levels below their respective MCLs. | None, other than those presented elsewhere | Effluent from the pretreatment STC (STC-NES5-EF) is the upgradient inflow through the central flow path. Data collection for upgradient/downgradient wells is in some instances shifted by 1-2 days. Reporting on effluents from Well 64 is only considered during the period that effluent from the pretreatment is available for comparison (June 2019-Oct 2021)
Final Treatability Study Findings Report Field-Scale Permeable Reactive Barrier Pilot Study Conda/Woodall Mountain Mine | Conda/Woodall Mountain Mine | IDN001002862 | N/A | N/A | STC-NES5-EF | Former mining site | Permeable reactive barrier (PRB) with seep treatment cell pre-treatment | Passive | Permeable reactive barrier (PRB) | Pre-treatment | Overburden pile in the headwaters areas of Pedro Creek | Y | PRB with pre-treatment | Specific technologies not specified. PRB is chemical and microbially mediated processes that reduce selenate to selenite and then selenium. Treatment media includes a carbon source (i.e. woodchips), alfalfa hay, and inert sand. Seep treatment cell is pre-treatment cell with treatment media. | Access to the groundwater table is needed. Trench excavated through water-bearing zones of alluvial deposits and into underlying weathered bedrock. | Pilot | 2018-2021, modifications made in 2019 to address seepage | TOC | Total Organic Carbon | mg/L | N | N/A |  |  |  | 21 | 8.26 | 60.6667 | [6 empty] | 29.1 | 2020 - 2021 Average, from operational period, not whole dataset | Data not provided | Data not provided | 15.5 | 2020 - 2021 Average, from operational period, not whole dataset | Data not provided | Data not provided | Data not provided | Upgradient | 7.22 | 4.99 | mg/L | 21.4 | °C | Data not provided | N/A | Data not provided | N/A | -100.9 | mV | 2828 | µmhos/cm | Turbidity = 47 | NTU | data not provided | data not provided | data not provided | data not provided | data not provided | data not provided | N/A | No groundwater comparison value | No samples were collected at STC-NES5-EF between November 2018 and April 2019. | An insufficient amount of time since completion of the Pilot Study to adequately evaluate lifespan of the treatment media. The change in alkalinity can be used as an indicator of change in the ability of the media to treat selenium. Alkalinity remained relatively similar after 2 years of operation indicating that after 2 years of operation the microbially-mediated chemical reduction of selenium remains similar to the study onset. | Design had insufficient capacity to contain the flux of snow melt in addition to seep water. Soils in the area of the PRB are tight. In the future, when in an layered alluvial system, incorporate a gravel "pressure relief/effluent storage" zone on the downgradient edge to allow for increased ability to receive effluent water and/or flow onto the land surface if capacity is reached. The hydrogeological study was performed during fall low flow conditions as were the excavation and installation of the PRB bench. Additional water zones may be present during different water levels, so future design data collection should include a hydrogeological investigation in the spring to better characterize flux and water bearing zones in the aquifer during high water conditions. The PRB increased Ar, Fe, Mn and Ur due to eroded overburden material in the lenses on the walls of the excavation and from the seep and sedimentation basin sediments transferred to the PRB. Oxidizing conditions favorable to mobilization of Ur exist when ORP is above -200 mV. Bicarbonate that is likely dominant in the near neutral pH conditions in the vicinity of the PRB can enhance Ur mobility. Redox cycling from fluctuating water table can cause Ur mobilization. Heterogeneity of groundwater inflow along the trench, contact with runoff of mine materials, and microbial activity all contribute to factors affecting degree of treatment within the PRB. The incorporation of the Pilot Study into a potential remedy for the Pedro Creek Sub-Basin, at its current scale and in absence of other actions, may require some modifications to facilitate handling of high spring inflows and additional treatment to address the transport of released uranium into the shallow groundwater and surface water. | Operation and maintenance cost, including remote monitoring (e.g., transducers, telemetry, and cameras) and performance monitoring (e.g., sampling, analysis, and reporting), ranges between $20,000 to $40,000 per month. The capital cost for the construction of the PRB and STC was approximately $1.2M including the media, trenching, infiltration gallery, cover, and stormwater controls, or roughly $180/cubic yard of reactive media (1,200 cubic yards for the PRB and 5,500 cubic yards for the STC). | System is seep treatment cell effluent to PRB. Treatment media: 50% granular support media, 12.5% chopped alfalfa hay, 37.5% woodchips/shavings. Average hydraulic conductivity of 8.8-116.2 ft/day in the media. Trench excavated to dry, silty-clay, weathered Dinwoody Formation material to prevent groundwater flow from bypassing under the PRB. Eroded overburden was encountered. Media placed to a depth of 2 ft bgs, covered by non-woven geotextile and 2 ft of Dinwoody Formation material. Infiltration gallery was constructed upgradient to the PRB, and overburden was encountered. Infiltration gallery was overexcavated and compacted Dinwoody Formation materials were used on the base and sidewalls to reduce water contact with the overburden. It was backfilled with coarse drain rock and covered with non-woven geotextile and Dinwoody Formation material. PRB is relatively easy to implement with readily available material and equipment but using the technology to treat seeps or shallow groundwater in close proximity to overburden disposal piles should be approached with caution. The presence of run-of-mine shales in and around excavations contributes to mobilization of unwanted constituents (e.g. arsenic, uranium) | The objectives for the Pilot Study are consistent with the preliminary Remedial Action Objectives (RAOs) for groundwater remedies at Conda. Based on observations from the 2019 and 2020 monitoring, modifications were made to the Pilot Study in fall of 2020. In coordination with the Agencies, it was decided that the modification will require further monitoring in 2021 to fully meet the Pilot Study objectives. 2018-2019 start up period had differing conditions from 2020-2021, and the conditions were not considered representative of long term trends, but reflect the capability of the media to rapidly reach redox and geochemical conditions that facilitate microbially mediated reduction. 2020-2021 are operational conditions. The treatment media contributes to total Ar, Fe and Mn concentrations above the MCLs and drinking water standards. Data indicate that the treatment media in the Seep Treatment Cell and PRB is capable of treating water entering the system with total Se concentrations as high as 6.87 mg/L as well as total Cd concentrations up to 0.00847 mg/L to levels below their respective MCLs. | None, other than those presented elsewhere | Effluent from the pretreatment STC (STC-NES5-EF) is the upgradient inflow through the central flow path. Data collection for upgradient/downgradient wells is in some instances shifted by 1-2 days. Reporting on effluents from Well 64 is only considered during the period that effluent from the pretreatment is available for comparison (June 2019-Oct 2021)
Final Treatability Study Findings Report Field-Scale Permeable Reactive Barrier Pilot Study Conda/Woodall Mountain Mine | Conda/Woodall Mountain Mine | IDN001002862 | N/A | N/A | GW-64-MA | Former mining site | Permeable reactive barrier (PRB) with seep treatment cell pre-treatment | Passive | Permeable reactive barrier (PRB) | Pre-treatment | Overburden pile in the headwaters areas of Pedro Creek | Y | PRB with pre-treatment | Specific technologies not specified. PRB is chemical and microbially mediated processes that reduce selenate to selenite and then selenium. Treatment media includes a carbon source (i.e. woodchips), alfalfa hay, and inert sand. Seep treatment cell is pre-treatment cell with treatment media. | Access to the groundwater table is needed. Trench excavated through water-bearing zones of alluvial deposits and into underlying weathered bedrock. | Pilot | 2018-2021, modifications made in 2019 to address seepage | TOC | Total Organic Carbon | mg/L | N | N/A | [6 empty] | 101 | 900 | 88.7778 |  |  |  | 29.1 | 2020 - 2021 Average, from operational period, not whole dataset | Data not provided | Data not provided | 15.5 | 2020 - 2021 Average, from operational period, not whole dataset | Data not provided | Data not provided | Data not provided | Downgradient | 6.8 | 0 | mg/L | 10.1 | °C | Data not provided | N/A | Data not provided | N/A | -269.5 | mV | 2837 | µmhos/cm | Turbidity = 10.36 | NTU | data not provided | data not provided | data not provided | data not provided | data not provided | data not provided | N/A | No groundwater comparison value | No samples were collected at STC-NES5-EF between November 2018 and April 2019. | An insufficient amount of time since completion of the Pilot Study to adequately evaluate lifespan of the treatment media. The change in alkalinity can be used as an indicator of change in the ability of the media to treat selenium. Alkalinity remained relatively similar after 2 years of operation indicating that after 2 years of operation the microbially-mediated chemical reduction of selenium remains similar to the study onset. | Design had insufficient capacity to contain the flux of snow melt in addition to seep water. Soils in the area of the PRB are tight. In the future, when in an layered alluvial system, incorporate a gravel "pressure relief/effluent storage" zone on the downgradient edge to allow for increased ability to receive effluent water and/or flow onto the land surface if capacity is reached. The hydrogeological study was performed during fall low flow conditions as were the excavation and installation of the PRB bench. Additional water zones may be present during different water levels, so future design data collection should include a hydrogeological investigation in the spring to better characterize flux and water bearing zones in the aquifer during high water conditions. The PRB increased Ar, Fe, Mn and Ur due to eroded overburden material in the lenses on the walls of the excavation and from the seep and sedimentation basin sediments transferred to the PRB. Oxidizing conditions favorable to mobilization of Ur exist when ORP is above -200 mV. Bicarbonate that is likely dominant in the near neutral pH conditions in the vicinity of the PRB can enhance Ur mobility. Redox cycling from fluctuating water table can cause Ur mobilization. Heterogeneity of groundwater inflow along the trench, contact with runoff of mine materials, and microbial activity all contribute to factors affecting degree of treatment within the PRB. The incorporation of the Pilot Study into a potential remedy for the Pedro Creek Sub-Basin, at its current scale and in absence of other actions, may require some modifications to facilitate handling of high spring inflows and additional treatment to address the transport of released uranium into the shallow groundwater and surface water. | Operation and maintenance cost, including remote monitoring (e.g., transducers, telemetry, and cameras) and performance monitoring (e.g., sampling, analysis, and reporting), ranges between $20,000 to $40,000 per month. The capital cost for the construction of the PRB and STC was approximately $1.2M including the media, trenching, infiltration gallery, cover, and stormwater controls, or roughly $180/cubic yard of reactive media (1,200 cubic yards for the PRB and 5,500 cubic yards for the STC). | System is seep treatment cell effluent to PRB. Treatment media: 50% granular support media, 12.5% chopped alfalfa hay, 37.5% woodchips/shavings. Average hydraulic conductivity of 8.8-116.2 ft/day in the media. Trench excavated to dry, silty-clay, weathered Dinwoody Formation material to prevent groundwater flow from bypassing under the PRB. Eroded overburden was encountered. Media placed to a depth of 2 ft bgs, covered by non-woven geotextile and 2 ft of Dinwoody Formation material. Infiltration gallery was constructed upgradient to the PRB, and overburden was encountered. Infiltration gallery was overexcavated and compacted Dinwoody Formation materials were used on the base and sidewalls to reduce water contact with the overburden. It was backfilled with coarse drain rock and covered with non-woven geotextile and Dinwoody Formation material. PRB is relatively easy to implement with readily available material and equipment but using the technology to treat seeps or shallow groundwater in close proximity to overburden disposal piles should be approached with caution. The presence of run-of-mine shales in and around excavations contributes to mobilization of unwanted constituents (e.g. arsenic, uranium) | The objectives for the Pilot Study are consistent with the preliminary Remedial Action Objectives (RAOs) for groundwater remedies at Conda. Based on observations from the 2019 and 2020 monitoring, modifications were made to the Pilot Study in fall of 2020. In coordination with the Agencies, it was decided that the modification will require further monitoring in 2021 to fully meet the Pilot Study objectives. 2018-2019 start up period had differing conditions from 2020-2021, and the conditions were not considered representative of long term trends, but reflect the capability of the media to rapidly reach redox and geochemical conditions that facilitate microbially mediated reduction. 2020-2021 are operational conditions. The treatment media contributes to total Ar, Fe and Mn concentrations above the MCLs and drinking water standards. Data indicate that the treatment media in the Seep Treatment Cell and PRB is capable of treating water entering the system with total Se concentrations as high as 6.87 mg/L as well as total Cd concentrations up to 0.00847 mg/L to levels below their respective MCLs. | None, other than those presented elsewhere | Effluent from the pretreatment STC (STC-NES5-EF) is the upgradient inflow through the central flow path. Data collection for upgradient/downgradient wells is in some instances shifted by 1-2 days. Reporting on effluents from Well 64 is only considered during the period that effluent from the pretreatment is available for comparison (June 2019-Oct 2021)
Final Treatability Study Findings Report Field-Scale Permeable Reactive Barrier Pilot Study Conda/Woodall Mountain Mine | Conda/Woodall Mountain Mine | IDN001002862 | N/A | N/A | GW-64-MA | Former mining site | Permeable reactive barrier (PRB) with seep treatment cell pre-treatment | Passive | Permeable reactive barrier (PRB) | Pre-treatment | Overburden pile in the headwaters areas of Pedro Creek | Y | PRB with pre-treatment | Specific technologies not specified. PRB is chemical and microbially mediated processes that reduce selenate to selenite and then selenium. Treatment media includes a carbon source (i.e. woodchips), alfalfa hay, and inert sand. Seep treatment cell is pre-treatment cell with treatment media. | Access to the groundwater table is needed. Trench excavated through water-bearing zones of alluvial deposits and into underlying weathered bedrock. | Pilot | 2018-2021, modifications made in 2019 to address seepage | TOC | Total Organic Carbon | mg/L | N | N/A | [9 empty] | 8.26 | 21 | 60.6667 | 29.1 | 2020 - 2021 Average, from operational period, not whole dataset | Data not provided | Data not provided | 15.5 | 2020 - 2021 Average, from operational period, not whole dataset | Data not provided | Data not provided | Data not provided | Downgradient | 6.8 | 0 | mg/L | 8.7 | °C | Data not provided | N/A | Data not provided | N/A | -185.5 | mV | 3007 | µmhos/cm | Turbidity = 52.3 | NTU | data not provided | data not provided | data not provided | data not provided | data not provided | data not provided | N/A | No groundwater comparison value | No samples were collected at STC-NES5-EF between November 2018 and April 2019. | An insufficient amount of time since completion of the Pilot Study to adequately evaluate lifespan of the treatment media. The change in alkalinity can be used as an indicator of change in the ability of the media to treat selenium. Alkalinity remained relatively similar after 2 years of operation indicating that after 2 years of operation the microbially-mediated chemical reduction of selenium remains similar to the study onset. | Design had insufficient capacity to contain the flux of snow melt in addition to seep water. Soils in the area of the PRB are tight. In the future, when in an layered alluvial system, incorporate a gravel "pressure relief/effluent storage" zone on the downgradient edge to allow for increased ability to receive effluent water and/or flow onto the land surface if capacity is reached. The hydrogeological study was performed during fall low flow conditions as were the excavation and installation of the PRB bench. Additional water zones may be present during different water levels, so future design data collection should include a hydrogeological investigation in the spring to better characterize flux and water bearing zones in the aquifer during high water conditions. The PRB increased Ar, Fe, Mn and Ur due to eroded overburden material in the lenses on the walls of the excavation and from the seep and sedimentation basin sediments transferred to the PRB. Oxidizing conditions favorable to mobilization of Ur exist when ORP is above -200 mV. Bicarbonate that is likely dominant in the near neutral pH conditions in the vicinity of the PRB can enhance Ur mobility. Redox cycling from fluctuating water table can cause Ur mobilization. Heterogeneity of groundwater inflow along the trench, contact with runoff of mine materials, and microbial activity all contribute to factors affecting degree of treatment within the PRB. The incorporation of the Pilot Study into a potential remedy for the Pedro Creek Sub-Basin, at its current scale and in absence of other actions, may require some modifications to facilitate handling of high spring inflows and additional treatment to address the transport of released uranium into the shallow groundwater and surface water. | Operation and maintenance cost, including remote monitoring (e.g., transducers, telemetry, and cameras) and performance monitoring (e.g., sampling, analysis, and reporting), ranges between $20,000 to $40,000 per month. The capital cost for the construction of the PRB and STC was approximately $1.2M including the media, trenching, infiltration gallery, cover, and stormwater controls, or roughly $180/cubic yard of reactive media (1,200 cubic yards for the PRB and 5,500 cubic yards for the STC). | System is seep treatment cell effluent to PRB. Treatment media: 50% granular support media, 12.5% chopped alfalfa hay, 37.5% woodchips/shavings. Average hydraulic conductivity of 8.8-116.2 ft/day in the media. Trench excavated to dry, silty-clay, weathered Dinwoody Formation material to prevent groundwater flow from bypassing under the PRB. Eroded overburden was encountered. Media placed to a depth of 2 ft bgs, covered by non-woven geotextile and 2 ft of Dinwoody Formation material. Infiltration gallery was constructed upgradient to the PRB, and overburden was encountered. Infiltration gallery was overexcavated and compacted Dinwoody Formation materials were used on the base and sidewalls to reduce water contact with the overburden. It was backfilled with coarse drain rock and covered with non-woven geotextile and Dinwoody Formation material. PRB is relatively easy to implement with readily available material and equipment but using the technology to treat seeps or shallow groundwater in close proximity to overburden disposal piles should be approached with caution. The presence of run-of-mine shales in and around excavations contributes to mobilization of unwanted constituents (e.g. arsenic, uranium) | The objectives for the Pilot Study are consistent with the preliminary Remedial Action Objectives (RAOs) for groundwater remedies at Conda. Based on observations from the 2019 and 2020 monitoring, modifications were made to the Pilot Study in fall of 2020. In coordination with the Agencies, it was decided that the modification will require further monitoring in 2021 to fully meet the Pilot Study objectives. 2018-2019 start up period had differing conditions from 2020-2021, and the conditions were not considered representative of long term trends, but reflect the capability of the media to rapidly reach redox and geochemical conditions that facilitate microbially mediated reduction. 2020-2021 are operational conditions. The treatment media contributes to total Ar, Fe and Mn concentrations above the MCLs and drinking water standards. Data indicate that the treatment media in the Seep Treatment Cell and PRB is capable of treating water entering the system with total Se concentrations as high as 6.87 mg/L as well as total Cd concentrations up to 0.00847 mg/L to levels below their respective MCLs. | None, other than those presented elsewhere | Effluent from the pretreatment STC (STC-NES5-EF) is the upgradient inflow through the central flow path. Data collection for upgradient/downgradient wells is in some instances shifted by 1-2 days. Reporting on effluents from Well 64 is only considered during the period that effluent from the pretreatment is available for comparison (June 2019-Oct 2021)
Final Treatability Study Findings Report Field-Scale Permeable Reactive Barrier Pilot Study Conda/Woodall Mountain Mine | Conda/Woodall Mountain Mine | IDN001002862 | N/A | N/A | STC-NES5-EF | Former mining site | Permeable reactive barrier (PRB) with seep treatment cell pre-treatment | Passive | Permeable reactive barrier (PRB) | Pre-treatment | Overburden pile in the headwaters areas of Pedro Creek | Y | PRB with pre-treatment | Specific technologies not specified. PRB is chemical and microbially mediated processes that reduce selenate to selenite and then selenium. Treatment media includes a carbon source (i.e. woodchips), alfalfa hay, and inert sand. Seep treatment cell is pre-treatment cell with treatment media. | Access to the groundwater table is needed. Trench excavated through water-bearing zones of alluvial deposits and into underlying weathered bedrock. | Pilot | 2018-2021, modifications made in 2019 to address seepage | Total Dissolved Solids | TDS | mg/L | N | N/A | 2940 | 1980 | 32.6531 | [9 empty] | 2135 | 2020 - 2021 Average, from operational period, not whole dataset | Data not provided | Data not provided | 2697 | 2020 - 2021 Average, from operational period, not whole dataset | Data not provided | Data not provided | Data not provided | Upgradient | 6.67 | 4.08 | mg/L | 11.5 | °C | Data not provided | N/A | Data not provided | N/A | -76.5 | mV | 3328 | µmhos/cm | Turbidity = 205 | NTU | data not provided | data not provided | data not provided | data not provided | data not provided | data not provided | N | Groundwater Comparison Value: U.S. EPA Secondary Drinking Water Standard 500 mg/L Assessment of treatment goals based on well-specific averages for 2020-2021 | No samples were collected at STC-NES5-EF between November 2018 and April 2019. | An insufficient amount of time since completion of the Pilot Study to adequately evaluate lifespan of the treatment media. The change in alkalinity can be used as an indicator of change in the ability of the media to treat selenium. Alkalinity remained relatively similar after 2 years of operation indicating that after 2 years of operation the microbially-mediated chemical reduction of selenium remains similar to the study onset. | Design had insufficient capacity to contain the flux of snow melt in addition to seep water. Soils in the area of the PRB are tight. In the future, when in an layered alluvial system, incorporate a gravel "pressure relief/effluent storage" zone on the downgradient edge to allow for increased ability to receive effluent water and/or flow onto the land surface if capacity is reached. The hydrogeological study was performed during fall low flow conditions as were the excavation and installation of the PRB bench. Additional water zones may be present during different water levels, so future design data collection should include a hydrogeological investigation in the spring to better characterize flux and water bearing zones in the aquifer during high water conditions. The PRB increased Ar, Fe, Mn and Ur due to eroded overburden material in the lenses on the walls of the excavation and from the seep and sedimentation basin sediments transferred to the PRB. Oxidizing conditions favorable to mobilization of Ur exist when ORP is above -200 mV. Bicarbonate that is likely dominant in the near neutral pH conditions in the vicinity of the PRB can enhance Ur mobility. Redox cycling from fluctuating water table can cause Ur mobilization. Heterogeneity of groundwater inflow along the trench, contact with runoff of mine materials, and microbial activity all contribute to factors affecting degree of treatment within the PRB. The incorporation of the Pilot Study into a potential remedy for the Pedro Creek Sub-Basin, at its current scale and in absence of other actions, may require some modifications to facilitate handling of high spring inflows and additional treatment to address the transport of released uranium into the shallow groundwater and surface water. | Operation and maintenance cost, including remote monitoring (e.g., transducers, telemetry, and cameras) and performance monitoring (e.g., sampling, analysis, and reporting), ranges between $20,000 to $40,000 per month. The capital cost for the construction of the PRB and STC was approximately $1.2M including the media, trenching, infiltration gallery, cover, and stormwater controls, or roughly $180/cubic yard of reactive media (1,200 cubic yards for the PRB and 5,500 cubic yards for the STC). | System is seep treatment cell effluent to PRB. Treatment media: 50% granular support media, 12.5% chopped alfalfa hay, 37.5% woodchips/shavings. Average hydraulic conductivity of 8.8-116.2 ft/day in the media. Trench excavated to dry, silty-clay, weathered Dinwoody Formation material to prevent groundwater flow from bypassing under the PRB. Eroded overburden was encountered. Media placed to a depth of 2 ft bgs, covered by non-woven geotextile and 2 ft of Dinwoody Formation material. Infiltration gallery was constructed upgradient to the PRB, and overburden was encountered. Infiltration gallery was overexcavated and compacted Dinwoody Formation materials were used on the base and sidewalls to reduce water contact with the overburden. It was backfilled with coarse drain rock and covered with non-woven geotextile and Dinwoody Formation material. PRB is relatively easy to implement with readily available material and equipment but using the technology to treat seeps or shallow groundwater in close proximity to overburden disposal piles should be approached with caution. The presence of run-of-mine shales in and around excavations contributes to mobilization of unwanted constituents (e.g. arsenic, uranium) | The objectives for the Pilot Study are consistent with the preliminary Remedial Action Objectives (RAOs) for groundwater remedies at Conda. Based on observations from the 2019 and 2020 monitoring, modifications were made to the Pilot Study in fall of 2020. In coordination with the Agencies, it was decided that the modification will require further monitoring in 2021 to fully meet the Pilot Study objectives. 2018-2019 start up period had differing conditions from 2020-2021, and the conditions were not considered representative of long term trends, but reflect the capability of the media to rapidly reach redox and geochemical conditions that facilitate microbially mediated reduction. 2020-2021 are operational conditions. The treatment media contributes to total Ar, Fe and Mn concentrations above the MCLs and drinking water standards. Data indicate that the treatment media in the Seep Treatment Cell and PRB is capable of treating water entering the system with total Se concentrations as high as 6.87 mg/L as well as total Cd concentrations up to 0.00847 mg/L to levels below their respective MCLs. | None, other than those presented elsewhere | Effluent from the pretreatment STC (STC-NES5-EF) is the upgradient inflow through the central flow path. Data collection for upgradient/downgradient wells is in some instances shifted by 1-2 days. Reporting on effluents from Well 64 is only considered during the period that effluent from the pretreatment is available for comparison (June 2019-Oct 2021)
Final Treatability Study Findings Report Field-Scale Permeable Reactive Barrier Pilot Study Conda/Woodall Mountain Mine | Conda/Woodall Mountain Mine | IDN001002862 | N/A | N/A | STC-NES5-EF | Former mining site | Permeable reactive barrier (PRB) with seep treatment cell pre-treatment | Passive | Permeable reactive barrier (PRB) | Pre-treatment | Overburden pile in the headwaters areas of Pedro Creek | Y | PRB with pre-treatment | Specific technologies not specified. PRB is chemical and microbially mediated processes that reduce selenate to selenite and then selenium. Treatment media includes a carbon source (i.e. woodchips), alfalfa hay, and inert sand. Seep treatment cell is pre-treatment cell with treatment media. | Access to the groundwater table is needed. Trench excavated through water-bearing zones of alluvial deposits and into underlying weathered bedrock. | Pilot | 2018-2021, modifications made in 2019 to address seepage | Total Dissolved Solids | TDS | mg/L | N | N/A |  |  |  | 1320 | 2480 | -87.8788 | [6 empty] | 2135 | 2020 - 2021 Average, from operational period, not whole dataset | Data not provided | Data not provided | 2697 | 2020 - 2021 Average, from operational period, not whole dataset | Data not provided | Data not provided | Data not provided | Upgradient | 7.01 | 1.51 | mg/L | 11.2 | °C | Data not provided | N/A | Data not provided | N/A | -122.6 | mV | 2067 | µmhos/cm | Turbidity = 225.61 | NTU | data not provided | data not provided | data not provided | data not provided | data not provided | data not provided | N | Groundwater Comparison Value: U.S. EPA Secondary Drinking Water Standard 500 mg/L Assessment of treatment goals based on well-specific averages for 2020-2021 | No samples were collected at STC-NES5-EF between November 2018 and April 2019. | An insufficient amount of time since completion of the Pilot Study to adequately evaluate lifespan of the treatment media. The change in alkalinity can be used as an indicator of change in the ability of the media to treat selenium. Alkalinity remained relatively similar after 2 years of operation indicating that after 2 years of operation the microbially-mediated chemical reduction of selenium remains similar to the study onset. | Design had insufficient capacity to contain the flux of snow melt in addition to seep water. Soils in the area of the PRB are tight. In the future, when in an layered alluvial system, incorporate a gravel "pressure relief/effluent storage" zone on the downgradient edge to allow for increased ability to receive effluent water and/or flow onto the land surface if capacity is reached. The hydrogeological study was performed during fall low flow conditions as were the excavation and installation of the PRB bench. Additional water zones may be present during different water levels, so future design data collection should include a hydrogeological investigation in the spring to better characterize flux and water bearing zones in the aquifer during high water conditions. The PRB increased Ar, Fe, Mn and Ur due to eroded overburden material in the lenses on the walls of the excavation and from the seep and sedimentation basin sediments transferred to the PRB. Oxidizing conditions favorable to mobilization of Ur exist when ORP is above -200 mV. Bicarbonate that is likely dominant in the near neutral pH conditions in the vicinity of the PRB can enhance Ur mobility. Redox cycling from fluctuating water table can cause Ur mobilization. Heterogeneity of groundwater inflow along the trench, contact with runoff of mine materials, and microbial activity all contribute to factors affecting degree of treatment within the PRB. The incorporation of the Pilot Study into a potential remedy for the Pedro Creek Sub-Basin, at its current scale and in absence of other actions, may require some modifications to facilitate handling of high spring inflows and additional treatment to address the transport of released uranium into the shallow groundwater and surface water. | Operation and maintenance cost, including remote monitoring (e.g., transducers, telemetry, and cameras) and performance monitoring (e.g., sampling, analysis, and reporting), ranges between $20,000 to $40,000 per month. The capital cost for the construction of the PRB and STC was approximately $1.2M including the media, trenching, infiltration gallery, cover, and stormwater controls, or roughly $180/cubic yard of reactive media (1,200 cubic yards for the PRB and 5,500 cubic yards for the STC). | System is seep treatment cell effluent to PRB. Treatment media: 50% granular support media, 12.5% chopped alfalfa hay, 37.5% woodchips/shavings. Average hydraulic conductivity of 8.8-116.2 ft/day in the media. Trench excavated to dry, silty-clay, weathered Dinwoody Formation material to prevent groundwater flow from bypassing under the PRB. Eroded overburden was encountered. Media placed to a depth of 2 ft bgs, covered by non-woven geotextile and 2 ft of Dinwoody Formation material. Infiltration gallery was constructed upgradient to the PRB, and overburden was encountered. Infiltration gallery was overexcavated and compacted Dinwoody Formation materials were used on the base and sidewalls to reduce water contact with the overburden. It was backfilled with coarse drain rock and covered with non-woven geotextile and Dinwoody Formation material. PRB is relatively easy to implement with readily available material and equipment but using the technology to treat seeps or shallow groundwater in close proximity to overburden disposal piles should be approached with caution. The presence of run-of-mine shales in and around excavations contributes to mobilization of unwanted constituents (e.g. arsenic, uranium) | The objectives for the Pilot Study are consistent with the preliminary Remedial Action Objectives (RAOs) for groundwater remedies at Conda. Based on observations from the 2019 and 2020 monitoring, modifications were made to the Pilot Study in fall of 2020. In coordination with the Agencies, it was decided that the modification will require further monitoring in 2021 to fully meet the Pilot Study objectives. 2018-2019 start up period had differing conditions from 2020-2021, and the conditions were not considered representative of long term trends, but reflect the capability of the media to rapidly reach redox and geochemical conditions that facilitate microbially mediated reduction. 2020-2021 are operational conditions. The treatment media contributes to total Ar, Fe and Mn concentrations above the MCLs and drinking water standards. Data indicate that the treatment media in the Seep Treatment Cell and PRB is capable of treating water entering the system with total Se concentrations as high as 6.87 mg/L as well as total Cd concentrations up to 0.00847 mg/L to levels below their respective MCLs. | None, other than those presented elsewhere | Effluent from the pretreatment STC (STC-NES5-EF) is the upgradient inflow through the central flow path. Data collection for upgradient/downgradient wells is in some instances shifted by 1-2 days. Reporting on effluents from Well 64 is only considered during the period that effluent from the pretreatment is available for comparison (June 2019-Oct 2021)
Final Treatability Study Findings Report Field-Scale Permeable Reactive Barrier Pilot Study Conda/Woodall Mountain Mine | Conda/Woodall Mountain Mine | IDN001002862 | N/A | N/A | GW-64-MA | Former mining site | Permeable reactive barrier (PRB) with seep treatment cell pre-treatment | Passive | Permeable reactive barrier (PRB) | Pre-treatment | Overburden pile in the headwaters areas of Pedro Creek | Y | PRB with pre-treatment | Specific technologies not specified. PRB is chemical and microbially mediated processes that reduce selenate to selenite and then selenium. Treatment media includes a carbon source (i.e. woodchips), alfalfa hay, and inert sand. Seep treatment cell is pre-treatment cell with treatment media. | Access to the groundwater table is needed. Trench excavated through water-bearing zones of alluvial deposits and into underlying weathered bedrock. | Pilot | 2018-2021, modifications made in 2019 to address seepage | Total Dissolved Solids | TDS | mg/L | N | N/A | [6 empty] | 2850 | 2840 | -0.35211 |  |  |  | 2135 | 2020 - 2021 Average, from operational period, not whole dataset | Data not provided | Data not provided | 2697 | 2020 - 2021 Average, from operational period, not whole dataset | Data not provided | Data not provided | Data not provided | Downgradient | 6.78 | 0 | mg/L | 10.5 | °C | Data not provided | N/A | Data not provided | N/A | -259.1 | mV | 3086 | µmhos/cm | Turbidity = 12.97 | NTU | data not provided | data not provided | data not provided | data not provided | data not provided | data not provided | N | Groundwater Comparison Value: U.S. EPA Secondary Drinking Water Standard 500 mg/L Assessment of treatment goals based on well-specific averages for 2020-2021 | No samples were collected at STC-NES5-EF between November 2018 and April 2019. | An insufficient amount of time since completion of the Pilot Study to adequately evaluate lifespan of the treatment media. The change in alkalinity can be used as an indicator of change in the ability of the media to treat selenium. Alkalinity remained relatively similar after 2 years of operation indicating that after 2 years of operation the microbially-mediated chemical reduction of selenium remains similar to the study onset. | Design had insufficient capacity to contain the flux of snow melt in addition to seep water. Soils in the area of the PRB are tight. In the future, when in an layered alluvial system, incorporate a gravel "pressure relief/effluent storage" zone on the downgradient edge to allow for increased ability to receive effluent water and/or flow onto the land surface if capacity is reached. The hydrogeological study was performed during fall low flow conditions as were the excavation and installation of the PRB bench. Additional water zones may be present during different water levels, so future design data collection should include a hydrogeological investigation in the spring to better characterize flux and water bearing zones in the aquifer during high water conditions. The PRB increased Ar, Fe, Mn and Ur due to eroded overburden material in the lenses on the walls of the excavation and from the seep and sedimentation basin sediments transferred to the PRB. Oxidizing conditions favorable to mobilization of Ur exist when ORP is above -200 mV. Bicarbonate that is likely dominant in the near neutral pH conditions in the vicinity of the PRB can enhance Ur mobility. Redox cycling from fluctuating water table can cause Ur mobilization. Heterogeneity of groundwater inflow along the trench, contact with runoff of mine materials, and microbial activity all contribute to factors affecting degree of treatment within the PRB. The incorporation of the Pilot Study into a potential remedy for the Pedro Creek Sub-Basin, at its current scale and in absence of other actions, may require some modifications to facilitate handling of high spring inflows and additional treatment to address the transport of released uranium into the shallow groundwater and surface water. | Operation and maintenance cost, including remote monitoring (e.g., transducers, telemetry, and cameras) and performance monitoring (e.g., sampling, analysis, and reporting), ranges between $20,000 to $40,000 per month. The capital cost for the construction of the PRB and STC was approximately $1.2M including the media, trenching, infiltration gallery, cover, and stormwater controls, or roughly $180/cubic yard of reactive media (1,200 cubic yards for the PRB and 5,500 cubic yards for the STC). | System is seep treatment cell effluent to PRB. Treatment media: 50% granular support media, 12.5% chopped alfalfa hay, 37.5% woodchips/shavings. Average hydraulic conductivity of 8.8-116.2 ft/day in the media. Trench excavated to dry, silty-clay, weathered Dinwoody Formation material to prevent groundwater flow from bypassing under the PRB. Eroded overburden was encountered. Media placed to a depth of 2 ft bgs, covered by non-woven geotextile and 2 ft of Dinwoody Formation material. Infiltration gallery was constructed upgradient to the PRB, and overburden was encountered. Infiltration gallery was overexcavated and compacted Dinwoody Formation materials were used on the base and sidewalls to reduce water contact with the overburden. It was backfilled with coarse drain rock and covered with non-woven geotextile and Dinwoody Formation material. PRB is relatively easy to implement with readily available material and equipment but using the technology to treat seeps or shallow groundwater in close proximity to overburden disposal piles should be approached with caution. The presence of run-of-mine shales in and around excavations contributes to mobilization of unwanted constituents (e.g. arsenic, uranium) | The objectives for the Pilot Study are consistent with the preliminary Remedial Action Objectives (RAOs) for groundwater remedies at Conda. Based on observations from the 2019 and 2020 monitoring, modifications were made to the Pilot Study in fall of 2020. In coordination with the Agencies, it was decided that the modification will require further monitoring in 2021 to fully meet the Pilot Study objectives. 2018-2019 start up period had differing conditions from 2020-2021, and the conditions were not considered representative of long term trends, but reflect the capability of the media to rapidly reach redox and geochemical conditions that facilitate microbially mediated reduction. 2020-2021 are operational conditions. The treatment media contributes to total Ar, Fe and Mn concentrations above the MCLs and drinking water standards. Data indicate that the treatment media in the Seep Treatment Cell and PRB is capable of treating water entering the system with total Se concentrations as high as 6.87 mg/L as well as total Cd concentrations up to 0.00847 mg/L to levels below their respective MCLs. | None, other than those presented elsewhere | Effluent from the pretreatment STC (STC-NES5-EF) is the upgradient inflow through the central flow path. Data collection for upgradient/downgradient wells is in some instances shifted by 1-2 days. Reporting on effluents from Well 64 is only considered during the period that effluent from the pretreatment is available for comparison (June 2019-Oct 2021)
Final Treatability Study Findings Report Field-Scale Permeable Reactive Barrier Pilot Study Conda/Woodall Mountain Mine | Conda/Woodall Mountain Mine | IDN001002862 | N/A | N/A | GW-64-MA | Former mining site | Permeable reactive barrier (PRB) with seep treatment cell pre-treatment | Passive | Permeable reactive barrier (PRB) | Pre-treatment | Overburden pile in the headwaters areas of Pedro Creek | Y | PRB with pre-treatment | Specific technologies not specified. PRB is chemical and microbially mediated processes that reduce selenate to selenite and then selenium. Treatment media includes a carbon source (i.e. woodchips), alfalfa hay, and inert sand. Seep treatment cell is pre-treatment cell with treatment media. | Access to the groundwater table is needed. Trench excavated through water-bearing zones of alluvial deposits and into underlying weathered bedrock. | Pilot | 2018-2021, modifications made in 2019 to address seepage | Total Dissolved Solids | TDS | mg/L | N | N/A | [9 empty] | 1420 | 2570 | 44.7471 | 2135 | 2020 - 2021 Average, from operational period, not whole dataset | Data not provided | Data not provided | 2697 | 2020 - 2021 Average, from operational period, not whole dataset | Data not provided | Data not provided | Data not provided | Downgradient | 6.87 | 0.15 | mg/L | 8.23 | °C | Data not provided | N/A | Data not provided | N/A | -115.6 | mV | 2788.9 | µmhos/cm | Turbidity = 4.96 | NTU | data not provided | data not provided | data not provided | data not provided | data not provided | data not provided | N | Groundwater Comparison Value: U.S. EPA Secondary Drinking Water Standard 500 mg/L Assessment of treatment goals based on well-specific averages for 2020-2021 | No samples were collected at STC-NES5-EF between November 2018 and April 2019. | An insufficient amount of time since completion of the Pilot Study to adequately evaluate lifespan of the treatment media. The change in alkalinity can be used as an indicator of change in the ability of the media to treat selenium. Alkalinity remained relatively similar after 2 years of operation indicating that after 2 years of operation the microbially-mediated chemical reduction of selenium remains similar to the study onset. | Design had insufficient capacity to contain the flux of snow melt in addition to seep water. Soils in the area of the PRB are tight. In the future, when in an layered alluvial system, incorporate a gravel "pressure relief/effluent storage" zone on the downgradient edge to allow for increased ability to receive effluent water and/or flow onto the land surface if capacity is reached. The hydrogeological study was performed during fall low flow conditions as were the excavation and installation of the PRB bench. Additional water zones may be present during different water levels, so future design data collection should include a hydrogeological investigation in the spring to better characterize flux and water bearing zones in the aquifer during high water conditions. The PRB increased Ar, Fe, Mn and Ur due to eroded overburden material in the lenses on the walls of the excavation and from the seep and sedimentation basin sediments transferred to the PRB. Oxidizing conditions favorable to mobilization of Ur exist when ORP is above -200 mV. Bicarbonate that is likely dominant in the near neutral pH conditions in the vicinity of the PRB can enhance Ur mobility. Redox cycling from fluctuating water table can cause Ur mobilization. Heterogeneity of groundwater inflow along the trench, contact with runoff of mine materials, and microbial activity all contribute to factors affecting degree of treatment within the PRB. The incorporation of the Pilot Study into a potential remedy for the Pedro Creek Sub-Basin, at its current scale and in absence of other actions, may require some modifications to facilitate handling of high spring inflows and additional treatment to address the transport of released uranium into the shallow groundwater and surface water. | Operation and maintenance cost, including remote monitoring (e.g., transducers, telemetry, and cameras) and performance monitoring (e.g., sampling, analysis, and reporting), ranges between $20,000 to $40,000 per month. The capital cost for the construction of the PRB and STC was approximately $1.2M including the media, trenching, infiltration gallery, cover, and stormwater controls, or roughly $180/cubic yard of reactive media (1,200 cubic yards for the PRB and 5,500 cubic yards for the STC). | System is seep treatment cell effluent to PRB. Treatment media: 50% granular support media, 12.5% chopped alfalfa hay, 37.5% woodchips/shavings. Average hydraulic conductivity of 8.8-116.2 ft/day in the media. Trench excavated to dry, silty-clay, weathered Dinwoody Formation material to prevent groundwater flow from bypassing under the PRB. Eroded overburden was encountered. Media placed to a depth of 2 ft bgs, covered by non-woven geotextile and 2 ft of Dinwoody Formation material. Infiltration gallery was constructed upgradient to the PRB, and overburden was encountered. Infiltration gallery was overexcavated and compacted Dinwoody Formation materials were used on the base and sidewalls to reduce water contact with the overburden. It was backfilled with coarse drain rock and covered with non-woven geotextile and Dinwoody Formation material. PRB is relatively easy to implement with readily available material and equipment but using the technology to treat seeps or shallow groundwater in close proximity to overburden disposal piles should be approached with caution. The presence of run-of-mine shales in and around excavations contributes to mobilization of unwanted constituents (e.g. arsenic, uranium) | The objectives for the Pilot Study are consistent with the preliminary Remedial Action Objectives (RAOs) for groundwater remedies at Conda. Based on observations from the 2019 and 2020 monitoring, modifications were made to the Pilot Study in fall of 2020. In coordination with the Agencies, it was decided that the modification will require further monitoring in 2021 to fully meet the Pilot Study objectives. 2018-2019 start up period had differing conditions from 2020-2021, and the conditions were not considered representative of long term trends, but reflect the capability of the media to rapidly reach redox and geochemical conditions that facilitate microbially mediated reduction. 2020-2021 are operational conditions. The treatment media contributes to total Ar, Fe and Mn concentrations above the MCLs and drinking water standards. Data indicate that the treatment media in the Seep Treatment Cell and PRB is capable of treating water entering the system with total Se concentrations as high as 6.87 mg/L as well as total Cd concentrations up to 0.00847 mg/L to levels below their respective MCLs. | None, other than those presented elsewhere | Effluent from the pretreatment STC (STC-NES5-EF) is the upgradient inflow through the central flow path. Data collection for upgradient/downgradient wells is in some instances shifted by 1-2 days. Reporting on effluents from Well 64 is only considered during the period that effluent from the pretreatment is available for comparison (June 2019-Oct 2021)
Final Treatability Study Findings Report Field-Scale Permeable Reactive Barrier Pilot Study Conda/Woodall Mountain Mine | Conda/Woodall Mountain Mine | IDN001002862 | N/A | N/A | STC-NES5-EF | Former mining site | Permeable reactive barrier (PRB) with seep treatment cell pre-treatment | Passive | Permeable reactive barrier (PRB) | Pre-treatment | Overburden pile in the headwaters areas of Pedro Creek | Y | PRB with pre-treatment | Specific technologies not specified. PRB is chemical and microbially mediated processes that reduce selenate to selenite and then selenium. Treatment media includes a carbon source (i.e. woodchips), alfalfa hay, and inert sand. Seep treatment cell is pre-treatment cell with treatment media. | Access to the groundwater table is needed. Trench excavated through water-bearing zones of alluvial deposits and into underlying weathered bedrock. | Pilot | 2018-2021, modifications made in 2019 to address seepage | Total Suspended Solids | TSS | mg/L | N | N/A | 1220 | 59 | 95.1639 | [9 empty] | 30 | 2020 - 2021 Average, from operational period, not whole dataset | Data not provided | Data not provided | 19 | 2020 - 2021 Average, from operational period, not whole dataset | Data not provided | Data not provided | Data not provided | Upgradient | 7.43 | 0 | mg/L | 18.79 | °C | Data not provided | N/A | Data not provided | N/A | -179.8 | mV | 2753.4 | µmhos/cm | None | N/A | data not provided | data not provided | data not provided | data not provided | data not provided | data not provided | N/A | No groundwater comparison value | No samples were collected at STC-NES5-EF between November 2018 and April 2019. | An insufficient amount of time since completion of the Pilot Study to adequately evaluate lifespan of the treatment media. The change in alkalinity can be used as an indicator of change in the ability of the media to treat selenium. Alkalinity remained relatively similar after 2 years of operation indicating that after 2 years of operation the microbially-mediated chemical reduction of selenium remains similar to the study onset. | Design had insufficient capacity to contain the flux of snow melt in addition to seep water. Soils in the area of the PRB are tight. In the future, when in an layered alluvial system, incorporate a gravel "pressure relief/effluent storage" zone on the downgradient edge to allow for increased ability to receive effluent water and/or flow onto the land surface if capacity is reached. The hydrogeological study was performed during fall low flow conditions as were the excavation and installation of the PRB bench. Additional water zones may be present during different water levels, so future design data collection should include a hydrogeological investigation in the spring to better characterize flux and water bearing zones in the aquifer during high water conditions. The PRB increased Ar, Fe, Mn and Ur due to eroded overburden material in the lenses on the walls of the excavation and from the seep and sedimentation basin sediments transferred to the PRB. Oxidizing conditions favorable to mobilization of Ur exist when ORP is above -200 mV. Bicarbonate that is likely dominant in the near neutral pH conditions in the vicinity of the PRB can enhance Ur mobility. Redox cycling from fluctuating water table can cause Ur mobilization. Heterogeneity of groundwater inflow along the trench, contact with runoff of mine materials, and microbial activity all contribute to factors affecting degree of treatment within the PRB. The incorporation of the Pilot Study into a potential remedy for the Pedro Creek Sub-Basin, at its current scale and in absence of other actions, may require some modifications to facilitate handling of high spring inflows and additional treatment to address the transport of released uranium into the shallow groundwater and surface water. | Operation and maintenance cost, including remote monitoring (e.g., transducers, telemetry, and cameras) and performance monitoring (e.g., sampling, analysis, and reporting), ranges between $20,000 to $40,000 per month. The capital cost for the construction of the PRB and STC was approximately $1.2M including the media, trenching, infiltration gallery, cover, and stormwater controls, or roughly $180/cubic yard of reactive media (1,200 cubic yards for the PRB and 5,500 cubic yards for the STC). | System is seep treatment cell effluent to PRB. Treatment media: 50% granular support media, 12.5% chopped alfalfa hay, 37.5% woodchips/shavings. Average hydraulic conductivity of 8.8-116.2 ft/day in the media. Trench excavated to dry, silty-clay, weathered Dinwoody Formation material to prevent groundwater flow from bypassing under the PRB. Eroded overburden was encountered. Media placed to a depth of 2 ft bgs, covered by non-woven geotextile and 2 ft of Dinwoody Formation material. Infiltration gallery was constructed upgradient to the PRB, and overburden was encountered. Infiltration gallery was overexcavated and compacted Dinwoody Formation materials were used on the base and sidewalls to reduce water contact with the overburden. It was backfilled with coarse drain rock and covered with non-woven geotextile and Dinwoody Formation material. PRB is relatively easy to implement with readily available material and equipment but using the technology to treat seeps or shallow groundwater in close proximity to overburden disposal piles should be approached with caution. The presence of run-of-mine shales in and around excavations contributes to mobilization of unwanted constituents (e.g. arsenic, uranium) | The objectives for the Pilot Study are consistent with the preliminary Remedial Action Objectives (RAOs) for groundwater remedies at Conda. Based on observations from the 2019 and 2020 monitoring, modifications were made to the Pilot Study in fall of 2020. In coordination with the Agencies, it was decided that the modification will require further monitoring in 2021 to fully meet the Pilot Study objectives. 2018-2019 start up period had differing conditions from 2020-2021, and the conditions were not considered representative of long term trends, but reflect the capability of the media to rapidly reach redox and geochemical conditions that facilitate microbially mediated reduction. 2020-2021 are operational conditions. The treatment media contributes to total Ar, Fe and Mn concentrations above the MCLs and drinking water standards. Data indicate that the treatment media in the Seep Treatment Cell and PRB is capable of treating water entering the system with total Se concentrations as high as 6.87 mg/L as well as total Cd concentrations up to 0.00847 mg/L to levels below their respective MCLs. | None, other than those presented elsewhere | Effluent from the pretreatment STC (STC-NES5-EF) is the upgradient inflow through the central flow path. Data collection for upgradient/downgradient wells is in some instances shifted by 1-2 days. Reporting on effluents from Well 64 is only considered during the period that effluent from the pretreatment is available for comparison (June 2019-Oct 2021)
Final Treatability Study Findings Report Field-Scale Permeable Reactive Barrier Pilot Study Conda/Woodall Mountain Mine | Conda/Woodall Mountain Mine | IDN001002862 | N/A | N/A | STC-NES5-EF | Former mining site | Permeable reactive barrier (PRB) with seep treatment cell pre-treatment | Passive | Permeable reactive barrier (PRB) | Pre-treatment | Overburden pile in the headwaters areas of Pedro Creek | Y | PRB with pre-treatment | Specific technologies not specified. PRB is chemical and microbially mediated processes that reduce selenate to selenite and then selenium. Treatment media includes a carbon source (i.e. woodchips), alfalfa hay, and inert sand. Seep treatment cell is pre-treatment cell with treatment media. | Access to the groundwater table is needed. Trench excavated through water-bearing zones of alluvial deposits and into underlying weathered bedrock. | Pilot | 2018-2021, modifications made in 2019 to address seepage | Total Suspended Solids | TSS | mg/L | N | N/A |  |  |  | ND | ND | Not Applicable | [6 empty] | 30 | 2020 - 2021 Average, from operational period, not whole dataset | Data not provided | Data not provided | 19 | 2020 - 2021 Average, from operational period, not whole dataset | Data not provided | Data not provided | Data not provided | Upgradient | 7.43 | 5.54 | mg/L | 6.5 | °C | Data not provided | N/A | Data not provided | N/A | -103.1 | mV | 2831 | µmhos/cm | Turbidity = 55.11 | NTU | data not provided | data not provided | data not provided | data not provided | data not provided | data not provided | N/A | No groundwater comparison value | No samples were collected at STC-NES5-EF between November 2018 and April 2019. | An insufficient amount of time since completion of the Pilot Study to adequately evaluate lifespan of the treatment media. The change in alkalinity can be used as an indicator of change in the ability of the media to treat selenium. Alkalinity remained relatively similar after 2 years of operation indicating that after 2 years of operation the microbially-mediated chemical reduction of selenium remains similar to the study onset. | Design had insufficient capacity to contain the flux of snow melt in addition to seep water. Soils in the area of the PRB are tight. In the future, when in an layered alluvial system, incorporate a gravel "pressure relief/effluent storage" zone on the downgradient edge to allow for increased ability to receive effluent water and/or flow onto the land surface if capacity is reached. The hydrogeological study was performed during fall low flow conditions as were the excavation and installation of the PRB bench. Additional water zones may be present during different water levels, so future design data collection should include a hydrogeological investigation in the spring to better characterize flux and water bearing zones in the aquifer during high water conditions. The PRB increased Ar, Fe, Mn and Ur due to eroded overburden material in the lenses on the walls of the excavation and from the seep and sedimentation basin sediments transferred to the PRB. Oxidizing conditions favorable to mobilization of Ur exist when ORP is above -200 mV. Bicarbonate that is likely dominant in the near neutral pH conditions in the vicinity of the PRB can enhance Ur mobility. Redox cycling from fluctuating water table can cause Ur mobilization. Heterogeneity of groundwater inflow along the trench, contact with runoff of mine materials, and microbial activity all contribute to factors affecting degree of treatment within the PRB. The incorporation of the Pilot Study into a potential remedy for the Pedro Creek Sub-Basin, at its current scale and in absence of other actions, may require some modifications to facilitate handling of high spring inflows and additional treatment to address the transport of released uranium into the shallow groundwater and surface water. | Operation and maintenance cost, including remote monitoring (e.g., transducers, telemetry, and cameras) and performance monitoring (e.g., sampling, analysis, and reporting), ranges between $20,000 to $40,000 per month. The capital cost for the construction of the PRB and STC was approximately $1.2M including the media, trenching, infiltration gallery, cover, and stormwater controls, or roughly $180/cubic yard of reactive media (1,200 cubic yards for the PRB and 5,500 cubic yards for the STC). | System is seep treatment cell effluent to PRB. Treatment media: 50% granular support media, 12.5% chopped alfalfa hay, 37.5% woodchips/shavings. Average hydraulic conductivity of 8.8-116.2 ft/day in the media. Trench excavated to dry, silty-clay, weathered Dinwoody Formation material to prevent groundwater flow from bypassing under the PRB. Eroded overburden was encountered. Media placed to a depth of 2 ft bgs, covered by non-woven geotextile and 2 ft of Dinwoody Formation material. Infiltration gallery was constructed upgradient to the PRB, and overburden was encountered. Infiltration gallery was overexcavated and compacted Dinwoody Formation materials were used on the base and sidewalls to reduce water contact with the overburden. It was backfilled with coarse drain rock and covered with non-woven geotextile and Dinwoody Formation material. PRB is relatively easy to implement with readily available material and equipment but using the technology to treat seeps or shallow groundwater in close proximity to overburden disposal piles should be approached with caution. The presence of run-of-mine shales in and around excavations contributes to mobilization of unwanted constituents (e.g. arsenic, uranium) | The objectives for the Pilot Study are consistent with the preliminary Remedial Action Objectives (RAOs) for groundwater remedies at Conda. Based on observations from the 2019 and 2020 monitoring, modifications were made to the Pilot Study in fall of 2020. In coordination with the Agencies, it was decided that the modification will require further monitoring in 2021 to fully meet the Pilot Study objectives. 2018-2019 start up period had differing conditions from 2020-2021, and the conditions were not considered representative of long term trends, but reflect the capability of the media to rapidly reach redox and geochemical conditions that facilitate microbially mediated reduction. 2020-2021 are operational conditions. The treatment media contributes to total Ar, Fe and Mn concentrations above the MCLs and drinking water standards. Data indicate that the treatment media in the Seep Treatment Cell and PRB is capable of treating water entering the system with total Se concentrations as high as 6.87 mg/L as well as total Cd concentrations up to 0.00847 mg/L to levels below their respective MCLs. | None, other than those presented elsewhere | Effluent from the pretreatment STC (STC-NES5-EF) is the upgradient inflow through the central flow path. Data collection for upgradient/downgradient wells is in some instances shifted by 1-2 days. Reporting on effluents from Well 64 is only considered during the period that effluent from the pretreatment is available for comparison (June 2019-Oct 2021). ND = Non detect. ND value is 5-6 mg/L
Final Treatability Study Findings Report Field-Scale Permeable Reactive Barrier Pilot Study Conda/Woodall Mountain Mine | Conda/Woodall Mountain Mine | IDN001002862 | N/A | N/A | GW-64-MA | Former mining site | Permeable reactive barrier (PRB) with seep treatment cell pre-treatment | Passive | Permeable reactive barrier (PRB) | Pre-treatment | Overburden pile in the headwaters areas of Pedro Creek | Y | PRB with pre-treatment | Specific technologies not specified. PRB is chemical and microbially mediated processes that reduce selenate to selenite and then selenium. Treatment media includes a carbon source (i.e. woodchips), alfalfa hay, and inert sand. Seep treatment cell is pre-treatment cell with treatment media. | Access to the groundwater table is needed. Trench excavated through water-bearing zones of alluvial deposits and into underlying weathered bedrock. | Pilot | 2018-2021, modifications made in 2019 to address seepage | Total Suspended Solids | TSS | mg/L | N | N/A | [6 empty] | 107 | 376 | 71.5426 |  |  |  | 30 | 2020 - 2021 Average, from operational period, not whole dataset | Data not provided | Data not provided | 19 | 2020 - 2021 Average, from operational period, not whole dataset | Data not provided | Data not provided | Data not provided | Downgradient | 6.64 | 0.38 | mg/L | 11.49 | °C | Data not provided | N/A | Data not provided | N/A | -183.5 | mV | 2535.2 | µmhos/cm | Turbidity = 39.63 | NTU | data not provided | data not provided | data not provided | data not provided | data not provided | data not provided | N/A | No groundwater comparison value | No samples were collected at STC-NES5-EF between November 2018 and April 2019. | An insufficient amount of time since completion of the Pilot Study to adequately evaluate lifespan of the treatment media. The change in alkalinity can be used as an indicator of change in the ability of the media to treat selenium. Alkalinity remained relatively similar after 2 years of operation indicating that after 2 years of operation the microbially-mediated chemical reduction of selenium remains similar to the study onset. | Design had insufficient capacity to contain the flux of snow melt in addition to seep water. Soils in the area of the PRB are tight. In the future, when in an layered alluvial system, incorporate a gravel "pressure relief/effluent storage" zone on the downgradient edge to allow for increased ability to receive effluent water and/or flow onto the land surface if capacity is reached. The hydrogeological study was performed during fall low flow conditions as were the excavation and installation of the PRB bench. Additional water zones may be present during different water levels, so future design data collection should include a hydrogeological investigation in the spring to better characterize flux and water bearing zones in the aquifer during high water conditions. The PRB increased Ar, Fe, Mn and Ur due to eroded overburden material in the lenses on the walls of the excavation and from the seep and sedimentation basin sediments transferred to the PRB. Oxidizing conditions favorable to mobilization of Ur exist when ORP is above -200 mV. Bicarbonate that is likely dominant in the near neutral pH conditions in the vicinity of the PRB can enhance Ur mobility. Redox cycling from fluctuating water table can cause Ur mobilization. Heterogeneity of groundwater inflow along the trench, contact with runoff of mine materials, and microbial activity all contribute to factors affecting degree of treatment within the PRB. The incorporation of the Pilot Study into a potential remedy for the Pedro Creek Sub-Basin, at its current scale and in absence of other actions, may require some modifications to facilitate handling of high spring inflows and additional treatment to address the transport of released uranium into the shallow groundwater and surface water. | Operation and maintenance cost, including remote monitoring (e.g., transducers, telemetry, and cameras) and performance monitoring (e.g., sampling, analysis, and reporting), ranges between $20,000 to $40,000 per month. The capital cost for the construction of the PRB and STC was approximately $1.2M including the media, trenching, infiltration gallery, cover, and stormwater controls, or roughly $180/cubic yard of reactive media (1,200 cubic yards for the PRB and 5,500 cubic yards for the STC). | System is seep treatment cell effluent to PRB. Treatment media: 50% granular support media, 12.5% chopped alfalfa hay, 37.5% woodchips/shavings. Average hydraulic conductivity of 8.8-116.2 ft/day in the media. Trench excavated to dry, silty-clay, weathered Dinwoody Formation material to prevent groundwater flow from bypassing under the PRB. Eroded overburden was encountered. Media placed to a depth of 2 ft bgs, covered by non-woven geotextile and 2 ft of Dinwoody Formation material. Infiltration gallery was constructed upgradient to the PRB, and overburden was encountered. Infiltration gallery was overexcavated and compacted Dinwoody Formation materials were used on the base and sidewalls to reduce water contact with the overburden. It was backfilled with coarse drain rock and covered with non-woven geotextile and Dinwoody Formation material. PRB is relatively easy to implement with readily available material and equipment but using the technology to treat seeps or shallow groundwater in close proximity to overburden disposal piles should be approached with caution. The presence of run-of-mine shales in and around excavations contributes to mobilization of unwanted constituents (e.g. arsenic, uranium) | The objectives for the Pilot Study are consistent with the preliminary Remedial Action Objectives (RAOs) for groundwater remedies at Conda. Based on observations from the 2019 and 2020 monitoring, modifications were made to the Pilot Study in fall of 2020. In coordination with the Agencies, it was decided that the modification will require further monitoring in 2021 to fully meet the Pilot Study objectives. 2018-2019 start up period had differing conditions from 2020-2021, and the conditions were not considered representative of long term trends, but reflect the capability of the media to rapidly reach redox and geochemical conditions that facilitate microbially mediated reduction. 2020-2021 are operational conditions. The treatment media contributes to total Ar, Fe and Mn concentrations above the MCLs and drinking water standards. Data indicate that the treatment media in the Seep Treatment Cell and PRB is capable of treating water entering the system with total Se concentrations as high as 6.87 mg/L as well as total Cd concentrations up to 0.00847 mg/L to levels below their respective MCLs. | None, other than those presented elsewhere | Effluent from the pretreatment STC (STC-NES5-EF) is the upgradient inflow through the central flow path. Data collection for upgradient/downgradient wells is in some instances shifted by 1-2 days. Reporting on effluents from Well 64 is only considered during the period that effluent from the pretreatment is available for comparison (June 2019-Oct 2021)
Final Treatability Study Findings Report Field-Scale Permeable Reactive Barrier Pilot Study Conda/Woodall Mountain Mine | Conda/Woodall Mountain Mine | IDN001002862 | N/A | N/A | GW-64-MA | Former mining site | Permeable reactive barrier (PRB) with seep treatment cell pre-treatment | Passive | Permeable reactive barrier (PRB) | Pre-treatment | Overburden pile in the headwaters areas of Pedro Creek | Y | PRB with pre-treatment | Specific technologies not specified. PRB is chemical and microbially mediated processes that reduce selenate to selenite and then selenium. Treatment media includes a carbon source (i.e. woodchips), alfalfa hay, and inert sand. Seep treatment cell is pre-treatment cell with treatment media. | Access to the groundwater table is needed. Trench excavated through water-bearing zones of alluvial deposits and into underlying weathered bedrock. | Pilot | 2018-2021, modifications made in 2019 to address seepage | Total Suspended Solids | TSS | mg/L | N | N/A | [9 empty] | ND | ND | Not Applicable | 30 | 2020 - 2021 Average, from operational period, not whole dataset | Data not provided | Data not provided | 19 | 2020 - 2021 Average, from operational period, not whole dataset | Data not provided | Data not provided | Data not provided | Downgradient | 6.75 | 0 | mg/L | 9.9 | °C | Data not provided | N/A | Data not provided | N/A | -242.3 | mV | 3156 | µmhos/cm | Turbidity = 5.07 | NTU | data not provided | data not provided | data not provided | data not provided | data not provided | data not provided | N/A | No groundwater comparison value | No samples were collected at STC-NES5-EF between November 2018 and April 2019. | An insufficient amount of time since completion of the Pilot Study to adequately evaluate lifespan of the treatment media. The change in alkalinity can be used as an indicator of change in the ability of the media to treat selenium. Alkalinity remained relatively similar after 2 years of operation indicating that after 2 years of operation the microbially-mediated chemical reduction of selenium remains similar to the study onset. | Design had insufficient capacity to contain the flux of snow melt in addition to seep water. Soils in the area of the PRB are tight. In the future, when in an layered alluvial system, incorporate a gravel "pressure relief/effluent storage" zone on the downgradient edge to allow for increased ability to receive effluent water and/or flow onto the land surface if capacity is reached. The hydrogeological study was performed during fall low flow conditions as were the excavation and installation of the PRB bench. Additional water zones may be present during different water levels, so future design data collection should include a hydrogeological investigation in the spring to better characterize flux and water bearing zones in the aquifer during high water conditions. The PRB increased Ar, Fe, Mn and Ur due to eroded overburden material in the lenses on the walls of the excavation and from the seep and sedimentation basin sediments transferred to the PRB. Oxidizing conditions favorable to mobilization of Ur exist when ORP is above -200 mV. Bicarbonate that is likely dominant in the near neutral pH conditions in the vicinity of the PRB can enhance Ur mobility. Redox cycling from fluctuating water table can cause Ur mobilization. Heterogeneity of groundwater inflow along the trench, contact with runoff of mine materials, and microbial activity all contribute to factors affecting degree of treatment within the PRB. The incorporation of the Pilot Study into a potential remedy for the Pedro Creek Sub-Basin, at its current scale and in absence of other actions, may require some modifications to facilitate handling of high spring inflows and additional treatment to address the transport of released uranium into the shallow groundwater and surface water. | Operation and maintenance cost, including remote monitoring (e.g., transducers, telemetry, and cameras) and performance monitoring (e.g., sampling, analysis, and reporting), ranges between $20,000 to $40,000 per month. The capital cost for the construction of the PRB and STC was approximately $1.2M including the media, trenching, infiltration gallery, cover, and stormwater controls, or roughly $180/cubic yard of reactive media (1,200 cubic yards for the PRB and 5,500 cubic yards for the STC). | System is seep treatment cell effluent to PRB. Treatment media: 50% granular support media, 12.5% chopped alfalfa hay, 37.5% woodchips/shavings. Average hydraulic conductivity of 8.8-116.2 ft/day in the media. Trench excavated to dry, silty-clay, weathered Dinwoody Formation material to prevent groundwater flow from bypassing under the PRB. Eroded overburden was encountered. Media placed to a depth of 2 ft bgs, covered by non-woven geotextile and 2 ft of Dinwoody Formation material. Infiltration gallery was constructed upgradient to the PRB, and overburden was encountered. Infiltration gallery was overexcavated and compacted Dinwoody Formation materials were used on the base and sidewalls to reduce water contact with the overburden. It was backfilled with coarse drain rock and covered with non-woven geotextile and Dinwoody Formation material. PRB is relatively easy to implement with readily available material and equipment but using the technology to treat seeps or shallow groundwater in close proximity to overburden disposal piles should be approached with caution. The presence of run-of-mine shales in and around excavations contributes to mobilization of unwanted constituents (e.g. arsenic, uranium) | The objectives for the Pilot Study are consistent with the preliminary Remedial Action Objectives (RAOs) for groundwater remedies at Conda. Based on observations from the 2019 and 2020 monitoring, modifications were made to the Pilot Study in fall of 2020. In coordination with the Agencies, it was decided that the modification will require further monitoring in 2021 to fully meet the Pilot Study objectives. 2018-2019 start up period had differing conditions from 2020-2021, and the conditions were not considered representative of long term trends, but reflect the capability of the media to rapidly reach redox and geochemical conditions that facilitate microbially mediated reduction. 2020-2021 are operational conditions. The treatment media contributes to total Ar, Fe and Mn concentrations above the MCLs and drinking water standards. Data indicate that the treatment media in the Seep Treatment Cell and PRB is capable of treating water entering the system with total Se concentrations as high as 6.87 mg/L as well as total Cd concentrations up to 0.00847 mg/L to levels below their respective MCLs. | None, other than those presented elsewhere | Effluent from the pretreatment STC (STC-NES5-EF) is the upgradient inflow through the central flow path. Data collection for upgradient/downgradient wells is in some instances shifted by 1-2 days. Reporting on effluents from Well 64 is only considered during the period that effluent from the pretreatment is available for comparison (June 2019-Oct 2021). ND = Non detect. ND value is 5-6 mg/L
Final Treatability Study Findings Report Field-Scale Permeable Reactive Barrier Pilot Study Conda/Woodall Mountain Mine | Conda/Woodall Mountain Mine | IDN001002862 | N/A | N/A | STC-NES5-EF | Former mining site | Permeable reactive barrier (PRB) with seep treatment cell pre-treatment | Passive | Permeable reactive barrier (PRB) | Pre-treatment | Overburden pile in the headwaters areas of Pedro Creek | Y | PRB with pre-treatment | Specific technologies not specified. PRB is chemical and microbially mediated processes that reduce selenate to selenite and then selenium. Treatment media includes a carbon source (i.e. woodchips), alfalfa hay, and inert sand. Seep treatment cell is pre-treatment cell with treatment media. | Access to the groundwater table is needed. Trench excavated through water-bearing zones of alluvial deposits and into underlying weathered bedrock. | Pilot | 2018-2021, modifications made in 2019 to address seepage | Nitrate | Nitrate+ Nitrite as N | mg/L | N | N/A | 0.07 | 0.057 | 18.5714 | [9 empty] | 0.04 | 2020 - 2021 Average, from operational period, not whole dataset | Data not provided | Data not provided | 0.044 | 2020 - 2021 Average, from operational period, not whole dataset | Data not provided | Data not provided | Data not provided | Upgradient | 7.53 | 0.31 | mg/L | 11.2 | °C | Data not provided | N/A | Data not provided | N/A | -174.5 | mV | 2494.3 | µmhos/cm | None | N/A | data not provided | data not provided | data not provided | data not provided | data not provided | data not provided | Y | Groundwater Comparison Value: U.S EPA MCL 10 mg/L | No samples were collected at STC-NES5-EF between November 2018 and April 2019. | An insufficient amount of time since completion of the Pilot Study to adequately evaluate lifespan of the treatment media. The change in alkalinity can be used as an indicator of change in the ability of the media to treat selenium. Alkalinity remained relatively similar after 2 years of operation indicating that after 2 years of operation the microbially-mediated chemical reduction of selenium remains similar to the study onset. | Design had insufficient capacity to contain the flux of snow melt in addition to seep water. Soils in the area of the PRB are tight. In the future, when in an layered alluvial system, incorporate a gravel "pressure relief/effluent storage" zone on the downgradient edge to allow for increased ability to receive effluent water and/or flow onto the land surface if capacity is reached. The hydrogeological study was performed during fall low flow conditions as were the excavation and installation of the PRB bench. Additional water zones may be present during different water levels, so future design data collection should include a hydrogeological investigation in the spring to better characterize flux and water bearing zones in the aquifer during high water conditions. The PRB increased Ar, Fe, Mn and Ur due to eroded overburden material in the lenses on the walls of the excavation and from the seep and sedimentation basin sediments transferred to the PRB. Oxidizing conditions favorable to mobilization of Ur exist when ORP is above -200 mV. Bicarbonate that is likely dominant in the near neutral pH conditions in the vicinity of the PRB can enhance Ur mobility. Redox cycling from fluctuating water table can cause Ur mobilization. Heterogeneity of groundwater inflow along the trench, contact with runoff of mine materials, and microbial activity all contribute to factors affecting degree of treatment within the PRB. The incorporation of the Pilot Study into a potential remedy for the Pedro Creek Sub-Basin, at its current scale and in absence of other actions, may require some modifications to facilitate handling of high spring inflows and additional treatment to address the transport of released uranium into the shallow groundwater and surface water. | Operation and maintenance cost, including remote monitoring (e.g., transducers, telemetry, and cameras) and performance monitoring (e.g., sampling, analysis, and reporting), ranges between $20,000 to $40,000 per month. The capital cost for the construction of the PRB and STC was approximately $1.2M including the media, trenching, infiltration gallery, cover, and stormwater controls, or roughly $180/cubic yard of reactive media (1,200 cubic yards for the PRB and 5,500 cubic yards for the STC). | System is seep treatment cell effluent to PRB. Treatment media: 50% granular support media, 12.5% chopped alfalfa hay, 37.5% woodchips/shavings. Average hydraulic conductivity of 8.8-116.2 ft/day in the media. Trench excavated to dry, silty-clay, weathered Dinwoody Formation material to prevent groundwater flow from bypassing under the PRB. Eroded overburden was encountered. Media placed to a depth of 2 ft bgs, covered by non-woven geotextile and 2 ft of Dinwoody Formation material. Infiltration gallery was constructed upgradient to the PRB, and overburden was encountered. Infiltration gallery was overexcavated and compacted Dinwoody Formation materials were used on the base and sidewalls to reduce water contact with the overburden. It was backfilled with coarse drain rock and covered with non-woven geotextile and Dinwoody Formation material. PRB is relatively easy to implement with readily available material and equipment but using the technology to treat seeps or shallow groundwater in close proximity to overburden disposal piles should be approached with caution. The presence of run-of-mine shales in and around excavations contributes to mobilization of unwanted constituents (e.g. arsenic, uranium) | The objectives for the Pilot Study are consistent with the preliminary Remedial Action Objectives (RAOs) for groundwater remedies at Conda. Based on observations from the 2019 and 2020 monitoring, modifications were made to the Pilot Study in fall of 2020. In coordination with the Agencies, it was decided that the modification will require further monitoring in 2021 to fully meet the Pilot Study objectives. 2018-2019 start up period had differing conditions from 2020-2021, and the conditions were not considered representative of long term trends, but reflect the capability of the media to rapidly reach redox and geochemical conditions that facilitate microbially mediated reduction. 2020-2021 are operational conditions. The treatment media contributes to total Ar, Fe and Mn concentrations above the MCLs and drinking water standards. Data indicate that the treatment media in the Seep Treatment Cell and PRB is capable of treating water entering the system with total Se concentrations as high as 6.87 mg/L as well as total Cd concentrations up to 0.00847 mg/L to levels below their respective MCLs. | None, other than those presented elsewhere | Effluent from the pretreatment STC (STC-NES5-EF) is the upgradient inflow through the central flow path. Data collection for upgradient/downgradient wells is in some instances shifted by 1-2 days. Reporting on effluents from Well 64 is only considered during the period that effluent from the pretreatment is available for comparison (June 2019-Oct 2021)
Final Treatability Study Findings Report Field-Scale Permeable Reactive Barrier Pilot Study Conda/Woodall Mountain Mine | Conda/Woodall Mountain Mine | IDN001002862 | N/A | N/A | STC-NES5-EF | Former mining site | Permeable reactive barrier (PRB) with seep treatment cell pre-treatment | Passive | Permeable reactive barrier (PRB) | Pre-treatment | Overburden pile in the headwaters areas of Pedro Creek | Y | PRB with pre-treatment | Specific technologies not specified. PRB is chemical and microbially mediated processes that reduce selenate to selenite and then selenium. Treatment media includes a carbon source (i.e. woodchips), alfalfa hay, and inert sand. Seep treatment cell is pre-treatment cell with treatment media. | Access to the groundwater table is needed. Trench excavated through water-bearing zones of alluvial deposits and into underlying weathered bedrock. | Pilot | 2018-2021, modifications made in 2019 to address seepage | Nitrate | Nitrate+ Nitrite as N | mg/L | N | N/A |  |  |  | ND | ND–0.05 | Not Applicable | [6 empty] | 0.04 | 2020 - 2021 Average, from operational period, not whole dataset | Data not provided | Data not provided | 0.044 | 2020 - 2021 Average, from operational period, not whole dataset | Data not provided | Data not provided | Data not provided | Upgradient | 6.66–7.43 | 0–5.54 | mg/L | 6.5–21.4 | °C | Data not provided | N/A | Data not provided | N/A | (-)234.9–(-)55.9 | mV | 534.32–3,099 | µmhos/cm | Turbidity = 5.92–225.61 | NTU | data not provided | data not provided | data not provided | data not provided | data not provided | data not provided | Y | Groundwater Comparison Value: U.S EPA MCL 10 mg/L | No samples were collected at STC-NES5-EF between November 2018 and April 2019. | An insufficient amount of time since completion of the Pilot Study to adequately evaluate lifespan of the treatment media. The change in alkalinity can be used as an indicator of change in the ability of the media to treat selenium. Alkalinity remained relatively similar after 2 years of operation indicating that after 2 years of operation the microbially-mediated chemical reduction of selenium remains similar to the study onset. | Design had insufficient capacity to contain the flux of snow melt in addition to seep water. Soils in the area of the PRB are tight. In the future, when in an layered alluvial system, incorporate a gravel "pressure relief/effluent storage" zone on the downgradient edge to allow for increased ability to receive effluent water and/or flow onto the land surface if capacity is reached. The hydrogeological study was performed during fall low flow conditions as were the excavation and installation of the PRB bench. Additional water zones may be present during different water levels, so future design data collection should include a hydrogeological investigation in the spring to better characterize flux and water bearing zones in the aquifer during high water conditions. The PRB increased Ar, Fe, Mn and Ur due to eroded overburden material in the lenses on the walls of the excavation and from the seep and sedimentation basin sediments transferred to the PRB. Oxidizing conditions favorable to mobilization of Ur exist when ORP is above -200 mV. Bicarbonate that is likely dominant in the near neutral pH conditions in the vicinity of the PRB can enhance Ur mobility. Redox cycling from fluctuating water table can cause Ur mobilization. Heterogeneity of groundwater inflow along the trench, contact with runoff of mine materials, and microbial activity all contribute to factors affecting degree of treatment within the PRB. The incorporation of the Pilot Study into a potential remedy for the Pedro Creek Sub-Basin, at its current scale and in absence of other actions, may require some modifications to facilitate handling of high spring inflows and additional treatment to address the transport of released uranium into the shallow groundwater and surface water. | Operation and maintenance cost, including remote monitoring (e.g., transducers, telemetry, and cameras) and performance monitoring (e.g., sampling, analysis, and reporting), ranges between $20,000 to $40,000 per month. The capital cost for the construction of the PRB and STC was approximately $1.2M including the media, trenching, infiltration gallery, cover, and stormwater controls, or roughly $180/cubic yard of reactive media (1,200 cubic yards for the PRB and 5,500 cubic yards for the STC). | System is seep treatment cell effluent to PRB. Treatment media: 50% granular support media, 12.5% chopped alfalfa hay, 37.5% woodchips/shavings. Average hydraulic conductivity of 8.8-116.2 ft/day in the media. Trench excavated to dry, silty-clay, weathered Dinwoody Formation material to prevent groundwater flow from bypassing under the PRB. Eroded overburden was encountered. Media placed to a depth of 2 ft bgs, covered by non-woven geotextile and 2 ft of Dinwoody Formation material. Infiltration gallery was constructed upgradient to the PRB, and overburden was encountered. Infiltration gallery was overexcavated and compacted Dinwoody Formation materials were used on the base and sidewalls to reduce water contact with the overburden. It was backfilled with coarse drain rock and covered with non-woven geotextile and Dinwoody Formation material. PRB is relatively easy to implement with readily available material and equipment but using the technology to treat seeps or shallow groundwater in close proximity to overburden disposal piles should be approached with caution. The presence of run-of-mine shales in and around excavations contributes to mobilization of unwanted constituents (e.g. arsenic, uranium) | The objectives for the Pilot Study are consistent with the preliminary Remedial Action Objectives (RAOs) for groundwater remedies at Conda. Based on observations from the 2019 and 2020 monitoring, modifications were made to the Pilot Study in fall of 2020. In coordination with the Agencies, it was decided that the modification will require further monitoring in 2021 to fully meet the Pilot Study objectives. 2018-2019 start up period had differing conditions from 2020-2021, and the conditions were not considered representative of long term trends, but reflect the capability of the media to rapidly reach redox and geochemical conditions that facilitate microbially mediated reduction. 2020-2021 are operational conditions. The treatment media contributes to total Ar, Fe and Mn concentrations above the MCLs and drinking water standards. Data indicate that the treatment media in the Seep Treatment Cell and PRB is capable of treating water entering the system with total Se concentrations as high as 6.87 mg/L as well as total Cd concentrations up to 0.00847 mg/L to levels below their respective MCLs. | None, other than those presented elsewhere | Effluent from the pretreatment STC (STC-NES5-EF) is the upgradient inflow through the central flow path. Data collection for upgradient/downgradient wells is in some instances shifted by 1-2 days. Reporting on effluents from Well 64 is only considered during the period that effluent from the pretreatment is available for comparison (June 2019-Oct 2021). ND = Non detect. ND value is 0.04-0.25 mg/L
Final Treatability Study Findings Report Field-Scale Permeable Reactive Barrier Pilot Study Conda/Woodall Mountain Mine | Conda/Woodall Mountain Mine | IDN001002862 | N/A | N/A | GW-64-MA | Former mining site | Permeable reactive barrier (PRB) with seep treatment cell pre-treatment | Passive | Permeable reactive barrier (PRB) | Pre-treatment | Overburden pile in the headwaters areas of Pedro Creek | Y | PRB with pre-treatment | Specific technologies not specified. PRB is chemical and microbially mediated processes that reduce selenate to selenite and then selenium. Treatment media includes a carbon source (i.e. woodchips), alfalfa hay, and inert sand. Seep treatment cell is pre-treatment cell with treatment media. | Access to the groundwater table is needed. Trench excavated through water-bearing zones of alluvial deposits and into underlying weathered bedrock. | Pilot | 2018-2021, modifications made in 2019 to address seepage | Nitrate | Nitrate+ Nitrite as N | mg/L | N | N/A | [6 empty] | 0.057 | 0.07 | 18.5714 |  |  |  | 0.04 | 2020 - 2021 Average, from operational period, not whole dataset | Data not provided | Data not provided | 0.044 | 2020 - 2021 Average, from operational period, not whole dataset | Data not provided | Data not provided | Data not provided | Downgradient | 6.7 | 0 | mg/L | 9.6 | °C | Data not provided | N/A | Data not provided | N/A | -220.7 | mV | 2973 | µmhos/cm | Turbidity = 37.58 | NTU | data not provided | data not provided | data not provided | data not provided | data not provided | data not provided | Y | Groundwater Comparison Value: U.S EPA MCL 10 mg/L | No samples were collected at STC-NES5-EF between November 2018 and April 2019. | An insufficient amount of time since completion of the Pilot Study to adequately evaluate lifespan of the treatment media. The change in alkalinity can be used as an indicator of change in the ability of the media to treat selenium. Alkalinity remained relatively similar after 2 years of operation indicating that after 2 years of operation the microbially-mediated chemical reduction of selenium remains similar to the study onset. | Design had insufficient capacity to contain the flux of snow melt in addition to seep water. Soils in the area of the PRB are tight. In the future, when in an layered alluvial system, incorporate a gravel "pressure relief/effluent storage" zone on the downgradient edge to allow for increased ability to receive effluent water and/or flow onto the land surface if capacity is reached. The hydrogeological study was performed during fall low flow conditions as were the excavation and installation of the PRB bench. Additional water zones may be present during different water levels, so future design data collection should include a hydrogeological investigation in the spring to better characterize flux and water bearing zones in the aquifer during high water conditions. The PRB increased Ar, Fe, Mn and Ur due to eroded overburden material in the lenses on the walls of the excavation and from the seep and sedimentation basin sediments transferred to the PRB. Oxidizing conditions favorable to mobilization of Ur exist when ORP is above -200 mV. Bicarbonate that is likely dominant in the near neutral pH conditions in the vicinity of the PRB can enhance Ur mobility. Redox cycling from fluctuating water table can cause Ur mobilization. Heterogeneity of groundwater inflow along the trench, contact with runoff of mine materials, and microbial activity all contribute to factors affecting degree of treatment within the PRB. The incorporation of the Pilot Study into a potential remedy for the Pedro Creek Sub-Basin, at its current scale and in absence of other actions, may require some modifications to facilitate handling of high spring inflows and additional treatment to address the transport of released uranium into the shallow groundwater and surface water. | Operation and maintenance cost, including remote monitoring (e.g., transducers, telemetry, and cameras) and performance monitoring (e.g., sampling, analysis, and reporting), ranges between $20,000 to $40,000 per month. The capital cost for the construction of the PRB and STC was approximately $1.2M including the media, trenching, infiltration gallery, cover, and stormwater controls, or roughly $180/cubic yard of reactive media (1,200 cubic yards for the PRB and 5,500 cubic yards for the STC). | System is seep treatment cell effluent to PRB. Treatment media: 50% granular support media, 12.5% chopped alfalfa hay, 37.5% woodchips/shavings. Average hydraulic conductivity of 8.8-116.2 ft/day in the media. Trench excavated to dry, silty-clay, weathered Dinwoody Formation material to prevent groundwater flow from bypassing under the PRB. Eroded overburden was encountered. Media placed to a depth of 2 ft bgs, covered by non-woven geotextile and 2 ft of Dinwoody Formation material. Infiltration gallery was constructed upgradient to the PRB, and overburden was encountered. Infiltration gallery was overexcavated and compacted Dinwoody Formation materials were used on the base and sidewalls to reduce water contact with the overburden. It was backfilled with coarse drain rock and covered with non-woven geotextile and Dinwoody Formation material. PRB is relatively easy to implement with readily available material and equipment but using the technology to treat seeps or shallow groundwater in close proximity to overburden disposal piles should be approached with caution. The presence of run-of-mine shales in and around excavations contributes to mobilization of unwanted constituents (e.g. arsenic, uranium) | The objectives for the Pilot Study are consistent with the preliminary Remedial Action Objectives (RAOs) for groundwater remedies at Conda. Based on observations from the 2019 and 2020 monitoring, modifications were made to the Pilot Study in fall of 2020. In coordination with the Agencies, it was decided that the modification will require further monitoring in 2021 to fully meet the Pilot Study objectives. 2018-2019 start up period had differing conditions from 2020-2021, and the conditions were not considered representative of long term trends, but reflect the capability of the media to rapidly reach redox and geochemical conditions that facilitate microbially mediated reduction. 2020-2021 are operational conditions. The treatment media contributes to total Ar, Fe and Mn concentrations above the MCLs and drinking water standards. Data indicate that the treatment media in the Seep Treatment Cell and PRB is capable of treating water entering the system with total Se concentrations as high as 6.87 mg/L as well as total Cd concentrations up to 0.00847 mg/L to levels below their respective MCLs. | None, other than those presented elsewhere | Effluent from the pretreatment STC (STC-NES5-EF) is the upgradient inflow through the central flow path. Data collection for upgradient/downgradient wells is in some instances shifted by 1-2 days. Reporting on effluents from Well 64 is only considered during the period that effluent from the pretreatment is available for comparison (June 2019-Oct 2021)
Final Treatability Study Findings Report Field-Scale Permeable Reactive Barrier Pilot Study Conda/Woodall Mountain Mine | Conda/Woodall Mountain Mine | IDN001002862 | N/A | N/A | GW-64-MA | Former mining site | Permeable reactive barrier (PRB) with seep treatment cell pre-treatment | Passive | Permeable reactive barrier (PRB) | Pre-treatment | Overburden pile in the headwaters areas of Pedro Creek | Y | PRB with pre-treatment | Specific technologies not specified. PRB is chemical and microbially mediated processes that reduce selenate to selenite and then selenium. Treatment media includes a carbon source (i.e. woodchips), alfalfa hay, and inert sand. Seep treatment cell is pre-treatment cell with treatment media. | Access to the groundwater table is needed. Trench excavated through water-bearing zones of alluvial deposits and into underlying weathered bedrock. | Pilot | 2018-2021, modifications made in 2019 to address seepage | Nitrate | Nitrate+ Nitrite as N | mg/L | N | N/A | [9 empty] | ND | ND–0.059 | Not Applicable | 0.04 | 2020 - 2021 Average, from operational period, not whole dataset | Data not provided | Data not provided | 0.044 | 2020 - 2021 Average, from operational period, not whole dataset | Data not provided | Data not provided | Data not provided | Downgradient | 6.64–7.19 | (-)0.12–0.38 | mg/L | 8.23–11.49 | °C | Data not provided | N/A | Data not provided | N/A | (-)234.8–(-)115.6 | mV | 2535.4–2994 | µmhos/cm | Turbidity = 2.92–39.63 | NTU | data not provided | data not provided | data not provided | data not provided | data not provided | data not provided | Y | Groundwater Comparison Value: U.S EPA MCL 10 mg/L | No samples were collected at STC-NES5-EF between November 2018 and April 2019. | An insufficient amount of time since completion of the Pilot Study to adequately evaluate lifespan of the treatment media. The change in alkalinity can be used as an indicator of change in the ability of the media to treat selenium. Alkalinity remained relatively similar after 2 years of operation indicating that after 2 years of operation the microbially-mediated chemical reduction of selenium remains similar to the study onset. | Design had insufficient capacity to contain the flux of snow melt in addition to seep water. Soils in the area of the PRB are tight. In the future, when in an layered alluvial system, incorporate a gravel "pressure relief/effluent storage" zone on the downgradient edge to allow for increased ability to receive effluent water and/or flow onto the land surface if capacity is reached. The hydrogeological study was performed during fall low flow conditions as were the excavation and installation of the PRB bench. Additional water zones may be present during different water levels, so future design data collection should include a hydrogeological investigation in the spring to better characterize flux and water bearing zones in the aquifer during high water conditions. The PRB increased Ar, Fe, Mn and Ur due to eroded overburden material in the lenses on the walls of the excavation and from the seep and sedimentation basin sediments transferred to the PRB. Oxidizing conditions favorable to mobilization of Ur exist when ORP is above -200 mV. Bicarbonate that is likely dominant in the near neutral pH conditions in the vicinity of the PRB can enhance Ur mobility. Redox cycling from fluctuating water table can cause Ur mobilization. Heterogeneity of groundwater inflow along the trench, contact with runoff of mine materials, and microbial activity all contribute to factors affecting degree of treatment within the PRB. The incorporation of the Pilot Study into a potential remedy for the Pedro Creek Sub-Basin, at its current scale and in absence of other actions, may require some modifications to facilitate handling of high spring inflows and additional treatment to address the transport of released uranium into the shallow groundwater and surface water. | Operation and maintenance cost, including remote monitoring (e.g., transducers, telemetry, and cameras) and performance monitoring (e.g., sampling, analysis, and reporting), ranges between $20,000 to $40,000 per month. The capital cost for the construction of the PRB and STC was approximately $1.2M including the media, trenching, infiltration gallery, cover, and stormwater controls, or roughly $180/cubic yard of reactive media (1,200 cubic yards for the PRB and 5,500 cubic yards for the STC). | System is seep treatment cell effluent to PRB. Treatment media: 50% granular support media, 12.5% chopped alfalfa hay, 37.5% woodchips/shavings. Average hydraulic conductivity of 8.8-116.2 ft/day in the media. Trench excavated to dry, silty-clay, weathered Dinwoody Formation material to prevent groundwater flow from bypassing under the PRB. Eroded overburden was encountered. Media placed to a depth of 2 ft bgs, covered by non-woven geotextile and 2 ft of Dinwoody Formation material. Infiltration gallery was constructed upgradient to the PRB, and overburden was encountered. Infiltration gallery was overexcavated and compacted Dinwoody Formation materials were used on the base and sidewalls to reduce water contact with the overburden. It was backfilled with coarse drain rock and covered with non-woven geotextile and Dinwoody Formation material. PRB is relatively easy to implement with readily available material and equipment but using the technology to treat seeps or shallow groundwater in close proximity to overburden disposal piles should be approached with caution. The presence of run-of-mine shales in and around excavations contributes to mobilization of unwanted constituents (e.g. arsenic, uranium) | The objectives for the Pilot Study are consistent with the preliminary Remedial Action Objectives (RAOs) for groundwater remedies at Conda. Based on observations from the 2019 and 2020 monitoring, modifications were made to the Pilot Study in fall of 2020. In coordination with the Agencies, it was decided that the modification will require further monitoring in 2021 to fully meet the Pilot Study objectives. 2018-2019 start up period had differing conditions from 2020-2021, and the conditions were not considered representative of long term trends, but reflect the capability of the media to rapidly reach redox and geochemical conditions that facilitate microbially mediated reduction. 2020-2021 are operational conditions. The treatment media contributes to total Ar, Fe and Mn concentrations above the MCLs and drinking water standards. Data indicate that the treatment media in the Seep Treatment Cell and PRB is capable of treating water entering the system with total Se concentrations as high as 6.87 mg/L as well as total Cd concentrations up to 0.00847 mg/L to levels below their respective MCLs. | None, other than those presented elsewhere | Effluent from the pretreatment STC (STC-NES5-EF) is the upgradient inflow through the central flow path. Data collection for upgradient/downgradient wells is in some instances shifted by 1-2 days. Reporting on effluents from Well 64 is only considered during the period that effluent from the pretreatment is available for comparison (June 2019-Oct 2021). ND = Non detect. ND value is 0.05-0.25 mg/L
Final Treatability Study Findings Report Field-Scale Permeable Reactive Barrier Pilot Study Conda/Woodall Mountain Mine | Conda/Woodall Mountain Mine | IDN001002862 | N/A | N/A | STC-NES5-EF | Former mining site | Permeable reactive barrier (PRB) with seep treatment cell pre-treatment | Passive | Permeable reactive barrier (PRB) | Pre-treatment | Overburden pile in the headwaters areas of Pedro Creek | Y | PRB with pre-treatment | Specific technologies not specified. PRB is chemical and microbially mediated processes that reduce selenate to selenite and then selenium. Treatment media includes a carbon source (i.e. woodchips), alfalfa hay, and inert sand. Seep treatment cell is pre-treatment cell with treatment media. | Access to the groundwater table is needed. Trench excavated through water-bearing zones of alluvial deposits and into underlying weathered bedrock. | Pilot | 2018-2021, modifications made in 2019 to address seepage | Phosphorus | P, total | mg/L | N | N/A | 90.5 | 2.19 | 97.5801 | [9 empty] | 2.12 | 2020 - 2021 Average, from operational period, not whole dataset | Data not provided | Data not provided | 1.25 | 2020 - 2021 Average, from operational period, not whole dataset | Data not provided | Data not provided | Data not provided | Upgradient | 7.04 | 0.02 | mg/L | 17.02 | °C | Data not provided | N/A | Data not provided | N/A | -234.9 | mV | 534.32 | µmhos/cm | Turbidity = 164.4 | NTU | data not provided | data not provided | data not provided | data not provided | data not provided | data not provided | N/A | No groundwater comparison value | No samples were collected at STC-NES5-EF between November 2018 and April 2019. | An insufficient amount of time since completion of the Pilot Study to adequately evaluate lifespan of the treatment media. The change in alkalinity can be used as an indicator of change in the ability of the media to treat selenium. Alkalinity remained relatively similar after 2 years of operation indicating that after 2 years of operation the microbially-mediated chemical reduction of selenium remains similar to the study onset. | Design had insufficient capacity to contain the flux of snow melt in addition to seep water. Soils in the area of the PRB are tight. In the future, when in an layered alluvial system, incorporate a gravel "pressure relief/effluent storage" zone on the downgradient edge to allow for increased ability to receive effluent water and/or flow onto the land surface if capacity is reached. The hydrogeological study was performed during fall low flow conditions as were the excavation and installation of the PRB bench. Additional water zones may be present during different water levels, so future design data collection should include a hydrogeological investigation in the spring to better characterize flux and water bearing zones in the aquifer during high water conditions. The PRB increased Ar, Fe, Mn and Ur due to eroded overburden material in the lenses on the walls of the excavation and from the seep and sedimentation basin sediments transferred to the PRB. Oxidizing conditions favorable to mobilization of Ur exist when ORP is above -200 mV. Bicarbonate that is likely dominant in the near neutral pH conditions in the vicinity of the PRB can enhance Ur mobility. Redox cycling from fluctuating water table can cause Ur mobilization. Heterogeneity of groundwater inflow along the trench, contact with runoff of mine materials, and microbial activity all contribute to factors affecting degree of treatment within the PRB. The incorporation of the Pilot Study into a potential remedy for the Pedro Creek Sub-Basin, at its current scale and in absence of other actions, may require some modifications to facilitate handling of high spring inflows and additional treatment to address the transport of released uranium into the shallow groundwater and surface water. | Operation and maintenance cost, including remote monitoring (e.g., transducers, telemetry, and cameras) and performance monitoring (e.g., sampling, analysis, and reporting), ranges between $20,000 to $40,000 per month. The capital cost for the construction of the PRB and STC was approximately $1.2M including the media, trenching, infiltration gallery, cover, and stormwater controls, or roughly $180/cubic yard of reactive media (1,200 cubic yards for the PRB and 5,500 cubic yards for the STC). | System is seep treatment cell effluent to PRB. Treatment media: 50% granular support media, 12.5% chopped alfalfa hay, 37.5% woodchips/shavings. Average hydraulic conductivity of 8.8-116.2 ft/day in the media. Trench excavated to dry, silty-clay, weathered Dinwoody Formation material to prevent groundwater flow from bypassing under the PRB. Eroded overburden was encountered. Media placed to a depth of 2 ft bgs, covered by non-woven geotextile and 2 ft of Dinwoody Formation material. Infiltration gallery was constructed upgradient to the PRB, and overburden was encountered. Infiltration gallery was overexcavated and compacted Dinwoody Formation materials were used on the base and sidewalls to reduce water contact with the overburden. It was backfilled with coarse drain rock and covered with non-woven geotextile and Dinwoody Formation material. PRB is relatively easy to implement with readily available material and equipment but using the technology to treat seeps or shallow groundwater in close proximity to overburden disposal piles should be approached with caution. The presence of run-of-mine shales in and around excavations contributes to mobilization of unwanted constituents (e.g. arsenic, uranium) | The objectives for the Pilot Study are consistent with the preliminary Remedial Action Objectives (RAOs) for groundwater remedies at Conda. Based on observations from the 2019 and 2020 monitoring, modifications were made to the Pilot Study in fall of 2020. In coordination with the Agencies, it was decided that the modification will require further monitoring in 2021 to fully meet the Pilot Study objectives. 2018-2019 start up period had differing conditions from 2020-2021, and the conditions were not considered representative of long term trends, but reflect the capability of the media to rapidly reach redox and geochemical conditions that facilitate microbially mediated reduction. 2020-2021 are operational conditions. The treatment media contributes to total Ar, Fe and Mn concentrations above the MCLs and drinking water standards. Data indicate that the treatment media in the Seep Treatment Cell and PRB is capable of treating water entering the system with total Se concentrations as high as 6.87 mg/L as well as total Cd concentrations up to 0.00847 mg/L to levels below their respective MCLs. | None, other than those presented elsewhere | Effluent from the pretreatment STC (STC-NES5-EF) is the upgradient inflow through the central flow path. Data collection for upgradient/downgradient wells is in some instances shifted by 1-2 days. Reporting on effluents from Well 64 is only considered during the period that effluent from the pretreatment is available for comparison (June 2019-Oct 2021)
Final Treatability Study Findings Report Field-Scale Permeable Reactive Barrier Pilot Study Conda/Woodall Mountain Mine | Conda/Woodall Mountain Mine | IDN001002862 | N/A | N/A | STC-NES5-EF | Former mining site | Permeable reactive barrier (PRB) with seep treatment cell pre-treatment | Passive | Permeable reactive barrier (PRB) | Pre-treatment | Overburden pile in the headwaters areas of Pedro Creek | Y | PRB with pre-treatment | Specific technologies not specified. PRB is chemical and microbially mediated processes that reduce selenate to selenite and then selenium. Treatment media includes a carbon source (i.e. woodchips), alfalfa hay, and inert sand. Seep treatment cell is pre-treatment cell with treatment media. | Access to the groundwater table is needed. Trench excavated through water-bearing zones of alluvial deposits and into underlying weathered bedrock. | Pilot | 2018-2021, modifications made in 2019 to address seepage | Phosphorus | P, total | mg/L | N | N/A |  |  |  | 0.99 | 1.07 | -8.0808 | [6 empty] | 2.12 | 2020 - 2021 Average, from operational period, not whole dataset | Data not provided | Data not provided | 1.23 | 2020 - 2021 Average, from operational period, not whole dataset | Data not provided | Data not provided | Data not provided | Upgradient | 7 | 1.19 | mg/L | 17.8 | °C | Data not provided | N/A | Data not provided | N/A | -79.6 | mV | 3099 | µmhos/cm | Turbidity = 5.92 | NTU | data not provided | data not provided | data not provided | data not provided | data not provided | data not provided | N/A | No groundwater comparison value | No samples were collected at STC-NES5-EF between November 2018 and April 2019. | An insufficient amount of time since completion of the Pilot Study to adequately evaluate lifespan of the treatment media. The change in alkalinity can be used as an indicator of change in the ability of the media to treat selenium. Alkalinity remained relatively similar after 2 years of operation indicating that after 2 years of operation the microbially-mediated chemical reduction of selenium remains similar to the study onset. | Design had insufficient capacity to contain the flux of snow melt in addition to seep water. Soils in the area of the PRB are tight. In the future, when in an layered alluvial system, incorporate a gravel "pressure relief/effluent storage" zone on the downgradient edge to allow for increased ability to receive effluent water and/or flow onto the land surface if capacity is reached. The hydrogeological study was performed during fall low flow conditions as were the excavation and installation of the PRB bench. Additional water zones may be present during different water levels, so future design data collection should include a hydrogeological investigation in the spring to better characterize flux and water bearing zones in the aquifer during high water conditions. The PRB increased Ar, Fe, Mn and Ur due to eroded overburden material in the lenses on the walls of the excavation and from the seep and sedimentation basin sediments transferred to the PRB. Oxidizing conditions favorable to mobilization of Ur exist when ORP is above -200 mV. Bicarbonate that is likely dominant in the near neutral pH conditions in the vicinity of the PRB can enhance Ur mobility. Redox cycling from fluctuating water table can cause Ur mobilization. Heterogeneity of groundwater inflow along the trench, contact with runoff of mine materials, and microbial activity all contribute to factors affecting degree of treatment within the PRB. The incorporation of the Pilot Study into a potential remedy for the Pedro Creek Sub-Basin, at its current scale and in absence of other actions, may require some modifications to facilitate handling of high spring inflows and additional treatment to address the transport of released uranium into the shallow groundwater and surface water. | Operation and maintenance cost, including remote monitoring (e.g., transducers, telemetry, and cameras) and performance monitoring (e.g., sampling, analysis, and reporting), ranges between $20,000 to $40,000 per month. The capital cost for the construction of the PRB and STC was approximately $1.2M including the media, trenching, infiltration gallery, cover, and stormwater controls, or roughly $180/cubic yard of reactive media (1,200 cubic yards for the PRB and 5,500 cubic yards for the STC). | System is seep treatment cell effluent to PRB. Treatment media: 50% granular support media, 12.5% chopped alfalfa hay, 37.5% woodchips/shavings. Average hydraulic conductivity of 8.8-116.2 ft/day in the media. Trench excavated to dry, silty-clay, weathered Dinwoody Formation material to prevent groundwater flow from bypassing under the PRB. Eroded overburden was encountered. Media placed to a depth of 2 ft bgs, covered by non-woven geotextile and 2 ft of Dinwoody Formation material. Infiltration gallery was constructed upgradient to the PRB, and overburden was encountered. Infiltration gallery was overexcavated and compacted Dinwoody Formation materials were used on the base and sidewalls to reduce water contact with the overburden. It was backfilled with coarse drain rock and covered with non-woven geotextile and Dinwoody Formation material. PRB is relatively easy to implement with readily available material and equipment but using the technology to treat seeps or shallow groundwater in close proximity to overburden disposal piles should be approached with caution. The presence of run-of-mine shales in and around excavations contributes to mobilization of unwanted constituents (e.g. arsenic, uranium) | The objectives for the Pilot Study are consistent with the preliminary Remedial Action Objectives (RAOs) for groundwater remedies at Conda. Based on observations from the 2019 and 2020 monitoring, modifications were made to the Pilot Study in fall of 2020. In coordination with the Agencies, it was decided that the modification will require further monitoring in 2021 to fully meet the Pilot Study objectives. 2018-2019 start up period had differing conditions from 2020-2021, and the conditions were not considered representative of long term trends, but reflect the capability of the media to rapidly reach redox and geochemical conditions that facilitate microbially mediated reduction. 2020-2021 are operational conditions. The treatment media contributes to total Ar, Fe and Mn concentrations above the MCLs and drinking water standards. Data indicate that the treatment media in the Seep Treatment Cell and PRB is capable of treating water entering the system with total Se concentrations as high as 6.87 mg/L as well as total Cd concentrations up to 0.00847 mg/L to levels below their respective MCLs. | None, other than those presented elsewhere | Effluent from the pretreatment STC (STC-NES5-EF) is the upgradient inflow through the central flow path. Data collection for upgradient/downgradient wells is in some instances shifted by 1-2 days. Reporting on effluents from Well 64 is only considered during the period that effluent from the pretreatment is available for comparison (June 2019-Oct 2021)
Final Treatability Study Findings Report Field-Scale Permeable Reactive Barrier Pilot Study Conda/Woodall Mountain Mine | Conda/Woodall Mountain Mine | IDN001002862 | N/A | N/A | GW-64-MA | Former mining site | Permeable reactive barrier (PRB) with seep treatment cell pre-treatment | Passive | Permeable reactive barrier (PRB) | Pre-treatment | Overburden pile in the headwaters areas of Pedro Creek | Y | PRB with pre-treatment | Specific technologies not specified. PRB is chemical and microbially mediated processes that reduce selenate to selenite and then selenium. Treatment media includes a carbon source (i.e. woodchips), alfalfa hay, and inert sand. Seep treatment cell is pre-treatment cell with treatment media. | Access to the groundwater table is needed. Trench excavated through water-bearing zones of alluvial deposits and into underlying weathered bedrock. | Pilot | 2018-2021, modifications made in 2019 to address seepage | Phosphorus | P, total | mg/L | N | N/A | [6 empty] | 2.94 | 3 | 2 |  |  |  | 2.12 | 2020 - 2021 Average, from operational period, not whole dataset | Data not provided | Data not provided | 1.25 | 2020 - 2021 Average, from operational period, not whole dataset | Data not provided | Data not provided | Data not provided | Downgradient | 7.19 | 0.15 | mg/L | 10.33 | °C | Data not provided | N/A | Data not provided | N/A | -235.4 | mV | 2852.4 | µmhos/cm | None | N/A | data not provided | data not provided | data not provided | data not provided | data not provided | data not provided | N/A | No groundwater comparison value | No samples were collected at STC-NES5-EF between November 2018 and April 2019. | An insufficient amount of time since completion of the Pilot Study to adequately evaluate lifespan of the treatment media. The change in alkalinity can be used as an indicator of change in the ability of the media to treat selenium. Alkalinity remained relatively similar after 2 years of operation indicating that after 2 years of operation the microbially-mediated chemical reduction of selenium remains similar to the study onset. | Design had insufficient capacity to contain the flux of snow melt in addition to seep water. Soils in the area of the PRB are tight. In the future, when in an layered alluvial system, incorporate a gravel "pressure relief/effluent storage" zone on the downgradient edge to allow for increased ability to receive effluent water and/or flow onto the land surface if capacity is reached. The hydrogeological study was performed during fall low flow conditions as were the excavation and installation of the PRB bench. Additional water zones may be present during different water levels, so future design data collection should include a hydrogeological investigation in the spring to better characterize flux and water bearing zones in the aquifer during high water conditions. The PRB increased Ar, Fe, Mn and Ur due to eroded overburden material in the lenses on the walls of the excavation and from the seep and sedimentation basin sediments transferred to the PRB. Oxidizing conditions favorable to mobilization of Ur exist when ORP is above -200 mV. Bicarbonate that is likely dominant in the near neutral pH conditions in the vicinity of the PRB can enhance Ur mobility. Redox cycling from fluctuating water table can cause Ur mobilization. Heterogeneity of groundwater inflow along the trench, contact with runoff of mine materials, and microbial activity all contribute to factors affecting degree of treatment within the PRB. The incorporation of the Pilot Study into a potential remedy for the Pedro Creek Sub-Basin, at its current scale and in absence of other actions, may require some modifications to facilitate handling of high spring inflows and additional treatment to address the transport of released uranium into the shallow groundwater and surface water. | Operation and maintenance cost, including remote monitoring (e.g., transducers, telemetry, and cameras) and performance monitoring (e.g., sampling, analysis, and reporting), ranges between $20,000 to $40,000 per month. The capital cost for the construction of the PRB and STC was approximately $1.2M including the media, trenching, infiltration gallery, cover, and stormwater controls, or roughly $180/cubic yard of reactive media (1,200 cubic yards for the PRB and 5,500 cubic yards for the STC). | System is seep treatment cell effluent to PRB. Treatment media: 50% granular support media, 12.5% chopped alfalfa hay, 37.5% woodchips/shavings. Average hydraulic conductivity of 8.8-116.2 ft/day in the media. Trench excavated to dry, silty-clay, weathered Dinwoody Formation material to prevent groundwater flow from bypassing under the PRB. Eroded overburden was encountered. Media placed to a depth of 2 ft bgs, covered by non-woven geotextile and 2 ft of Dinwoody Formation material. Infiltration gallery was constructed upgradient to the PRB, and overburden was encountered. Infiltration gallery was overexcavated and compacted Dinwoody Formation materials were used on the base and sidewalls to reduce water contact with the overburden. It was backfilled with coarse drain rock and covered with non-woven geotextile and Dinwoody Formation material. PRB is relatively easy to implement with readily available material and equipment but using the technology to treat seeps or shallow groundwater in close proximity to overburden disposal piles should be approached with caution. The presence of run-of-mine shales in and around excavations contributes to mobilization of unwanted constituents (e.g. arsenic, uranium) | The objectives for the Pilot Study are consistent with the preliminary Remedial Action Objectives (RAOs) for groundwater remedies at Conda. Based on observations from the 2019 and 2020 monitoring, modifications were made to the Pilot Study in fall of 2020. In coordination with the Agencies, it was decided that the modification will require further monitoring in 2021 to fully meet the Pilot Study objectives. 2018-2019 start up period had differing conditions from 2020-2021, and the conditions were not considered representative of long term trends, but reflect the capability of the media to rapidly reach redox and geochemical conditions that facilitate microbially mediated reduction. 2020-2021 are operational conditions. The treatment media contributes to total Ar, Fe and Mn concentrations above the MCLs and drinking water standards. Data indicate that the treatment media in the Seep Treatment Cell and PRB is capable of treating water entering the system with total Se concentrations as high as 6.87 mg/L as well as total Cd concentrations up to 0.00847 mg/L to levels below their respective MCLs. | None, other than those presented elsewhere | Effluent from the pretreatment STC (STC-NES5-EF) is the upgradient inflow through the central flow path. Data collection for upgradient/downgradient wells is in some instances shifted by 1-2 days. Reporting on effluents from Well 64 is only considered during the period that effluent from the pretreatment is available for comparison (June 2019-Oct 2021)
Final Treatability Study Findings Report Field-Scale Permeable Reactive Barrier Pilot Study Conda/Woodall Mountain Mine | Conda/Woodall Mountain Mine | IDN001002862 | N/A | N/A | GW-64-MA | Former mining site | Permeable reactive barrier (PRB) with seep treatment cell pre-treatment | Passive | Permeable reactive barrier (PRB) | Pre-treatment | Overburden pile in the headwaters areas of Pedro Creek | Y | PRB with pre-treatment | Specific technologies not specified. PRB is chemical and microbially mediated processes that reduce selenate to selenite and then selenium. Treatment media includes a carbon source (i.e. woodchips), alfalfa hay, and inert sand. Seep treatment cell is pre-treatment cell with treatment media. | Access to the groundwater table is needed. Trench excavated through water-bearing zones of alluvial deposits and into underlying weathered bedrock. | Pilot | 2018-2021, modifications made in 2019 to address seepage | Phosphorus | P, total | mg/L | N | N/A | [9 empty] | 0.966 | 3.11 | 68.9389 | 2.12 | 2020 - 2021 Average, from operational period, not whole dataset | Data not provided | Data not provided | 1.23 | 2020 - 2021 Average, from operational period, not whole dataset | Data not provided | Data not provided | Data not provided | Downgradient | 6.87 | 0.15 | mg/L | 8.23 | °C | Data not provided | N/A | Data not provided | N/A | -115.6 | mV | 2788.9 | µmhos/cm | Turbidity = 4.96 | NTU | data not provided | data not provided | data not provided | data not provided | data not provided | data not provided | N/A | No groundwater comparison value | No samples were collected at STC-NES5-EF between November 2018 and April 2019. | An insufficient amount of time since completion of the Pilot Study to adequately evaluate lifespan of the treatment media. The change in alkalinity can be used as an indicator of change in the ability of the media to treat selenium. Alkalinity remained relatively similar after 2 years of operation indicating that after 2 years of operation the microbially-mediated chemical reduction of selenium remains similar to the study onset. | Design had insufficient capacity to contain the flux of snow melt in addition to seep water. Soils in the area of the PRB are tight. In the future, when in an layered alluvial system, incorporate a gravel "pressure relief/effluent storage" zone on the downgradient edge to allow for increased ability to receive effluent water and/or flow onto the land surface if capacity is reached. The hydrogeological study was performed during fall low flow conditions as were the excavation and installation of the PRB bench. Additional water zones may be present during different water levels, so future design data collection should include a hydrogeological investigation in the spring to better characterize flux and water bearing zones in the aquifer during high water conditions. The PRB increased Ar, Fe, Mn and Ur due to eroded overburden material in the lenses on the walls of the excavation and from the seep and sedimentation basin sediments transferred to the PRB. Oxidizing conditions favorable to mobilization of Ur exist when ORP is above -200 mV. Bicarbonate that is likely dominant in the near neutral pH conditions in the vicinity of the PRB can enhance Ur mobility. Redox cycling from fluctuating water table can cause Ur mobilization. Heterogeneity of groundwater inflow along the trench, contact with runoff of mine materials, and microbial activity all contribute to factors affecting degree of treatment within the PRB. The incorporation of the Pilot Study into a potential remedy for the Pedro Creek Sub-Basin, at its current scale and in absence of other actions, may require some modifications to facilitate handling of high spring inflows and additional treatment to address the transport of released uranium into the shallow groundwater and surface water. | Operation and maintenance cost, including remote monitoring (e.g., transducers, telemetry, and cameras) and performance monitoring (e.g., sampling, analysis, and reporting), ranges between $20,000 to $40,000 per month. The capital cost for the construction of the PRB and STC was approximately $1.2M including the media, trenching, infiltration gallery, cover, and stormwater controls, or roughly $180/cubic yard of reactive media (1,200 cubic yards for the PRB and 5,500 cubic yards for the STC). | System is seep treatment cell effluent to PRB. Treatment media: 50% granular support media, 12.5% chopped alfalfa hay, 37.5% woodchips/shavings. Average hydraulic conductivity of 8.8-116.2 ft/day in the media. Trench excavated to dry, silty-clay, weathered Dinwoody Formation material to prevent groundwater flow from bypassing under the PRB. Eroded overburden was encountered. Media placed to a depth of 2 ft bgs, covered by non-woven geotextile and 2 ft of Dinwoody Formation material. Infiltration gallery was constructed upgradient to the PRB, and overburden was encountered. Infiltration gallery was overexcavated and compacted Dinwoody Formation materials were used on the base and sidewalls to reduce water contact with the overburden. It was backfilled with coarse drain rock and covered with non-woven geotextile and Dinwoody Formation material. PRB is relatively easy to implement with readily available material and equipment but using the technology to treat seeps or shallow groundwater in close proximity to overburden disposal piles should be approached with caution. The presence of run-of-mine shales in and around excavations contributes to mobilization of unwanted constituents (e.g. arsenic, uranium) | The objectives for the Pilot Study are consistent with the preliminary Remedial Action Objectives (RAOs) for groundwater remedies at Conda. Based on observations from the 2019 and 2020 monitoring, modifications were made to the Pilot Study in fall of 2020. In coordination with the Agencies, it was decided that the modification will require further monitoring in 2021 to fully meet the Pilot Study objectives. 2018-2019 start up period had differing conditions from 2020-2021, and the conditions were not considered representative of long term trends, but reflect the capability of the media to rapidly reach redox and geochemical conditions that facilitate microbially mediated reduction. 2020-2021 are operational conditions. The treatment media contributes to total Ar, Fe and Mn concentrations above the MCLs and drinking water standards. Data indicate that the treatment media in the Seep Treatment Cell and PRB is capable of treating water entering the system with total Se concentrations as high as 6.87 mg/L as well as total Cd concentrations up to 0.00847 mg/L to levels below their respective MCLs. | None, other than those presented elsewhere | Effluent from the pretreatment STC (STC-NES5-EF) is the upgradient inflow through the central flow path. Data collection for upgradient/downgradient wells is in some instances shifted by 1-2 days. Reporting on effluents from Well 64 is only considered during the period that effluent from the pretreatment is available for comparison (June 2019-Oct 2021)
Final Treatability Study Findings Report Field-Scale Permeable Reactive Barrier Pilot Study Conda/Woodall Mountain Mine | Conda/Woodall Mountain Mine | IDN001002862 | N/A | N/A | STC-NES5-EF | Former mining site | Permeable reactive barrier (PRB) with seep treatment cell pre-treatment | Passive | Permeable reactive barrier (PRB) | Pre-treatment | Overburden pile in the headwaters areas of Pedro Creek | Y | PRB with pre-treatment | Specific technologies not specified. PRB is chemical and microbially mediated processes that reduce selenate to selenite and then selenium. Treatment media includes a carbon source (i.e. woodchips), alfalfa hay, and inert sand. Seep treatment cell is pre-treatment cell with treatment media. | Access to the groundwater table is needed. Trench excavated through water-bearing zones of alluvial deposits and into underlying weathered bedrock. | Pilot | 2018-2021, modifications made in 2019 to address seepage | Potassium | K, dissolved | mg/L | N | N/A | 139 | 14.5 | 89.5683 | [9 empty] | 37.7 | 2020 - 2021 Average, from operational period, not whole dataset | Data not provided | Data not provided | 9.69 | 2020 - 2021 Average, from operational period, not whole dataset | Data not provided | Data not provided | Data not provided | Upgradient | 6.67 | 4.08 | mg/L | 11.5 | °C | Data not provided | N/A | Data not provided | N/A | -76.5 | mV | 3328 | µmhos/cm | Turbidity = 205 | NTU | data not provided | data not provided | data not provided | data not provided | data not provided | data not provided | N/A | No groundwater comparison value | No samples were collected at STC-NES5-EF between November 2018 and April 2019. | An insufficient amount of time since completion of the Pilot Study to adequately evaluate lifespan of the treatment media. The change in alkalinity can be used as an indicator of change in the ability of the media to treat selenium. Alkalinity remained relatively similar after 2 years of operation indicating that after 2 years of operation the microbially-mediated chemical reduction of selenium remains similar to the study onset. | Design had insufficient capacity to contain the flux of snow melt in addition to seep water. Soils in the area of the PRB are tight. In the future, when in an layered alluvial system, incorporate a gravel "pressure relief/effluent storage" zone on the downgradient edge to allow for increased ability to receive effluent water and/or flow onto the land surface if capacity is reached. The hydrogeological study was performed during fall low flow conditions as were the excavation and installation of the PRB bench. Additional water zones may be present during different water levels, so future design data collection should include a hydrogeological investigation in the spring to better characterize flux and water bearing zones in the aquifer during high water conditions. The PRB increased Ar, Fe, Mn and Ur due to eroded overburden material in the lenses on the walls of the excavation and from the seep and sedimentation basin sediments transferred to the PRB. Oxidizing conditions favorable to mobilization of Ur exist when ORP is above -200 mV. Bicarbonate that is likely dominant in the near neutral pH conditions in the vicinity of the PRB can enhance Ur mobility. Redox cycling from fluctuating water table can cause Ur mobilization. Heterogeneity of groundwater inflow along the trench, contact with runoff of mine materials, and microbial activity all contribute to factors affecting degree of treatment within the PRB. The incorporation of the Pilot Study into a potential remedy for the Pedro Creek Sub-Basin, at its current scale and in absence of other actions, may require some modifications to facilitate handling of high spring inflows and additional treatment to address the transport of released uranium into the shallow groundwater and surface water. | Operation and maintenance cost, including remote monitoring (e.g., transducers, telemetry, and cameras) and performance monitoring (e.g., sampling, analysis, and reporting), ranges between $20,000 to $40,000 per month. The capital cost for the construction of the PRB and STC was approximately $1.2M including the media, trenching, infiltration gallery, cover, and stormwater controls, or roughly $180/cubic yard of reactive media (1,200 cubic yards for the PRB and 5,500 cubic yards for the STC). | System is seep treatment cell effluent to PRB. Treatment media: 50% granular support media, 12.5% chopped alfalfa hay, 37.5% woodchips/shavings. Average hydraulic conductivity of 8.8-116.2 ft/day in the media. Trench excavated to dry, silty-clay, weathered Dinwoody Formation material to prevent groundwater flow from bypassing under the PRB. Eroded overburden was encountered. Media placed to a depth of 2 ft bgs, covered by non-woven geotextile and 2 ft of Dinwoody Formation material. Infiltration gallery was constructed upgradient to the PRB, and overburden was encountered. Infiltration gallery was overexcavated and compacted Dinwoody Formation materials were used on the base and sidewalls to reduce water contact with the overburden. It was backfilled with coarse drain rock and covered with non-woven geotextile and Dinwoody Formation material. PRB is relatively easy to implement with readily available material and equipment but using the technology to treat seeps or shallow groundwater in close proximity to overburden disposal piles should be approached with caution. The presence of run-of-mine shales in and around excavations contributes to mobilization of unwanted constituents (e.g. arsenic, uranium) | The objectives for the Pilot Study are consistent with the preliminary Remedial Action Objectives (RAOs) for groundwater remedies at Conda. Based on observations from the 2019 and 2020 monitoring, modifications were made to the Pilot Study in fall of 2020. In coordination with the Agencies, it was decided that the modification will require further monitoring in 2021 to fully meet the Pilot Study objectives. 2018-2019 start up period had differing conditions from 2020-2021, and the conditions were not considered representative of long term trends, but reflect the capability of the media to rapidly reach redox and geochemical conditions that facilitate microbially mediated reduction. 2020-2021 are operational conditions. The treatment media contributes to total Ar, Fe and Mn concentrations above the MCLs and drinking water standards. Data indicate that the treatment media in the Seep Treatment Cell and PRB is capable of treating water entering the system with total Se concentrations as high as 6.87 mg/L as well as total Cd concentrations up to 0.00847 mg/L to levels below their respective MCLs. | None, other than those presented elsewhere | Effluent from the pretreatment STC (STC-NES5-EF) is the upgradient inflow through the central flow path. Data collection for upgradient/downgradient wells is in some instances shifted by 1-2 days. Reporting on effluents from Well 64 is only considered during the period that effluent from the pretreatment is available for comparison (June 2019-Oct 2021)
Final Treatability Study Findings Report Field-Scale Permeable Reactive Barrier Pilot Study Conda/Woodall Mountain Mine | Conda/Woodall Mountain Mine | IDN001002862 | N/A | N/A | STC-NES5-EF | Former mining site | Permeable reactive barrier (PRB) with seep treatment cell pre-treatment | Passive | Permeable reactive barrier (PRB) | Pre-treatment | Overburden pile in the headwaters areas of Pedro Creek | Y | PRB with pre-treatment | Specific technologies not specified. PRB is chemical and microbially mediated processes that reduce selenate to selenite and then selenium. Treatment media includes a carbon source (i.e. woodchips), alfalfa hay, and inert sand. Seep treatment cell is pre-treatment cell with treatment media. | Access to the groundwater table is needed. Trench excavated through water-bearing zones of alluvial deposits and into underlying weathered bedrock. | Pilot | 2018-2021, modifications made in 2019 to address seepage | Potassium | K, dissolved | mg/L | N | N/A |  |  |  | 32.2 | 10.3 | 68.0124 | [6 empty] | 37.7 | 2020 - 2021 Average, from operational period, not whole dataset | Data not provided | Data not provided | 9.69 | 2020 - 2021 Average, from operational period, not whole dataset | Data not provided | Data not provided | Data not provided | Upgradient | 7.22 | 4.99 | mg/L | 21.4 | °C | Data not provided | N/A | Data not provided | N/A | -100.9 | mV | 2828 | µmhos/cm | Turbidity = 47 | NTU | data not provided | data not provided | data not provided | data not provided | data not provided | data not provided | N/A | No groundwater comparison value | No samples were collected at STC-NES5-EF between November 2018 and April 2019. | An insufficient amount of time since completion of the Pilot Study to adequately evaluate lifespan of the treatment media. The change in alkalinity can be used as an indicator of change in the ability of the media to treat selenium. Alkalinity remained relatively similar after 2 years of operation indicating that after 2 years of operation the microbially-mediated chemical reduction of selenium remains similar to the study onset. | Design had insufficient capacity to contain the flux of snow melt in addition to seep water. Soils in the area of the PRB are tight. In the future, when in an layered alluvial system, incorporate a gravel "pressure relief/effluent storage" zone on the downgradient edge to allow for increased ability to receive effluent water and/or flow onto the land surface if capacity is reached. The hydrogeological study was performed during fall low flow conditions as were the excavation and installation of the PRB bench. Additional water zones may be present during different water levels, so future design data collection should include a hydrogeological investigation in the spring to better characterize flux and water bearing zones in the aquifer during high water conditions. The PRB increased Ar, Fe, Mn and Ur due to eroded overburden material in the lenses on the walls of the excavation and from the seep and sedimentation basin sediments transferred to the PRB. Oxidizing conditions favorable to mobilization of Ur exist when ORP is above -200 mV. Bicarbonate that is likely dominant in the near neutral pH conditions in the vicinity of the PRB can enhance Ur mobility. Redox cycling from fluctuating water table can cause Ur mobilization. Heterogeneity of groundwater inflow along the trench, contact with runoff of mine materials, and microbial activity all contribute to factors affecting degree of treatment within the PRB. The incorporation of the Pilot Study into a potential remedy for the Pedro Creek Sub-Basin, at its current scale and in absence of other actions, may require some modifications to facilitate handling of high spring inflows and additional treatment to address the transport of released uranium into the shallow groundwater and surface water. | Operation and maintenance cost, including remote monitoring (e.g., transducers, telemetry, and cameras) and performance monitoring (e.g., sampling, analysis, and reporting), ranges between $20,000 to $40,000 per month. The capital cost for the construction of the PRB and STC was approximately $1.2M including the media, trenching, infiltration gallery, cover, and stormwater controls, or roughly $180/cubic yard of reactive media (1,200 cubic yards for the PRB and 5,500 cubic yards for the STC). | System is seep treatment cell effluent to PRB. Treatment media: 50% granular support media, 12.5% chopped alfalfa hay, 37.5% woodchips/shavings. Average hydraulic conductivity of 8.8-116.2 ft/day in the media. Trench excavated to dry, silty-clay, weathered Dinwoody Formation material to prevent groundwater flow from bypassing under the PRB. Eroded overburden was encountered. Media placed to a depth of 2 ft bgs, covered by non-woven geotextile and 2 ft of Dinwoody Formation material. Infiltration gallery was constructed upgradient to the PRB, and overburden was encountered. Infiltration gallery was overexcavated and compacted Dinwoody Formation materials were used on the base and sidewalls to reduce water contact with the overburden. It was backfilled with coarse drain rock and covered with non-woven geotextile and Dinwoody Formation material. PRB is relatively easy to implement with readily available material and equipment but using the technology to treat seeps or shallow groundwater in close proximity to overburden disposal piles should be approached with caution. The presence of run-of-mine shales in and around excavations contributes to mobilization of unwanted constituents (e.g. arsenic, uranium) | The objectives for the Pilot Study are consistent with the preliminary Remedial Action Objectives (RAOs) for groundwater remedies at Conda. Based on observations from the 2019 and 2020 monitoring, modifications were made to the Pilot Study in fall of 2020. In coordination with the Agencies, it was decided that the modification will require further monitoring in 2021 to fully meet the Pilot Study objectives. 2018-2019 start up period had differing conditions from 2020-2021, and the conditions were not considered representative of long term trends, but reflect the capability of the media to rapidly reach redox and geochemical conditions that facilitate microbially mediated reduction. 2020-2021 are operational conditions. The treatment media contributes to total Ar, Fe and Mn concentrations above the MCLs and drinking water standards. Data indicate that the treatment media in the Seep Treatment Cell and PRB is capable of treating water entering the system with total Se concentrations as high as 6.87 mg/L as well as total Cd concentrations up to 0.00847 mg/L to levels below their respective MCLs. | None, other than those presented elsewhere | Effluent from the pretreatment STC (STC-NES5-EF) is the upgradient inflow through the central flow path. Data collection for upgradient/downgradient wells is in some instances shifted by 1-2 days. Reporting on effluents from Well 64 is only considered during the period that effluent from the pretreatment is available for comparison (June 2019-Oct 2021)
Final Treatability Study Findings Report Field-Scale Permeable Reactive Barrier Pilot Study Conda/Woodall Mountain Mine | Conda/Woodall Mountain Mine | IDN001002862 | N/A | N/A | GW-64-MA | Former mining site | Permeable reactive barrier (PRB) with seep treatment cell pre-treatment | Passive | Permeable reactive barrier (PRB) | Pre-treatment | Overburden pile in the headwaters areas of Pedro Creek | Y | PRB with pre-treatment | Specific technologies not specified. PRB is chemical and microbially mediated processes that reduce selenate to selenite and then selenium. Treatment media includes a carbon source (i.e. woodchips), alfalfa hay, and inert sand. Seep treatment cell is pre-treatment cell with treatment media. | Access to the groundwater table is needed. Trench excavated through water-bearing zones of alluvial deposits and into underlying weathered bedrock. | Pilot | 2018-2021, modifications made in 2019 to address seepage | Potassium | K, dissolved | mg/L | N | N/A | [6 empty] | 29.9 | 102 | 70.6863 |  |  |  | 37.7 | 2020 - 2021 Average, from operational period, not whole dataset | Data not provided | Data not provided | 9.69 | 2020 - 2021 Average, from operational period, not whole dataset | Data not provided | Data not provided | Data not provided | Downgradient | 7.19 | 0.15 | mg/L | 10.33 | °C | Data not provided | N/A | Data not provided | N/A | -235.4 | mV | 2852.4 | µmhos/cm | None | N/A | data not provided | data not provided | data not provided | data not provided | data not provided | data not provided | N/A | No groundwater comparison value | No samples were collected at STC-NES5-EF between November 2018 and April 2019. | An insufficient amount of time since completion of the Pilot Study to adequately evaluate lifespan of the treatment media. The change in alkalinity can be used as an indicator of change in the ability of the media to treat selenium. Alkalinity remained relatively similar after 2 years of operation indicating that after 2 years of operation the microbially-mediated chemical reduction of selenium remains similar to the study onset. | Design had insufficient capacity to contain the flux of snow melt in addition to seep water. Soils in the area of the PRB are tight. In the future, when in an layered alluvial system, incorporate a gravel "pressure relief/effluent storage" zone on the downgradient edge to allow for increased ability to receive effluent water and/or flow onto the land surface if capacity is reached. The hydrogeological study was performed during fall low flow conditions as were the excavation and installation of the PRB bench. Additional water zones may be present during different water levels, so future design data collection should include a hydrogeological investigation in the spring to better characterize flux and water bearing zones in the aquifer during high water conditions. The PRB increased Ar, Fe, Mn and Ur due to eroded overburden material in the lenses on the walls of the excavation and from the seep and sedimentation basin sediments transferred to the PRB. Oxidizing conditions favorable to mobilization of Ur exist when ORP is above -200 mV. Bicarbonate that is likely dominant in the near neutral pH conditions in the vicinity of the PRB can enhance Ur mobility. Redox cycling from fluctuating water table can cause Ur mobilization. Heterogeneity of groundwater inflow along the trench, contact with runoff of mine materials, and microbial activity all contribute to factors affecting degree of treatment within the PRB. The incorporation of the Pilot Study into a potential remedy for the Pedro Creek Sub-Basin, at its current scale and in absence of other actions, may require some modifications to facilitate handling of high spring inflows and additional treatment to address the transport of released uranium into the shallow groundwater and surface water. | Operation and maintenance cost, including remote monitoring (e.g., transducers, telemetry, and cameras) and performance monitoring (e.g., sampling, analysis, and reporting), ranges between $20,000 to $40,000 per month. The capital cost for the construction of the PRB and STC was approximately $1.2M including the media, trenching, infiltration gallery, cover, and stormwater controls, or roughly $180/cubic yard of reactive media (1,200 cubic yards for the PRB and 5,500 cubic yards for the STC). | System is seep treatment cell effluent to PRB. Treatment media: 50% granular support media, 12.5% chopped alfalfa hay, 37.5% woodchips/shavings. Average hydraulic conductivity of 8.8-116.2 ft/day in the media. Trench excavated to dry, silty-clay, weathered Dinwoody Formation material to prevent groundwater flow from bypassing under the PRB. Eroded overburden was encountered. Media placed to a depth of 2 ft bgs, covered by non-woven geotextile and 2 ft of Dinwoody Formation material. Infiltration gallery was constructed upgradient to the PRB, and overburden was encountered. Infiltration gallery was overexcavated and compacted Dinwoody Formation materials were used on the base and sidewalls to reduce water contact with the overburden. It was backfilled with coarse drain rock and covered with non-woven geotextile and Dinwoody Formation material. PRB is relatively easy to implement with readily available material and equipment but using the technology to treat seeps or shallow groundwater in close proximity to overburden disposal piles should be approached with caution. The presence of run-of-mine shales in and around excavations contributes to mobilization of unwanted constituents (e.g. arsenic, uranium) | The objectives for the Pilot Study are consistent with the preliminary Remedial Action Objectives (RAOs) for groundwater remedies at Conda. Based on observations from the 2019 and 2020 monitoring, modifications were made to the Pilot Study in fall of 2020. In coordination with the Agencies, it was decided that the modification will require further monitoring in 2021 to fully meet the Pilot Study objectives. 2018-2019 start up period had differing conditions from 2020-2021, and the conditions were not considered representative of long term trends, but reflect the capability of the media to rapidly reach redox and geochemical conditions that facilitate microbially mediated reduction. 2020-2021 are operational conditions. The treatment media contributes to total Ar, Fe and Mn concentrations above the MCLs and drinking water standards. Data indicate that the treatment media in the Seep Treatment Cell and PRB is capable of treating water entering the system with total Se concentrations as high as 6.87 mg/L as well as total Cd concentrations up to 0.00847 mg/L to levels below their respective MCLs. | None, other than those presented elsewhere | Effluent from the pretreatment STC (STC-NES5-EF) is the upgradient inflow through the central flow path. Data collection for upgradient/downgradient wells is in some instances shifted by 1-2 days. Reporting on effluents from Well 64 is only considered during the period that effluent from the pretreatment is available for comparison (June 2019-Oct 2021)
Final Treatability Study Findings Report Field-Scale Permeable Reactive Barrier Pilot Study Conda/Woodall Mountain Mine | Conda/Woodall Mountain Mine | IDN001002862 | N/A | N/A | GW-64-MA | Former mining site | Permeable reactive barrier (PRB) with seep treatment cell pre-treatment | Passive | Permeable reactive barrier (PRB) | Pre-treatment | Overburden pile in the headwaters areas of Pedro Creek | Y | PRB with pre-treatment | Specific technologies not specified. PRB is chemical and microbially mediated processes that reduce selenate to selenite and then selenium. Treatment media includes a carbon source (i.e. woodchips), alfalfa hay, and inert sand. Seep treatment cell is pre-treatment cell with treatment media. | Access to the groundwater table is needed. Trench excavated through water-bearing zones of alluvial deposits and into underlying weathered bedrock. | Pilot | 2018-2021, modifications made in 2019 to address seepage | Potassium | K, dissolved | mg/L | N | N/A | [9 empty] | 8.01 | 126 | 93.6429 | 37.7 | 2020 - 2021 Average, from operational period, not whole dataset | Data not provided | Data not provided | 9.69 | 2020 - 2021 Average, from operational period, not whole dataset | Data not provided | Data not provided | Data not provided | Downgradient | 6.87 | 0.15 | mg/L | 8.23 | °C | Data not provided | N/A | Data not provided | N/A | -115.6 | mV | 2788.9 | µmhos/cm | Turbidity = 4.96 | NTU | data not provided | data not provided | data not provided | data not provided | data not provided | data not provided | N/A | No groundwater comparison value | No samples were collected at STC-NES5-EF between November 2018 and April 2019. | An insufficient amount of time since completion of the Pilot Study to adequately evaluate lifespan of the treatment media. The change in alkalinity can be used as an indicator of change in the ability of the media to treat selenium. Alkalinity remained relatively similar after 2 years of operation indicating that after 2 years of operation the microbially-mediated chemical reduction of selenium remains similar to the study onset. | Design had insufficient capacity to contain the flux of snow melt in addition to seep water. Soils in the area of the PRB are tight. In the future, when in an layered alluvial system, incorporate a gravel "pressure relief/effluent storage" zone on the downgradient edge to allow for increased ability to receive effluent water and/or flow onto the land surface if capacity is reached. The hydrogeological study was performed during fall low flow conditions as were the excavation and installation of the PRB bench. Additional water zones may be present during different water levels, so future design data collection should include a hydrogeological investigation in the spring to better characterize flux and water bearing zones in the aquifer during high water conditions. The PRB increased Ar, Fe, Mn and Ur due to eroded overburden material in the lenses on the walls of the excavation and from the seep and sedimentation basin sediments transferred to the PRB. Oxidizing conditions favorable to mobilization of Ur exist when ORP is above -200 mV. Bicarbonate that is likely dominant in the near neutral pH conditions in the vicinity of the PRB can enhance Ur mobility. Redox cycling from fluctuating water table can cause Ur mobilization. Heterogeneity of groundwater inflow along the trench, contact with runoff of mine materials, and microbial activity all contribute to factors affecting degree of treatment within the PRB. The incorporation of the Pilot Study into a potential remedy for the Pedro Creek Sub-Basin, at its current scale and in absence of other actions, may require some modifications to facilitate handling of high spring inflows and additional treatment to address the transport of released uranium into the shallow groundwater and surface water. | Operation and maintenance cost, including remote monitoring (e.g., transducers, telemetry, and cameras) and performance monitoring (e.g., sampling, analysis, and reporting), ranges between $20,000 to $40,000 per month. The capital cost for the construction of the PRB and STC was approximately $1.2M including the media, trenching, infiltration gallery, cover, and stormwater controls, or roughly $180/cubic yard of reactive media (1,200 cubic yards for the PRB and 5,500 cubic yards for the STC). | System is seep treatment cell effluent to PRB. Treatment media: 50% granular support media, 12.5% chopped alfalfa hay, 37.5% woodchips/shavings. Average hydraulic conductivity of 8.8-116.2 ft/day in the media. Trench excavated to dry, silty-clay, weathered Dinwoody Formation material to prevent groundwater flow from bypassing under the PRB. Eroded overburden was encountered. Media placed to a depth of 2 ft bgs, covered by non-woven geotextile and 2 ft of Dinwoody Formation material. Infiltration gallery was constructed upgradient to the PRB, and overburden was encountered. Infiltration gallery was overexcavated and compacted Dinwoody Formation materials were used on the base and sidewalls to reduce water contact with the overburden. It was backfilled with coarse drain rock and covered with non-woven geotextile and Dinwoody Formation material. PRB is relatively easy to implement with readily available material and equipment but using the technology to treat seeps or shallow groundwater in close proximity to overburden disposal piles should be approached with caution. The presence of run-of-mine shales in and around excavations contributes to mobilization of unwanted constituents (e.g. arsenic, uranium) | The objectives for the Pilot Study are consistent with the preliminary Remedial Action Objectives (RAOs) for groundwater remedies at Conda. Based on observations from the 2019 and 2020 monitoring, modifications were made to the Pilot Study in fall of 2020. In coordination with the Agencies, it was decided that the modification will require further monitoring in 2021 to fully meet the Pilot Study objectives. 2018-2019 start up period had differing conditions from 2020-2021, and the conditions were not considered representative of long term trends, but reflect the capability of the media to rapidly reach redox and geochemical conditions that facilitate microbially mediated reduction. 2020-2021 are operational conditions. The treatment media contributes to total Ar, Fe and Mn concentrations above the MCLs and drinking water standards. Data indicate that the treatment media in the Seep Treatment Cell and PRB is capable of treating water entering the system with total Se concentrations as high as 6.87 mg/L as well as total Cd concentrations up to 0.00847 mg/L to levels below their respective MCLs. | None, other than those presented elsewhere | Effluent from the pretreatment STC (STC-NES5-EF) is the upgradient inflow through the central flow path. Data collection for upgradient/downgradient wells is in some instances shifted by 1-2 days. Reporting on effluents from Well 64 is only considered during the period that effluent from the pretreatment is available for comparison (June 2019-Oct 2021)
Final Treatability Study Findings Report Field-Scale Permeable Reactive Barrier Pilot Study Conda/Woodall Mountain Mine | Conda/Woodall Mountain Mine | IDN001002862 | N/A | N/A | STC-NES5-EF | Former mining site | Permeable reactive barrier (PRB) with seep treatment cell pre-treatment | Passive | Permeable reactive barrier (PRB) | Pre-treatment | Overburden pile in the headwaters areas of Pedro Creek | Y | PRB with pre-treatment | Specific technologies not specified. PRB is chemical and microbially mediated processes that reduce selenate to selenite and then selenium. Treatment media includes a carbon source (i.e. woodchips), alfalfa hay, and inert sand. Seep treatment cell is pre-treatment cell with treatment media. | Access to the groundwater table is needed. Trench excavated through water-bearing zones of alluvial deposits and into underlying weathered bedrock. | Pilot | 2018-2021, modifications made in 2019 to address seepage | Potassium | K, total | mg/L | N | N/A | 148 | 13.1 | 91.1486 | [9 empty] | 37 | 2020 - 2021 Average, from operational period, not whole dataset | Data not provided | Data not provided | 9.86 | 2020 - 2021 Average, from operational period, not whole dataset | Data not provided | Data not provided | Data not provided | Upgradient | 6.67 | 4.08 | mg/L | 11.5 | °C | Data not provided | N/A | Data not provided | N/A | -76.5 | mV | 3328 | µmhos/cm | Turbidity = 205 | NTU | data not provided | data not provided | data not provided | data not provided | data not provided | data not provided | N/A | No groundwater comparison value | No samples were collected at STC-NES5-EF between November 2018 and April 2019. | An insufficient amount of time since completion of the Pilot Study to adequately evaluate lifespan of the treatment media. The change in alkalinity can be used as an indicator of change in the ability of the media to treat selenium. Alkalinity remained relatively similar after 2 years of operation indicating that after 2 years of operation the microbially-mediated chemical reduction of selenium remains similar to the study onset. | Design had insufficient capacity to contain the flux of snow melt in addition to seep water. Soils in the area of the PRB are tight. In the future, when in an layered alluvial system, incorporate a gravel "pressure relief/effluent storage" zone on the downgradient edge to allow for increased ability to receive effluent water and/or flow onto the land surface if capacity is reached. The hydrogeological study was performed during fall low flow conditions as were the excavation and installation of the PRB bench. Additional water zones may be present during different water levels, so future design data collection should include a hydrogeological investigation in the spring to better characterize flux and water bearing zones in the aquifer during high water conditions. The PRB increased Ar, Fe, Mn and Ur due to eroded overburden material in the lenses on the walls of the excavation and from the seep and sedimentation basin sediments transferred to the PRB. Oxidizing conditions favorable to mobilization of Ur exist when ORP is above -200 mV. Bicarbonate that is likely dominant in the near neutral pH conditions in the vicinity of the PRB can enhance Ur mobility. Redox cycling from fluctuating water table can cause Ur mobilization. Heterogeneity of groundwater inflow along the trench, contact with runoff of mine materials, and microbial activity all contribute to factors affecting degree of treatment within the PRB. The incorporation of the Pilot Study into a potential remedy for the Pedro Creek Sub-Basin, at its current scale and in absence of other actions, may require some modifications to facilitate handling of high spring inflows and additional treatment to address the transport of released uranium into the shallow groundwater and surface water. | Operation and maintenance cost, including remote monitoring (e.g., transducers, telemetry, and cameras) and performance monitoring (e.g., sampling, analysis, and reporting), ranges between $20,000 to $40,000 per month. The capital cost for the construction of the PRB and STC was approximately $1.2M including the media, trenching, infiltration gallery, cover, and stormwater controls, or roughly $180/cubic yard of reactive media (1,200 cubic yards for the PRB and 5,500 cubic yards for the STC). | System is seep treatment cell effluent to PRB. Treatment media: 50% granular support media, 12.5% chopped alfalfa hay, 37.5% woodchips/shavings. Average hydraulic conductivity of 8.8-116.2 ft/day in the media. Trench excavated to dry, silty-clay, weathered Dinwoody Formation material to prevent groundwater flow from bypassing under the PRB. Eroded overburden was encountered. Media placed to a depth of 2 ft bgs, covered by non-woven geotextile and 2 ft of Dinwoody Formation material. Infiltration gallery was constructed upgradient to the PRB, and overburden was encountered. Infiltration gallery was overexcavated and compacted Dinwoody Formation materials were used on the base and sidewalls to reduce water contact with the overburden. It was backfilled with coarse drain rock and covered with non-woven geotextile and Dinwoody Formation material. PRB is relatively easy to implement with readily available material and equipment but using the technology to treat seeps or shallow groundwater in close proximity to overburden disposal piles should be approached with caution. The presence of run-of-mine shales in and around excavations contributes to mobilization of unwanted constituents (e.g. arsenic, uranium) | The objectives for the Pilot Study are consistent with the preliminary Remedial Action Objectives (RAOs) for groundwater remedies at Conda. Based on observations from the 2019 and 2020 monitoring, modifications were made to the Pilot Study in fall of 2020. In coordination with the Agencies, it was decided that the modification will require further monitoring in 2021 to fully meet the Pilot Study objectives. 2018-2019 start up period had differing conditions from 2020-2021, and the conditions were not considered representative of long term trends, but reflect the capability of the media to rapidly reach redox and geochemical conditions that facilitate microbially mediated reduction. 2020-2021 are operational conditions. The treatment media contributes to total Ar, Fe and Mn concentrations above the MCLs and drinking water standards. Data indicate that the treatment media in the Seep Treatment Cell and PRB is capable of treating water entering the system with total Se concentrations as high as 6.87 mg/L as well as total Cd concentrations up to 0.00847 mg/L to levels below their respective MCLs. | None, other than those presented elsewhere | Effluent from the pretreatment STC (STC-NES5-EF) is the upgradient inflow through the central flow path. Data collection for upgradient/downgradient wells is in some instances shifted by 1-2 days. Reporting on effluents from Well 64 is only considered during the period that effluent from the pretreatment is available for comparison (June 2019-Oct 2021)
Final Treatability Study Findings Report Field-Scale Permeable Reactive Barrier Pilot Study Conda/Woodall Mountain Mine | Conda/Woodall Mountain Mine | IDN001002862 | N/A | N/A | STC-NES5-EF | Former mining site | Permeable reactive barrier (PRB) with seep treatment cell pre-treatment | Passive | Permeable reactive barrier (PRB) | Pre-treatment | Overburden pile in the headwaters areas of Pedro Creek | Y | PRB with pre-treatment | Specific technologies not specified. PRB is chemical and microbially mediated processes that reduce selenate to selenite and then selenium. Treatment media includes a carbon source (i.e. woodchips), alfalfa hay, and inert sand. Seep treatment cell is pre-treatment cell with treatment media. | Access to the groundwater table is needed. Trench excavated through water-bearing zones of alluvial deposits and into underlying weathered bedrock. | Pilot | 2018-2021, modifications made in 2019 to address seepage | Potassium | K, total | mg/L | N | N/A |  |  |  | 31.3 | 9.93 | 68.2748 | [6 empty] | 37 | 2020 - 2021 Average, from operational period, not whole dataset | Data not provided | Data not provided | 9.86 | 2020 - 2021 Average, from operational period, not whole dataset | Data not provided | Data not provided | Data not provided | Upgradient | 7.43 | 5.54 | mg/L | 6.5 | °C | Data not provided | N/A | Data not provided | N/A | -103.1 | mV | 2831 | µmhos/cm | Turbidity = 55.11 | NTU | data not provided | data not provided | data not provided | data not provided | data not provided | data not provided | N/A | No groundwater comparison value | No samples were collected at STC-NES5-EF between November 2018 and April 2019. | An insufficient amount of time since completion of the Pilot Study to adequately evaluate lifespan of the treatment media. The change in alkalinity can be used as an indicator of change in the ability of the media to treat selenium. Alkalinity remained relatively similar after 2 years of operation indicating that after 2 years of operation the microbially-mediated chemical reduction of selenium remains similar to the study onset. | Design had insufficient capacity to contain the flux of snow melt in addition to seep water. Soils in the area of the PRB are tight. In the future, when in an layered alluvial system, incorporate a gravel "pressure relief/effluent storage" zone on the downgradient edge to allow for increased ability to receive effluent water and/or flow onto the land surface if capacity is reached. The hydrogeological study was performed during fall low flow conditions as were the excavation and installation of the PRB bench. Additional water zones may be present during different water levels, so future design data collection should include a hydrogeological investigation in the spring to better characterize flux and water bearing zones in the aquifer during high water conditions. The PRB increased Ar, Fe, Mn and Ur due to eroded overburden material in the lenses on the walls of the excavation and from the seep and sedimentation basin sediments transferred to the PRB. Oxidizing conditions favorable to mobilization of Ur exist when ORP is above -200 mV. Bicarbonate that is likely dominant in the near neutral pH conditions in the vicinity of the PRB can enhance Ur mobility. Redox cycling from fluctuating water table can cause Ur mobilization. Heterogeneity of groundwater inflow along the trench, contact with runoff of mine materials, and microbial activity all contribute to factors affecting degree of treatment within the PRB. The incorporation of the Pilot Study into a potential remedy for the Pedro Creek Sub-Basin, at its current scale and in absence of other actions, may require some modifications to facilitate handling of high spring inflows and additional treatment to address the transport of released uranium into the shallow groundwater and surface water. | Operation and maintenance cost, including remote monitoring (e.g., transducers, telemetry, and cameras) and performance monitoring (e.g., sampling, analysis, and reporting), ranges between $20,000 to $40,000 per month. The capital cost for the construction of the PRB and STC was approximately $1.2M including the media, trenching, infiltration gallery, cover, and stormwater controls, or roughly $180/cubic yard of reactive media (1,200 cubic yards for the PRB and 5,500 cubic yards for the STC). | System is seep treatment cell effluent to PRB. Treatment media: 50% granular support media, 12.5% chopped alfalfa hay, 37.5% woodchips/shavings. Average hydraulic conductivity of 8.8-116.2 ft/day in the media. Trench excavated to dry, silty-clay, weathered Dinwoody Formation material to prevent groundwater flow from bypassing under the PRB. Eroded overburden was encountered. Media placed to a depth of 2 ft bgs, covered by non-woven geotextile and 2 ft of Dinwoody Formation material. Infiltration gallery was constructed upgradient to the PRB, and overburden was encountered. Infiltration gallery was overexcavated and compacted Dinwoody Formation materials were used on the base and sidewalls to reduce water contact with the overburden. It was backfilled with coarse drain rock and covered with non-woven geotextile and Dinwoody Formation material. PRB is relatively easy to implement with readily available material and equipment but using the technology to treat seeps or shallow groundwater in close proximity to overburden disposal piles should be approached with caution. The presence of run-of-mine shales in and around excavations contributes to mobilization of unwanted constituents (e.g. arsenic, uranium) | The objectives for the Pilot Study are consistent with the preliminary Remedial Action Objectives (RAOs) for groundwater remedies at Conda. Based on observations from the 2019 and 2020 monitoring, modifications were made to the Pilot Study in fall of 2020. In coordination with the Agencies, it was decided that the modification will require further monitoring in 2021 to fully meet the Pilot Study objectives. 2018-2019 start up period had differing conditions from 2020-2021, and the conditions were not considered representative of long term trends, but reflect the capability of the media to rapidly reach redox and geochemical conditions that facilitate microbially mediated reduction. 2020-2021 are operational conditions. The treatment media contributes to total Ar, Fe and Mn concentrations above the MCLs and drinking water standards. Data indicate that the treatment media in the Seep Treatment Cell and PRB is capable of treating water entering the system with total Se concentrations as high as 6.87 mg/L as well as total Cd concentrations up to 0.00847 mg/L to levels below their respective MCLs. | None, other than those presented elsewhere | Effluent from the pretreatment STC (STC-NES5-EF) is the upgradient inflow through the central flow path. Data collection for upgradient/downgradient wells is in some instances shifted by 1-2 days. Reporting on effluents from Well 64 is only considered during the period that effluent from the pretreatment is available for comparison (June 2019-Oct 2021)
Final Treatability Study Findings Report Field-Scale Permeable Reactive Barrier Pilot Study Conda/Woodall Mountain Mine | Conda/Woodall Mountain Mine | IDN001002862 | N/A | N/A | GW-64-MA | Former mining site | Permeable reactive barrier (PRB) with seep treatment cell pre-treatment | Passive | Permeable reactive barrier (PRB) | Pre-treatment | Overburden pile in the headwaters areas of Pedro Creek | Y | PRB with pre-treatment | Specific technologies not specified. PRB is chemical and microbially mediated processes that reduce selenate to selenite and then selenium. Treatment media includes a carbon source (i.e. woodchips), alfalfa hay, and inert sand. Seep treatment cell is pre-treatment cell with treatment media. | Access to the groundwater table is needed. Trench excavated through water-bearing zones of alluvial deposits and into underlying weathered bedrock. | Pilot | 2018-2021, modifications made in 2019 to address seepage | Potassium | K, total | mg/L | N | N/A | [6 empty] | 29.6 | 103 | 71.2621 |  |  |  | 37 | 2020 - 2021 Average, from operational period, not whole dataset | Data not provided | Data not provided | 9.86 | 2020 - 2021 Average, from operational period, not whole dataset | Data not provided | Data not provided | Data not provided | Downgradient | 7.19 | 0.15 | mg/L | 10.33 | °C | Data not provided | N/A | Data not provided | N/A | -235.4 | mV | 2852.4 | µmhos/cm | None | N/A | data not provided | data not provided | data not provided | data not provided | data not provided | data not provided | N/A | No groundwater comparison value | No samples were collected at STC-NES5-EF between November 2018 and April 2019. | An insufficient amount of time since completion of the Pilot Study to adequately evaluate lifespan of the treatment media. The change in alkalinity can be used as an indicator of change in the ability of the media to treat selenium. Alkalinity remained relatively similar after 2 years of operation indicating that after 2 years of operation the microbially-mediated chemical reduction of selenium remains similar to the study onset. | Design had insufficient capacity to contain the flux of snow melt in addition to seep water. Soils in the area of the PRB are tight. In the future, when in an layered alluvial system, incorporate a gravel "pressure relief/effluent storage" zone on the downgradient edge to allow for increased ability to receive effluent water and/or flow onto the land surface if capacity is reached. The hydrogeological study was performed during fall low flow conditions as were the excavation and installation of the PRB bench. Additional water zones may be present during different water levels, so future design data collection should include a hydrogeological investigation in the spring to better characterize flux and water bearing zones in the aquifer during high water conditions. The PRB increased Ar, Fe, Mn and Ur due to eroded overburden material in the lenses on the walls of the excavation and from the seep and sedimentation basin sediments transferred to the PRB. Oxidizing conditions favorable to mobilization of Ur exist when ORP is above -200 mV. Bicarbonate that is likely dominant in the near neutral pH conditions in the vicinity of the PRB can enhance Ur mobility. Redox cycling from fluctuating water table can cause Ur mobilization. Heterogeneity of groundwater inflow along the trench, contact with runoff of mine materials, and microbial activity all contribute to factors affecting degree of treatment within the PRB. The incorporation of the Pilot Study into a potential remedy for the Pedro Creek Sub-Basin, at its current scale and in absence of other actions, may require some modifications to facilitate handling of high spring inflows and additional treatment to address the transport of released uranium into the shallow groundwater and surface water. | Operation and maintenance cost, including remote monitoring (e.g., transducers, telemetry, and cameras) and performance monitoring (e.g., sampling, analysis, and reporting), ranges between $20,000 to $40,000 per month. The capital cost for the construction of the PRB and STC was approximately $1.2M including the media, trenching, infiltration gallery, cover, and stormwater controls, or roughly $180/cubic yard of reactive media (1,200 cubic yards for the PRB and 5,500 cubic yards for the STC). | System is seep treatment cell effluent to PRB. Treatment media: 50% granular support media, 12.5% chopped alfalfa hay, 37.5% woodchips/shavings. Average hydraulic conductivity of 8.8-116.2 ft/day in the media. Trench excavated to dry, silty-clay, weathered Dinwoody Formation material to prevent groundwater flow from bypassing under the PRB. Eroded overburden was encountered. Media placed to a depth of 2 ft bgs, covered by non-woven geotextile and 2 ft of Dinwoody Formation material. Infiltration gallery was constructed upgradient to the PRB, and overburden was encountered. Infiltration gallery was overexcavated and compacted Dinwoody Formation materials were used on the base and sidewalls to reduce water contact with the overburden. It was backfilled with coarse drain rock and covered with non-woven geotextile and Dinwoody Formation material. PRB is relatively easy to implement with readily available material and equipment but using the technology to treat seeps or shallow groundwater in close proximity to overburden disposal piles should be approached with caution. The presence of run-of-mine shales in and around excavations contributes to mobilization of unwanted constituents (e.g. arsenic, uranium) | The objectives for the Pilot Study are consistent with the preliminary Remedial Action Objectives (RAOs) for groundwater remedies at Conda. Based on observations from the 2019 and 2020 monitoring, modifications were made to the Pilot Study in fall of 2020. In coordination with the Agencies, it was decided that the modification will require further monitoring in 2021 to fully meet the Pilot Study objectives. 2018-2019 start up period had differing conditions from 2020-2021, and the conditions were not considered representative of long term trends, but reflect the capability of the media to rapidly reach redox and geochemical conditions that facilitate microbially mediated reduction. 2020-2021 are operational conditions. The treatment media contributes to total Ar, Fe and Mn concentrations above the MCLs and drinking water standards. Data indicate that the treatment media in the Seep Treatment Cell and PRB is capable of treating water entering the system with total Se concentrations as high as 6.87 mg/L as well as total Cd concentrations up to 0.00847 mg/L to levels below their respective MCLs. | None, other than those presented elsewhere | Effluent from the pretreatment STC (STC-NES5-EF) is the upgradient inflow through the central flow path. Data collection for upgradient/downgradient wells is in some instances shifted by 1-2 days. Reporting on effluents from Well 64 is only considered during the period that effluent from the pretreatment is available for comparison (June 2019-Oct 2021)
Final Treatability Study Findings Report Field-Scale Permeable Reactive Barrier Pilot Study Conda/Woodall Mountain Mine | Conda/Woodall Mountain Mine | IDN001002862 | N/A | N/A | GW-64-MA | Former mining site | Permeable reactive barrier (PRB) with seep treatment cell pre-treatment | Passive | Permeable reactive barrier (PRB) | Pre-treatment | Overburden pile in the headwaters areas of Pedro Creek | Y | PRB with pre-treatment | Specific technologies not specified. PRB is chemical and microbially mediated processes that reduce selenate to selenite and then selenium. Treatment media includes a carbon source (i.e. woodchips), alfalfa hay, and inert sand. Seep treatment cell is pre-treatment cell with treatment media. | Access to the groundwater table is needed. Trench excavated through water-bearing zones of alluvial deposits and into underlying weathered bedrock. | Pilot | 2018-2021, modifications made in 2019 to address seepage | Potassium | K, total | mg/L | N | N/A | [9 empty] | 7.8 | 130 | 94 | 37 | 2020 - 2021 Average, from operational period, not whole dataset | Data not provided | Data not provided | 9.86 | 2020 - 2021 Average, from operational period, not whole dataset | Data not provided | Data not provided | Data not provided | Downgradient | 6.87 | 0.15 | mg/L | 8.23 | °C | Data not provided | N/A | Data not provided | N/A | -115.6 | mV | 2788.9 | µmhos/cm | Turbidity = 4.96 | NTU | data not provided | data not provided | data not provided | data not provided | data not provided | data not provided | N/A | No groundwater comparison value | No samples were collected at STC-NES5-EF between November 2018 and April 2019. | An insufficient amount of time since completion of the Pilot Study to adequately evaluate lifespan of the treatment media. The change in alkalinity can be used as an indicator of change in the ability of the media to treat selenium. Alkalinity remained relatively similar after 2 years of operation indicating that after 2 years of operation the microbially-mediated chemical reduction of selenium remains similar to the study onset. | Design had insufficient capacity to contain the flux of snow melt in addition to seep water. Soils in the area of the PRB are tight. In the future, when in an layered alluvial system, incorporate a gravel "pressure relief/effluent storage" zone on the downgradient edge to allow for increased ability to receive effluent water and/or flow onto the land surface if capacity is reached. The hydrogeological study was performed during fall low flow conditions as were the excavation and installation of the PRB bench. Additional water zones may be present during different water levels, so future design data collection should include a hydrogeological investigation in the spring to better characterize flux and water bearing zones in the aquifer during high water conditions. The PRB increased Ar, Fe, Mn and Ur due to eroded overburden material in the lenses on the walls of the excavation and from the seep and sedimentation basin sediments transferred to the PRB. Oxidizing conditions favorable to mobilization of Ur exist when ORP is above -200 mV. Bicarbonate that is likely dominant in the near neutral pH conditions in the vicinity of the PRB can enhance Ur mobility. Redox cycling from fluctuating water table can cause Ur mobilization. Heterogeneity of groundwater inflow along the trench, contact with runoff of mine materials, and microbial activity all contribute to factors affecting degree of treatment within the PRB. The incorporation of the Pilot Study into a potential remedy for the Pedro Creek Sub-Basin, at its current scale and in absence of other actions, may require some modifications to facilitate handling of high spring inflows and additional treatment to address the transport of released uranium into the shallow groundwater and surface water. | Operation and maintenance cost, including remote monitoring (e.g., transducers, telemetry, and cameras) and performance monitoring (e.g., sampling, analysis, and reporting), ranges between $20,000 to $40,000 per month. The capital cost for the construction of the PRB and STC was approximately $1.2M including the media, trenching, infiltration gallery, cover, and stormwater controls, or roughly $180/cubic yard of reactive media (1,200 cubic yards for the PRB and 5,500 cubic yards for the STC). | System is seep treatment cell effluent to PRB. Treatment media: 50% granular support media, 12.5% chopped alfalfa hay, 37.5% woodchips/shavings. Average hydraulic conductivity of 8.8-116.2 ft/day in the media. Trench excavated to dry, silty-clay, weathered Dinwoody Formation material to prevent groundwater flow from bypassing under the PRB. Eroded overburden was encountered. Media placed to a depth of 2 ft bgs, covered by non-woven geotextile and 2 ft of Dinwoody Formation material. Infiltration gallery was constructed upgradient to the PRB, and overburden was encountered. Infiltration gallery was overexcavated and compacted Dinwoody Formation materials were used on the base and sidewalls to reduce water contact with the overburden. It was backfilled with coarse drain rock and covered with non-woven geotextile and Dinwoody Formation material. PRB is relatively easy to implement with readily available material and equipment but using the technology to treat seeps or shallow groundwater in close proximity to overburden disposal piles should be approached with caution. The presence of run-of-mine shales in and around excavations contributes to mobilization of unwanted constituents (e.g. arsenic, uranium) | The objectives for the Pilot Study are consistent with the preliminary Remedial Action Objectives (RAOs) for groundwater remedies at Conda. Based on observations from the 2019 and 2020 monitoring, modifications were made to the Pilot Study in fall of 2020. In coordination with the Agencies, it was decided that the modification will require further monitoring in 2021 to fully meet the Pilot Study objectives. 2018-2019 start up period had differing conditions from 2020-2021, and the conditions were not considered representative of long term trends, but reflect the capability of the media to rapidly reach redox and geochemical conditions that facilitate microbially mediated reduction. 2020-2021 are operational conditions. The treatment media contributes to total Ar, Fe and Mn concentrations above the MCLs and drinking water standards. Data indicate that the treatment media in the Seep Treatment Cell and PRB is capable of treating water entering the system with total Se concentrations as high as 6.87 mg/L as well as total Cd concentrations up to 0.00847 mg/L to levels below their respective MCLs. | None, other than those presented elsewhere | Effluent from the pretreatment STC (STC-NES5-EF) is the upgradient inflow through the central flow path. Data collection for upgradient/downgradient wells is in some instances shifted by 1-2 days. Reporting on effluents from Well 64 is only considered during the period that effluent from the pretreatment is available for comparison (June 2019-Oct 2021)
Final Treatability Study Findings Report Field-Scale Permeable Reactive Barrier Pilot Study Conda/Woodall Mountain Mine | Conda/Woodall Mountain Mine | IDN001002862 | N/A | N/A | STC-NES5-EF | Former mining site | Permeable reactive barrier (PRB) with seep treatment cell pre-treatment | Passive | Permeable reactive barrier (PRB) | Pre-treatment | Overburden pile in the headwaters areas of Pedro Creek | Y | PRB with pre-treatment | Specific technologies not specified. PRB is chemical and microbially mediated processes that reduce selenate to selenite and then selenium. Treatment media includes a carbon source (i.e. woodchips), alfalfa hay, and inert sand. Seep treatment cell is pre-treatment cell with treatment media. | Access to the groundwater table is needed. Trench excavated through water-bearing zones of alluvial deposits and into underlying weathered bedrock. | Pilot | 2018-2021, modifications made in 2019 to address seepage | Ammonia | Ammonia (as N) | mg/L | N | N/A | 58.6 | 2.45 | 95.8191 | [9 empty] | 17.9 | 2020 - 2021 Average, from operational period, not whole dataset | Data not provided | Data not provided | 3.27 | 2020 - 2021 Average, from operational period, not whole dataset | Data not provided | Data not provided | Data not provided | Upgradient | 7.04 | 0.02 | mg/L | 17.02 | °C | Data not provided | N/A | Data not provided | N/A | -234.9 | mV | 534.32 | µmhos/cm | Turbidity = 164.4 | NTU | data not provided | data not provided | data not provided | data not provided | data not provided | data not provided | N/A | No groundwater comparison value | No samples were collected at STC-NES5-EF between November 2018 and April 2019. | An insufficient amount of time since completion of the Pilot Study to adequately evaluate lifespan of the treatment media. The change in alkalinity can be used as an indicator of change in the ability of the media to treat selenium. Alkalinity remained relatively similar after 2 years of operation indicating that after 2 years of operation the microbially-mediated chemical reduction of selenium remains similar to the study onset. | Design had insufficient capacity to contain the flux of snow melt in addition to seep water. Soils in the area of the PRB are tight. In the future, when in an layered alluvial system, incorporate a gravel "pressure relief/effluent storage" zone on the downgradient edge to allow for increased ability to receive effluent water and/or flow onto the land surface if capacity is reached. The hydrogeological study was performed during fall low flow conditions as were the excavation and installation of the PRB bench. Additional water zones may be present during different water levels, so future design data collection should include a hydrogeological investigation in the spring to better characterize flux and water bearing zones in the aquifer during high water conditions. The PRB increased Ar, Fe, Mn and Ur due to eroded overburden material in the lenses on the walls of the excavation and from the seep and sedimentation basin sediments transferred to the PRB. Oxidizing conditions favorable to mobilization of Ur exist when ORP is above -200 mV. Bicarbonate that is likely dominant in the near neutral pH conditions in the vicinity of the PRB can enhance Ur mobility. Redox cycling from fluctuating water table can cause Ur mobilization. Heterogeneity of groundwater inflow along the trench, contact with runoff of mine materials, and microbial activity all contribute to factors affecting degree of treatment within the PRB. The incorporation of the Pilot Study into a potential remedy for the Pedro Creek Sub-Basin, at its current scale and in absence of other actions, may require some modifications to facilitate handling of high spring inflows and additional treatment to address the transport of released uranium into the shallow groundwater and surface water. | Operation and maintenance cost, including remote monitoring (e.g., transducers, telemetry, and cameras) and performance monitoring (e.g., sampling, analysis, and reporting), ranges between $20,000 to $40,000 per month. The capital cost for the construction of the PRB and STC was approximately $1.2M including the media, trenching, infiltration gallery, cover, and stormwater controls, or roughly $180/cubic yard of reactive media (1,200 cubic yards for the PRB and 5,500 cubic yards for the STC). | System is seep treatment cell effluent to PRB. Treatment media: 50% granular support media, 12.5% chopped alfalfa hay, 37.5% woodchips/shavings. Average hydraulic conductivity of 8.8-116.2 ft/day in the media. Trench excavated to dry, silty-clay, weathered Dinwoody Formation material to prevent groundwater flow from bypassing under the PRB. Eroded overburden was encountered. Media placed to a depth of 2 ft bgs, covered by non-woven geotextile and 2 ft of Dinwoody Formation material. Infiltration gallery was constructed upgradient to the PRB, and overburden was encountered. Infiltration gallery was overexcavated and compacted Dinwoody Formation materials were used on the base and sidewalls to reduce water contact with the overburden. It was backfilled with coarse drain rock and covered with non-woven geotextile and Dinwoody Formation material. PRB is relatively easy to implement with readily available material and equipment but using the technology to treat seeps or shallow groundwater in close proximity to overburden disposal piles should be approached with caution. The presence of run-of-mine shales in and around excavations contributes to mobilization of unwanted constituents (e.g. arsenic, uranium) | The objectives for the Pilot Study are consistent with the preliminary Remedial Action Objectives (RAOs) for groundwater remedies at Conda. Based on observations from the 2019 and 2020 monitoring, modifications were made to the Pilot Study in fall of 2020. In coordination with the Agencies, it was decided that the modification will require further monitoring in 2021 to fully meet the Pilot Study objectives. 2018-2019 start up period had differing conditions from 2020-2021, and the conditions were not considered representative of long term trends, but reflect the capability of the media to rapidly reach redox and geochemical conditions that facilitate microbially mediated reduction. 2020-2021 are operational conditions. The treatment media contributes to total Ar, Fe and Mn concentrations above the MCLs and drinking water standards. Data indicate that the treatment media in the Seep Treatment Cell and PRB is capable of treating water entering the system with total Se concentrations as high as 6.87 mg/L as well as total Cd concentrations up to 0.00847 mg/L to levels below their respective MCLs. | None, other than those presented elsewhere | Effluent from the pretreatment STC (STC-NES5-EF) is the upgradient inflow through the central flow path. Data collection for upgradient/downgradient wells is in some instances shifted by 1-2 days. Reporting on effluents from Well 64 is only considered during the period that effluent from the pretreatment is available for comparison (June 2019-Oct 2021)
Final Treatability Study Findings Report Field-Scale Permeable Reactive Barrier Pilot Study Conda/Woodall Mountain Mine | Conda/Woodall Mountain Mine | IDN001002862 | N/A | N/A | STC-NES5-EF | Former mining site | Permeable reactive barrier (PRB) with seep treatment cell pre-treatment | Passive | Permeable reactive barrier (PRB) | Pre-treatment | Overburden pile in the headwaters areas of Pedro Creek | Y | PRB with pre-treatment | Specific technologies not specified. PRB is chemical and microbially mediated processes that reduce selenate to selenite and then selenium. Treatment media includes a carbon source (i.e. woodchips), alfalfa hay, and inert sand. Seep treatment cell is pre-treatment cell with treatment media. | Access to the groundwater table is needed. Trench excavated through water-bearing zones of alluvial deposits and into underlying weathered bedrock. | Pilot | 2018-2021, modifications made in 2019 to address seepage | Ammonia | Ammonia (as N) | mg/L | N | N/A |  |  |  | 15.7 | 3.32 | 78.8535 | [6 empty] | 17.9 | 2020 - 2021 Average, from operational period, not whole dataset | Data not provided | Data not provided | 3.27 | 2020 - 2021 Average, from operational period, not whole dataset | Data not provided | Data not provided | Data not provided | Upgradient | 7.22 | 4.99 | mg/L | 21.4 | °C | Data not provided | N/A | Data not provided | N/A | -100.9 | mV | 2828 | µmhos/cm | Turbidity = 47 | NTU | data not provided | data not provided | data not provided | data not provided | data not provided | data not provided | N/A | No groundwater comparison value | No samples were collected at STC-NES5-EF between November 2018 and April 2019. | An insufficient amount of time since completion of the Pilot Study to adequately evaluate lifespan of the treatment media. The change in alkalinity can be used as an indicator of change in the ability of the media to treat selenium. Alkalinity remained relatively similar after 2 years of operation indicating that after 2 years of operation the microbially-mediated chemical reduction of selenium remains similar to the study onset. | Design had insufficient capacity to contain the flux of snow melt in addition to seep water. Soils in the area of the PRB are tight. In the future, when in an layered alluvial system, incorporate a gravel "pressure relief/effluent storage" zone on the downgradient edge to allow for increased ability to receive effluent water and/or flow onto the land surface if capacity is reached. The hydrogeological study was performed during fall low flow conditions as were the excavation and installation of the PRB bench. Additional water zones may be present during different water levels, so future design data collection should include a hydrogeological investigation in the spring to better characterize flux and water bearing zones in the aquifer during high water conditions. The PRB increased Ar, Fe, Mn and Ur due to eroded overburden material in the lenses on the walls of the excavation and from the seep and sedimentation basin sediments transferred to the PRB. Oxidizing conditions favorable to mobilization of Ur exist when ORP is above -200 mV. Bicarbonate that is likely dominant in the near neutral pH conditions in the vicinity of the PRB can enhance Ur mobility. Redox cycling from fluctuating water table can cause Ur mobilization. Heterogeneity of groundwater inflow along the trench, contact with runoff of mine materials, and microbial activity all contribute to factors affecting degree of treatment within the PRB. The incorporation of the Pilot Study into a potential remedy for the Pedro Creek Sub-Basin, at its current scale and in absence of other actions, may require some modifications to facilitate handling of high spring inflows and additional treatment to address the transport of released uranium into the shallow groundwater and surface water. | Operation and maintenance cost, including remote monitoring (e.g., transducers, telemetry, and cameras) and performance monitoring (e.g., sampling, analysis, and reporting), ranges between $20,000 to $40,000 per month. The capital cost for the construction of the PRB and STC was approximately $1.2M including the media, trenching, infiltration gallery, cover, and stormwater controls, or roughly $180/cubic yard of reactive media (1,200 cubic yards for the PRB and 5,500 cubic yards for the STC). | System is seep treatment cell effluent to PRB. Treatment media: 50% granular support media, 12.5% chopped alfalfa hay, 37.5% woodchips/shavings. Average hydraulic conductivity of 8.8-116.2 ft/day in the media. Trench excavated to dry, silty-clay, weathered Dinwoody Formation material to prevent groundwater flow from bypassing under the PRB. Eroded overburden was encountered. Media placed to a depth of 2 ft bgs, covered by non-woven geotextile and 2 ft of Dinwoody Formation material. Infiltration gallery was constructed upgradient to the PRB, and overburden was encountered. Infiltration gallery was overexcavated and compacted Dinwoody Formation materials were used on the base and sidewalls to reduce water contact with the overburden. It was backfilled with coarse drain rock and covered with non-woven geotextile and Dinwoody Formation material. PRB is relatively easy to implement with readily available material and equipment but using the technology to treat seeps or shallow groundwater in close proximity to overburden disposal piles should be approached with caution. The presence of run-of-mine shales in and around excavations contributes to mobilization of unwanted constituents (e.g. arsenic, uranium) | The objectives for the Pilot Study are consistent with the preliminary Remedial Action Objectives (RAOs) for groundwater remedies at Conda. Based on observations from the 2019 and 2020 monitoring, modifications were made to the Pilot Study in fall of 2020. In coordination with the Agencies, it was decided that the modification will require further monitoring in 2021 to fully meet the Pilot Study objectives. 2018-2019 start up period had differing conditions from 2020-2021, and the conditions were not considered representative of long term trends, but reflect the capability of the media to rapidly reach redox and geochemical conditions that facilitate microbially mediated reduction. 2020-2021 are operational conditions. The treatment media contributes to total Ar, Fe and Mn concentrations above the MCLs and drinking water standards. Data indicate that the treatment media in the Seep Treatment Cell and PRB is capable of treating water entering the system with total Se concentrations as high as 6.87 mg/L as well as total Cd concentrations up to 0.00847 mg/L to levels below their respective MCLs. | None, other than those presented elsewhere | Effluent from the pretreatment STC (STC-NES5-EF) is the upgradient inflow through the central flow path. Data collection for upgradient/downgradient wells is in some instances shifted by 1-2 days. Reporting on effluents from Well 64 is only considered during the period that effluent from the pretreatment is available for comparison (June 2019-Oct 2021)
Final Treatability Study Findings Report Field-Scale Permeable Reactive Barrier Pilot Study Conda/Woodall Mountain Mine | Conda/Woodall Mountain Mine | IDN001002862 | N/A | N/A | GW-64-MA | Former mining site | Permeable reactive barrier (PRB) with seep treatment cell pre-treatment | Passive | Permeable reactive barrier (PRB) | Pre-treatment | Overburden pile in the headwaters areas of Pedro Creek | Y | PRB with pre-treatment | Specific technologies not specified. PRB is chemical and microbially mediated processes that reduce selenate to selenite and then selenium. Treatment media includes a carbon source (i.e. woodchips), alfalfa hay, and inert sand. Seep treatment cell is pre-treatment cell with treatment media. | Access to the groundwater table is needed. Trench excavated through water-bearing zones of alluvial deposits and into underlying weathered bedrock. | Pilot | 2018-2021, modifications made in 2019 to address seepage | Ammonia | Ammonia (as N) | mg/L | N | N/A | [6 empty] | 12.2 | 52.3 | 76.673 |  |  |  | 17.9 | 2020 - 2021 Average, from operational period, not whole dataset | Data not provided | Data not provided | 3.27 | 2020 - 2021 Average, from operational period, not whole dataset | Data not provided | Data not provided | Data not provided | Downgradient | 7.19 | 0.15 | mg/L | 10.33 | °C | Data not provided | N/A | Data not provided | N/A | -235.4 | mV | 2852.4 | µmhos/cm | None | N/A | data not provided | data not provided | data not provided | data not provided | data not provided | data not provided | N/A | No groundwater comparison value | No samples were collected at STC-NES5-EF between November 2018 and April 2019. | An insufficient amount of time since completion of the Pilot Study to adequately evaluate lifespan of the treatment media. The change in alkalinity can be used as an indicator of change in the ability of the media to treat selenium. Alkalinity remained relatively similar after 2 years of operation indicating that after 2 years of operation the microbially-mediated chemical reduction of selenium remains similar to the study onset. | Design had insufficient capacity to contain the flux of snow melt in addition to seep water. Soils in the area of the PRB are tight. In the future, when in an layered alluvial system, incorporate a gravel "pressure relief/effluent storage" zone on the downgradient edge to allow for increased ability to receive effluent water and/or flow onto the land surface if capacity is reached. The hydrogeological study was performed during fall low flow conditions as were the excavation and installation of the PRB bench. Additional water zones may be present during different water levels, so future design data collection should include a hydrogeological investigation in the spring to better characterize flux and water bearing zones in the aquifer during high water conditions. The PRB increased Ar, Fe, Mn and Ur due to eroded overburden material in the lenses on the walls of the excavation and from the seep and sedimentation basin sediments transferred to the PRB. Oxidizing conditions favorable to mobilization of Ur exist when ORP is above -200 mV. Bicarbonate that is likely dominant in the near neutral pH conditions in the vicinity of the PRB can enhance Ur mobility. Redox cycling from fluctuating water table can cause Ur mobilization. Heterogeneity of groundwater inflow along the trench, contact with runoff of mine materials, and microbial activity all contribute to factors affecting degree of treatment within the PRB. The incorporation of the Pilot Study into a potential remedy for the Pedro Creek Sub-Basin, at its current scale and in absence of other actions, may require some modifications to facilitate handling of high spring inflows and additional treatment to address the transport of released uranium into the shallow groundwater and surface water. | Operation and maintenance cost, including remote monitoring (e.g., transducers, telemetry, and cameras) and performance monitoring (e.g., sampling, analysis, and reporting), ranges between $20,000 to $40,000 per month. The capital cost for the construction of the PRB and STC was approximately $1.2M including the media, trenching, infiltration gallery, cover, and stormwater controls, or roughly $180/cubic yard of reactive media (1,200 cubic yards for the PRB and 5,500 cubic yards for the STC). | System is seep treatment cell effluent to PRB. Treatment media: 50% granular support media, 12.5% chopped alfalfa hay, 37.5% woodchips/shavings. Average hydraulic conductivity of 8.8-116.2 ft/day in the media. Trench excavated to dry, silty-clay, weathered Dinwoody Formation material to prevent groundwater flow from bypassing under the PRB. Eroded overburden was encountered. Media placed to a depth of 2 ft bgs, covered by non-woven geotextile and 2 ft of Dinwoody Formation material. Infiltration gallery was constructed upgradient to the PRB, and overburden was encountered. Infiltration gallery was overexcavated and compacted Dinwoody Formation materials were used on the base and sidewalls to reduce water contact with the overburden. It was backfilled with coarse drain rock and covered with non-woven geotextile and Dinwoody Formation material. PRB is relatively easy to implement with readily available material and equipment but using the technology to treat seeps or shallow groundwater in close proximity to overburden disposal piles should be approached with caution. The presence of run-of-mine shales in and around excavations contributes to mobilization of unwanted constituents (e.g. arsenic, uranium) | The objectives for the Pilot Study are consistent with the preliminary Remedial Action Objectives (RAOs) for groundwater remedies at Conda. Based on observations from the 2019 and 2020 monitoring, modifications were made to the Pilot Study in fall of 2020. In coordination with the Agencies, it was decided that the modification will require further monitoring in 2021 to fully meet the Pilot Study objectives. 2018-2019 start up period had differing conditions from 2020-2021, and the conditions were not considered representative of long term trends, but reflect the capability of the media to rapidly reach redox and geochemical conditions that facilitate microbially mediated reduction. 2020-2021 are operational conditions. The treatment media contributes to total Ar, Fe and Mn concentrations above the MCLs and drinking water standards. Data indicate that the treatment media in the Seep Treatment Cell and PRB is capable of treating water entering the system with total Se concentrations as high as 6.87 mg/L as well as total Cd concentrations up to 0.00847 mg/L to levels below their respective MCLs. | None, other than those presented elsewhere | Effluent from the pretreatment STC (STC-NES5-EF) is the upgradient inflow through the central flow path. Data collection for upgradient/downgradient wells is in some instances shifted by 1-2 days. Reporting on effluents from Well 64 is only considered during the period that effluent from the pretreatment is available for comparison (June 2019-Oct 2021)
Final Treatability Study Findings Report Field-Scale Permeable Reactive Barrier Pilot Study Conda/Woodall Mountain Mine | Conda/Woodall Mountain Mine | IDN001002862 | N/A | N/A | GW-64-MA | Former mining site | Permeable reactive barrier (PRB) with seep treatment cell pre-treatment | Passive | Permeable reactive barrier (PRB) | Pre-treatment | Overburden pile in the headwaters areas of Pedro Creek | Y | PRB with pre-treatment | Specific technologies not specified. PRB is chemical and microbially mediated processes that reduce selenate to selenite and then selenium. Treatment media includes a carbon source (i.e. woodchips), alfalfa hay, and inert sand. Seep treatment cell is pre-treatment cell with treatment media. | Access to the groundwater table is needed. Trench excavated through water-bearing zones of alluvial deposits and into underlying weathered bedrock. | Pilot | 2018-2021, modifications made in 2019 to address seepage | Ammonia | Ammonia (as N) | mg/L | N | N/A | [9 empty] | 1.36 | 41.4 | 96.715 | 17.9 | 2020 - 2021 Average, from operational period, not whole dataset | Data not provided | Data not provided | 3.27 | 2020 - 2021 Average, from operational period, not whole dataset | Data not provided | Data not provided | Data not provided | Downgradient | 6.87 | 0.15 | mg/L | 8.23 | °C | Data not provided | N/A | Data not provided | N/A | -115.6 | mV | 2788.9 | µmhos/cm | Turbidity = 4.96 | NTU | data not provided | data not provided | data not provided | data not provided | data not provided | data not provided | N/A | No groundwater comparison value | No samples were collected at STC-NES5-EF between November 2018 and April 2019. | An insufficient amount of time since completion of the Pilot Study to adequately evaluate lifespan of the treatment media. The change in alkalinity can be used as an indicator of change in the ability of the media to treat selenium. Alkalinity remained relatively similar after 2 years of operation indicating that after 2 years of operation the microbially-mediated chemical reduction of selenium remains similar to the study onset. | Design had insufficient capacity to contain the flux of snow melt in addition to seep water. Soils in the area of the PRB are tight. In the future, when in an layered alluvial system, incorporate a gravel "pressure relief/effluent storage" zone on the downgradient edge to allow for increased ability to receive effluent water and/or flow onto the land surface if capacity is reached. The hydrogeological study was performed during fall low flow conditions as were the excavation and installation of the PRB bench. Additional water zones may be present during different water levels, so future design data collection should include a hydrogeological investigation in the spring to better characterize flux and water bearing zones in the aquifer during high water conditions. The PRB increased Ar, Fe, Mn and Ur due to eroded overburden material in the lenses on the walls of the excavation and from the seep and sedimentation basin sediments transferred to the PRB. Oxidizing conditions favorable to mobilization of Ur exist when ORP is above -200 mV. Bicarbonate that is likely dominant in the near neutral pH conditions in the vicinity of the PRB can enhance Ur mobility. Redox cycling from fluctuating water table can cause Ur mobilization. Heterogeneity of groundwater inflow along the trench, contact with runoff of mine materials, and microbial activity all contribute to factors affecting degree of treatment within the PRB. The incorporation of the Pilot Study into a potential remedy for the Pedro Creek Sub-Basin, at its current scale and in absence of other actions, may require some modifications to facilitate handling of high spring inflows and additional treatment to address the transport of released uranium into the shallow groundwater and surface water. | Operation and maintenance cost, including remote monitoring (e.g., transducers, telemetry, and cameras) and performance monitoring (e.g., sampling, analysis, and reporting), ranges between $20,000 to $40,000 per month. The capital cost for the construction of the PRB and STC was approximately $1.2M including the media, trenching, infiltration gallery, cover, and stormwater controls, or roughly $180/cubic yard of reactive media (1,200 cubic yards for the PRB and 5,500 cubic yards for the STC). | System is seep treatment cell effluent to PRB. Treatment media: 50% granular support media, 12.5% chopped alfalfa hay, 37.5% woodchips/shavings. Average hydraulic conductivity of 8.8-116.2 ft/day in the media. Trench excavated to dry, silty-clay, weathered Dinwoody Formation material to prevent groundwater flow from bypassing under the PRB. Eroded overburden was encountered. Media placed to a depth of 2 ft bgs, covered by non-woven geotextile and 2 ft of Dinwoody Formation material. Infiltration gallery was constructed upgradient to the PRB, and overburden was encountered. Infiltration gallery was overexcavated and compacted Dinwoody Formation materials were used on the base and sidewalls to reduce water contact with the overburden. It was backfilled with coarse drain rock and covered with non-woven geotextile and Dinwoody Formation material. PRB is relatively easy to implement with readily available material and equipment but using the technology to treat seeps or shallow groundwater in close proximity to overburden disposal piles should be approached with caution. The presence of run-of-mine shales in and around excavations contributes to mobilization of unwanted constituents (e.g. arsenic, uranium) | The objectives for the Pilot Study are consistent with the preliminary Remedial Action Objectives (RAOs) for groundwater remedies at Conda. Based on observations from the 2019 and 2020 monitoring, modifications were made to the Pilot Study in fall of 2020. In coordination with the Agencies, it was decided that the modification will require further monitoring in 2021 to fully meet the Pilot Study objectives. 2018-2019 start up period had differing conditions from 2020-2021, and the conditions were not considered representative of long term trends, but reflect the capability of the media to rapidly reach redox and geochemical conditions that facilitate microbially mediated reduction. 2020-2021 are operational conditions. The treatment media contributes to total Ar, Fe and Mn concentrations above the MCLs and drinking water standards. Data indicate that the treatment media in the Seep Treatment Cell and PRB is capable of treating water entering the system with total Se concentrations as high as 6.87 mg/L as well as total Cd concentrations up to 0.00847 mg/L to levels below their respective MCLs. | None, other than those presented elsewhere | Effluent from the pretreatment STC (STC-NES5-EF) is the upgradient inflow through the central flow path. Data collection for upgradient/downgradient wells is in some instances shifted by 1-2 days. Reporting on effluents from Well 64 is only considered during the period that effluent from the pretreatment is available for comparison (June 2019-Oct 2021)
Final Treatability Study Findings Report Field-Scale Permeable Reactive Barrier Pilot Study Conda/Woodall Mountain Mine | Conda/Woodall Mountain Mine | IDN001002862 | N/A | N/A | STC-NES5-IF | Former mining site | Permeable reactive barrier (PRB) with seep treatment cell pre-treatment | Passive | Permeable reactive barrier (PRB) | Pre-treatment | Overburden pile in the headwaters areas of Pedro Creek | Y | STC (pretreatment) | Specific technologies not specified. PRB is chemical and microbially mediated processes that reduce selenate to selenite and then selenium. Treatment media includes a carbon source (i.e. woodchips), alfalfa hay, and inert sand. Seep treatment cell is pre-treatment cell with treatment media. | Access to the groundwater table is needed. Trench excavated through water-bearing zones of alluvial deposits and into underlying weathered bedrock. | Pilot | 2018-2021, modifications made in 2019 to address seepage | Selenium | Se, dissolved | mg/L | N | N/A | 7.57 | 0.218 | 97.1202 | [9 empty] | 5.5 | 2020 - 2021 Average, from operational period, not whole dataset | Data not provided | Data not provided | 0.0091 | 2020 - 2021 Average, from operational period, not whole dataset | Data not provided | Data not provided | Data not provided | Upgradient | 6.73 | 2.75 | mg/L | 10.1 | °C | Data not provided | N/A | Data not provided | N/A | 90.5 | mV | 3217 | µmhos/cm | Turbidity = 11.41 | NTU | data not provided | data not provided | data not provided | data not provided | data not provided | data not provided | N/A | No groundwater comparison value | No samples were collected at STC-NES5-EF between November 2018 and April 2019. | An insufficient amount of time since completion of the Pilot Study to adequately evaluate lifespan of the treatment media. The change in alkalinity can be used as an indicator of change in the ability of the media to treat selenium. Alkalinity remained relatively similar after 2 years of operation indicating that after 2 years of operation the microbially-mediated chemical reduction of selenium remains similar to the study onset. | Design had insufficient capacity to contain the flux of snow melt in addition to seep water. Soils in the area of the PRB are tight. In the future, when in an layered alluvial system, incorporate a gravel "pressure relief/effluent storage" zone on the downgradient edge to allow for increased ability to receive effluent water and/or flow onto the land surface if capacity is reached. The hydrogeological study was performed during fall low flow conditions as were the excavation and installation of the PRB bench. Additional water zones may be present during different water levels, so future design data collection should include a hydrogeological investigation in the spring to better characterize flux and water bearing zones in the aquifer during high water conditions. The PRB increased Ar, Fe, Mn and Ur due to eroded overburden material in the lenses on the walls of the excavation and from the seep and sedimentation basin sediments transferred to the PRB. Oxidizing conditions favorable to mobilization of Ur exist when ORP is above -200 mV. Bicarbonate that is likely dominant in the near neutral pH conditions in the vicinity of the PRB can enhance Ur mobility. Redox cycling from fluctuating water table can cause Ur mobilization. Heterogeneity of groundwater inflow along the trench, contact with runoff of mine materials, and microbial activity all contribute to factors affecting degree of treatment within the PRB. The incorporation of the Pilot Study into a potential remedy for the Pedro Creek Sub-Basin, at its current scale and in absence of other actions, may require some modifications to facilitate handling of high spring inflows and additional treatment to address the transport of released uranium into the shallow groundwater and surface water. | Operation and maintenance cost, including remote monitoring (e.g., transducers, telemetry, and cameras) and performance monitoring (e.g., sampling, analysis, and reporting), ranges between $20,000 to $40,000 per month. The capital cost for the construction of the PRB and STC was approximately $1.2M including the media, trenching, infiltration gallery, cover, and stormwater controls, or roughly $180/cubic yard of reactive media (1,200 cubic yards for the PRB and 5,500 cubic yards for the STC). | System is seep treatment cell effluent to PRB. Treatment media: 50% granular support media, 12.5% chopped alfalfa hay, 37.5% woodchips/shavings. Average hydraulic conductivity of 8.8-116.2 ft/day in the media. Trench excavated to dry, silty-clay, weathered Dinwoody Formation material to prevent groundwater flow from bypassing under the PRB. Eroded overburden was encountered. Media placed to a depth of 2 ft bgs, covered by non-woven geotextile and 2 ft of Dinwoody Formation material. Infiltration gallery was constructed upgradient to the PRB, and overburden was encountered. Infiltration gallery was overexcavated and compacted Dinwoody Formation materials were used on the base and sidewalls to reduce water contact with the overburden. It was backfilled with coarse drain rock and covered with non-woven geotextile and Dinwoody Formation material. PRB is relatively easy to implement with readily available material and equipment but using the technology to treat seeps or shallow groundwater in close proximity to overburden disposal piles should be approached with caution. The presence of run-of-mine shales in and around excavations contributes to mobilization of unwanted constituents (e.g. arsenic, uranium) | The objectives for the Pilot Study are consistent with the preliminary Remedial Action Objectives (RAOs) for groundwater remedies at Conda. Based on observations from the 2019 and 2020 monitoring, modifications were made to the Pilot Study in fall of 2020. In coordination with the Agencies, it was decided that the modification will require further monitoring in 2021 to fully meet the Pilot Study objectives. 2018-2019 start up period had differing conditions from 2020-2021, and the conditions were not considered representative of long term trends, but reflect the capability of the media to rapidly reach redox and geochemical conditions that facilitate microbially mediated reduction. 2020-2021 are operational conditions. The treatment media contributes to total Ar, Fe and Mn concentrations above the MCLs and drinking water standards. Data indicate that the treatment media in the Seep Treatment Cell and PRB is capable of treating water entering the system with total Se concentrations as high as 6.87 mg/L as well as total Cd concentrations up to 0.00847 mg/L to levels below their respective MCLs. | None, other than those presented elsewhere | Seep treatment cell (STC) pretreatment system influent STC-NES5-IF (upgradient) to STC pretreatment effluent (STC-NES5-EF) (downgradient) is through the central flow path. Data collection for upgradient/downgradient wells is in some instances shifted by 1-2 days. Reporting on effluents from STC-NES5-IF is only considered during the period that effluent from the pretreatment is available for comparison (June 2019-Oct 2021)
Final Treatability Study Findings Report Field-Scale Permeable Reactive Barrier Pilot Study Conda/Woodall Mountain Mine | Conda/Woodall Mountain Mine | IDN001002862 | N/A | N/A | STC-NES5-IF | Former mining site | Permeable reactive barrier (PRB) with seep treatment cell pre-treatment | Passive | Permeable reactive barrier (PRB) | Pre-treatment | Overburden pile in the headwaters areas of Pedro Creek | Y | STC (pretreatment) | Specific technologies not specified. PRB is chemical and microbially mediated processes that reduce selenate to selenite and then selenium. Treatment media includes a carbon source (i.e. woodchips), alfalfa hay, and inert sand. Seep treatment cell is pre-treatment cell with treatment media. | Access to the groundwater table is needed. Trench excavated through water-bearing zones of alluvial deposits and into underlying weathered bedrock. | Pilot | 2018-2021, modifications made in 2019 to address seepage | Selenium | Se, total | mg/L | N | N/A | 7.24 | 0.0271 | 99.6257 | [9 empty] | 5.53 | 2020 - 2021 Average, from operational period, not whole dataset | Data not provided | Data not provided | 0.0146 | 2020 - 2021 Average, from operational period, not whole dataset | Data not provided | Data not provided | Data not provided | Upgradient | 6.83 | 2.85 | mg/L | 13.77 | °C | Data not provided | N/A | Data not provided | N/A | 129.1 | mV | 3094.4 | µmhos/cm | Turbidity = 3.97 | NTU | data not provided | data not provided | data not provided | data not provided | data not provided | data not provided | Y | Groundwater Comparison Value: U.S. EPA MCL 0.05 mg/L Assessment of treatment goals based on well-specific averages for 2020-2021 | No samples were collected at STC-NES5-EF between November 2018 and April 2019. | An insufficient amount of time since completion of the Pilot Study to adequately evaluate lifespan of the treatment media. The change in alkalinity can be used as an indicator of change in the ability of the media to treat selenium. Alkalinity remained relatively similar after 2 years of operation indicating that after 2 years of operation the microbially-mediated chemical reduction of selenium remains similar to the study onset. | Design had insufficient capacity to contain the flux of snow melt in addition to seep water. Soils in the area of the PRB are tight. In the future, when in an layered alluvial system, incorporate a gravel "pressure relief/effluent storage" zone on the downgradient edge to allow for increased ability to receive effluent water and/or flow onto the land surface if capacity is reached. The hydrogeological study was performed during fall low flow conditions as were the excavation and installation of the PRB bench. Additional water zones may be present during different water levels, so future design data collection should include a hydrogeological investigation in the spring to better characterize flux and water bearing zones in the aquifer during high water conditions. The PRB increased Ar, Fe, Mn and Ur due to eroded overburden material in the lenses on the walls of the excavation and from the seep and sedimentation basin sediments transferred to the PRB. Oxidizing conditions favorable to mobilization of Ur exist when ORP is above -200 mV. Bicarbonate that is likely dominant in the near neutral pH conditions in the vicinity of the PRB can enhance Ur mobility. Redox cycling from fluctuating water table can cause Ur mobilization. Heterogeneity of groundwater inflow along the trench, contact with runoff of mine materials, and microbial activity all contribute to factors affecting degree of treatment within the PRB. The incorporation of the Pilot Study into a potential remedy for the Pedro Creek Sub-Basin, at its current scale and in absence of other actions, may require some modifications to facilitate handling of high spring inflows and additional treatment to address the transport of released uranium into the shallow groundwater and surface water. | Operation and maintenance cost, including remote monitoring (e.g., transducers, telemetry, and cameras) and performance monitoring (e.g., sampling, analysis, and reporting), ranges between $20,000 to $40,000 per month. The capital cost for the construction of the PRB and STC was approximately $1.2M including the media, trenching, infiltration gallery, cover, and stormwater controls, or roughly $180/cubic yard of reactive media (1,200 cubic yards for the PRB and 5,500 cubic yards for the STC). | System is seep treatment cell effluent to PRB. Treatment media: 50% granular support media, 12.5% chopped alfalfa hay, 37.5% woodchips/shavings. Average hydraulic conductivity of 8.8-116.2 ft/day in the media. Trench excavated to dry, silty-clay, weathered Dinwoody Formation material to prevent groundwater flow from bypassing under the PRB. Eroded overburden was encountered. Media placed to a depth of 2 ft bgs, covered by non-woven geotextile and 2 ft of Dinwoody Formation material. Infiltration gallery was constructed upgradient to the PRB, and overburden was encountered. Infiltration gallery was overexcavated and compacted Dinwoody Formation materials were used on the base and sidewalls to reduce water contact with the overburden. It was backfilled with coarse drain rock and covered with non-woven geotextile and Dinwoody Formation material. PRB is relatively easy to implement with readily available material and equipment but using the technology to treat seeps or shallow groundwater in close proximity to overburden disposal piles should be approached with caution. The presence of run-of-mine shales in and around excavations contributes to mobilization of unwanted constituents (e.g. arsenic, uranium) | The objectives for the Pilot Study are consistent with the preliminary Remedial Action Objectives (RAOs) for groundwater remedies at Conda. Based on observations from the 2019 and 2020 monitoring, modifications were made to the Pilot Study in fall of 2020. In coordination with the Agencies, it was decided that the modification will require further monitoring in 2021 to fully meet the Pilot Study objectives. 2018-2019 start up period had differing conditions from 2020-2021, and the conditions were not considered representative of long term trends, but reflect the capability of the media to rapidly reach redox and geochemical conditions that facilitate microbially mediated reduction. 2020-2021 are operational conditions. The treatment media contributes to total Ar, Fe and Mn concentrations above the MCLs and drinking water standards. Data indicate that the treatment media in the Seep Treatment Cell and PRB is capable of treating water entering the system with total Se concentrations as high as 6.87 mg/L as well as total Cd concentrations up to 0.00847 mg/L to levels below their respective MCLs. | None, other than those presented elsewhere | Seep treatment cell (STC) pretreatment system influent STC-NES5-IF (upgradient) to STC pretreatment effluent (STC-NES5-EF) (downgradient) is through the central flow path. Data collection for upgradient/downgradient wells is in some instances shifted by 1-2 days. Reporting on effluents from STC-NES5-IF is only considered during the period that effluent from the pretreatment is available for comparison (June 2019-Oct 2021)
Final Treatability Study Findings Report Field-Scale Permeable Reactive Barrier Pilot Study Conda/Woodall Mountain Mine | Conda/Woodall Mountain Mine | IDN001002862 | N/A | N/A | STC-NES5-IF | Former mining site | Permeable reactive barrier (PRB) with seep treatment cell pre-treatment | Passive | Permeable reactive barrier (PRB) | Pre-treatment | Overburden pile in the headwaters areas of Pedro Creek | Y | STC (pretreatment) | Specific technologies not specified. PRB is chemical and microbially mediated processes that reduce selenate to selenite and then selenium. Treatment media includes a carbon source (i.e. woodchips), alfalfa hay, and inert sand. Seep treatment cell is pre-treatment cell with treatment media. | Access to the groundwater table is needed. Trench excavated through water-bearing zones of alluvial deposits and into underlying weathered bedrock. | Pilot | 2018-2021, modifications made in 2019 to address seepage | Selenium | Se, dissolved | mg/L | N | N/A |  |  |  | 4.04 | 0.0117 | 99.7104 | [6 empty] | 5.5 | 2020 - 2021 Average, from operational period, not whole dataset | Data not provided | Data not provided | 0.0091 | 2020 - 2021 Average, from operational period, not whole dataset | Data not provided | Data not provided | Data not provided | Upgradient | 6.86 | 4.26 | mg/L | 9.4 | °C | Data not provided | N/A | Data not provided | N/A | -181.3 | mV | 3329 | µmhos/cm | Turbidity = 33.34 | NTU | data not provided | data not provided | data not provided | data not provided | data not provided | data not provided | N/A | No groundwater comparison value | No samples were collected at STC-NES5-EF between November 2018 and April 2019. | An insufficient amount of time since completion of the Pilot Study to adequately evaluate lifespan of the treatment media. The change in alkalinity can be used as an indicator of change in the ability of the media to treat selenium. Alkalinity remained relatively similar after 2 years of operation indicating that after 2 years of operation the microbially-mediated chemical reduction of selenium remains similar to the study onset. | Design had insufficient capacity to contain the flux of snow melt in addition to seep water. Soils in the area of the PRB are tight. In the future, when in an layered alluvial system, incorporate a gravel "pressure relief/effluent storage" zone on the downgradient edge to allow for increased ability to receive effluent water and/or flow onto the land surface if capacity is reached. The hydrogeological study was performed during fall low flow conditions as were the excavation and installation of the PRB bench. Additional water zones may be present during different water levels, so future design data collection should include a hydrogeological investigation in the spring to better characterize flux and water bearing zones in the aquifer during high water conditions. The PRB increased Ar, Fe, Mn and Ur due to eroded overburden material in the lenses on the walls of the excavation and from the seep and sedimentation basin sediments transferred to the PRB. Oxidizing conditions favorable to mobilization of Ur exist when ORP is above -200 mV. Bicarbonate that is likely dominant in the near neutral pH conditions in the vicinity of the PRB can enhance Ur mobility. Redox cycling from fluctuating water table can cause Ur mobilization. Heterogeneity of groundwater inflow along the trench, contact with runoff of mine materials, and microbial activity all contribute to factors affecting degree of treatment within the PRB. The incorporation of the Pilot Study into a potential remedy for the Pedro Creek Sub-Basin, at its current scale and in absence of other actions, may require some modifications to facilitate handling of high spring inflows and additional treatment to address the transport of released uranium into the shallow groundwater and surface water. | Operation and maintenance cost, including remote monitoring (e.g., transducers, telemetry, and cameras) and performance monitoring (e.g., sampling, analysis, and reporting), ranges between $20,000 to $40,000 per month. The capital cost for the construction of the PRB and STC was approximately $1.2M including the media, trenching, infiltration gallery, cover, and stormwater controls, or roughly $180/cubic yard of reactive media (1,200 cubic yards for the PRB and 5,500 cubic yards for the STC). | System is seep treatment cell effluent to PRB. Treatment media: 50% granular support media, 12.5% chopped alfalfa hay, 37.5% woodchips/shavings. Average hydraulic conductivity of 8.8-116.2 ft/day in the media. Trench excavated to dry, silty-clay, weathered Dinwoody Formation material to prevent groundwater flow from bypassing under the PRB. Eroded overburden was encountered. Media placed to a depth of 2 ft bgs, covered by non-woven geotextile and 2 ft of Dinwoody Formation material. Infiltration gallery was constructed upgradient to the PRB, and overburden was encountered. Infiltration gallery was overexcavated and compacted Dinwoody Formation materials were used on the base and sidewalls to reduce water contact with the overburden. It was backfilled with coarse drain rock and covered with non-woven geotextile and Dinwoody Formation material. PRB is relatively easy to implement with readily available material and equipment but using the technology to treat seeps or shallow groundwater in close proximity to overburden disposal piles should be approached with caution. The presence of run-of-mine shales in and around excavations contributes to mobilization of unwanted constituents (e.g. arsenic, uranium) | The objectives for the Pilot Study are consistent with the preliminary Remedial Action Objectives (RAOs) for groundwater remedies at Conda. Based on observations from the 2019 and 2020 monitoring, modifications were made to the Pilot Study in fall of 2020. In coordination with the Agencies, it was decided that the modification will require further monitoring in 2021 to fully meet the Pilot Study objectives. 2018-2019 start up period had differing conditions from 2020-2021, and the conditions were not considered representative of long term trends, but reflect the capability of the media to rapidly reach redox and geochemical conditions that facilitate microbially mediated reduction. 2020-2021 are operational conditions. The treatment media contributes to total Ar, Fe and Mn concentrations above the MCLs and drinking water standards. Data indicate that the treatment media in the Seep Treatment Cell and PRB is capable of treating water entering the system with total Se concentrations as high as 6.87 mg/L as well as total Cd concentrations up to 0.00847 mg/L to levels below their respective MCLs. | None, other than those presented elsewhere | Seep treatment cell (STC) pretreatment system influent STC-NES5-IF (upgradient) to STC pretreatment effluent (STC-NES5-EF) (downgradient) is through the central flow path. Data collection for upgradient/downgradient wells is in some instances shifted by 1-2 days. Reporting on effluents from STC-NES5-IF is only considered during the period that effluent from the pretreatment is available for comparison (June 2019-Oct 2021)
Final Treatability Study Findings Report Field-Scale Permeable Reactive Barrier Pilot Study Conda/Woodall Mountain Mine | Conda/Woodall Mountain Mine | IDN001002862 | N/A | N/A | STC-NES5-IF | Former mining site | Permeable reactive barrier (PRB) with seep treatment cell pre-treatment | Passive | Permeable reactive barrier (PRB) | Pre-treatment | Overburden pile in the headwaters areas of Pedro Creek | Y | STC (pretreatment) | Specific technologies not specified. PRB is chemical and microbially mediated processes that reduce selenate to selenite and then selenium. Treatment media includes a carbon source (i.e. woodchips), alfalfa hay, and inert sand. Seep treatment cell is pre-treatment cell with treatment media. | Access to the groundwater table is needed. Trench excavated through water-bearing zones of alluvial deposits and into underlying weathered bedrock. | Pilot | 2018-2021, modifications made in 2019 to address seepage | Selenium | Se, total | mg/L | N | N/A |  |  |  | 4.38 | 0.0122 | 99.7215 | [6 empty] | 5.53 | 2020 - 2021 Average, from operational period, not whole dataset | Data not provided | Data not provided | 0.0146 | 2020 - 2021 Average, from operational period, not whole dataset | Data not provided | Data not provided | Data not provided | Upgradient | 6.85 | 5.9 | mg/L | 11.4 | °C | Data not provided | N/A | Data not provided | N/A | 134.1 | mV | 3374 | µmhos/cm | Turbidity = 7.4 | NTU | data not provided | data not provided | data not provided | data not provided | data not provided | data not provided | Y | Groundwater Comparison Value: U.S. EPA MCL 0.05 mg/L Assessment of treatment goals based on well-specific averages for 2020-2021 | No samples were collected at STC-NES5-EF between November 2018 and April 2019. | An insufficient amount of time since completion of the Pilot Study to adequately evaluate lifespan of the treatment media. The change in alkalinity can be used as an indicator of change in the ability of the media to treat selenium. Alkalinity remained relatively similar after 2 years of operation indicating that after 2 years of operation the microbially-mediated chemical reduction of selenium remains similar to the study onset. | Design had insufficient capacity to contain the flux of snow melt in addition to seep water. Soils in the area of the PRB are tight. In the future, when in an layered alluvial system, incorporate a gravel "pressure relief/effluent storage" zone on the downgradient edge to allow for increased ability to receive effluent water and/or flow onto the land surface if capacity is reached. The hydrogeological study was performed during fall low flow conditions as were the excavation and installation of the PRB bench. Additional water zones may be present during different water levels, so future design data collection should include a hydrogeological investigation in the spring to better characterize flux and water bearing zones in the aquifer during high water conditions. The PRB increased Ar, Fe, Mn and Ur due to eroded overburden material in the lenses on the walls of the excavation and from the seep and sedimentation basin sediments transferred to the PRB. Oxidizing conditions favorable to mobilization of Ur exist when ORP is above -200 mV. Bicarbonate that is likely dominant in the near neutral pH conditions in the vicinity of the PRB can enhance Ur mobility. Redox cycling from fluctuating water table can cause Ur mobilization. Heterogeneity of groundwater inflow along the trench, contact with runoff of mine materials, and microbial activity all contribute to factors affecting degree of treatment within the PRB. The incorporation of the Pilot Study into a potential remedy for the Pedro Creek Sub-Basin, at its current scale and in absence of other actions, may require some modifications to facilitate handling of high spring inflows and additional treatment to address the transport of released uranium into the shallow groundwater and surface water. | Operation and maintenance cost, including remote monitoring (e.g., transducers, telemetry, and cameras) and performance monitoring (e.g., sampling, analysis, and reporting), ranges between $20,000 to $40,000 per month. The capital cost for the construction of the PRB and STC was approximately $1.2M including the media, trenching, infiltration gallery, cover, and stormwater controls, or roughly $180/cubic yard of reactive media (1,200 cubic yards for the PRB and 5,500 cubic yards for the STC). | System is seep treatment cell effluent to PRB. Treatment media: 50% granular support media, 12.5% chopped alfalfa hay, 37.5% woodchips/shavings. Average hydraulic conductivity of 8.8-116.2 ft/day in the media. Trench excavated to dry, silty-clay, weathered Dinwoody Formation material to prevent groundwater flow from bypassing under the PRB. Eroded overburden was encountered. Media placed to a depth of 2 ft bgs, covered by non-woven geotextile and 2 ft of Dinwoody Formation material. Infiltration gallery was constructed upgradient to the PRB, and overburden was encountered. Infiltration gallery was overexcavated and compacted Dinwoody Formation materials were used on the base and sidewalls to reduce water contact with the overburden. It was backfilled with coarse drain rock and covered with non-woven geotextile and Dinwoody Formation material. PRB is relatively easy to implement with readily available material and equipment but using the technology to treat seeps or shallow groundwater in close proximity to overburden disposal piles should be approached with caution. The presence of run-of-mine shales in and around excavations contributes to mobilization of unwanted constituents (e.g. arsenic, uranium) | The objectives for the Pilot Study are consistent with the preliminary Remedial Action Objectives (RAOs) for groundwater remedies at Conda. Based on observations from the 2019 and 2020 monitoring, modifications were made to the Pilot Study in fall of 2020. In coordination with the Agencies, it was decided that the modification will require further monitoring in 2021 to fully meet the Pilot Study objectives. 2018-2019 start up period had differing conditions from 2020-2021, and the conditions were not considered representative of long term trends, but reflect the capability of the media to rapidly reach redox and geochemical conditions that facilitate microbially mediated reduction. 2020-2021 are operational conditions. The treatment media contributes to total Ar, Fe and Mn concentrations above the MCLs and drinking water standards. Data indicate that the treatment media in the Seep Treatment Cell and PRB is capable of treating water entering the system with total Se concentrations as high as 6.87 mg/L as well as total Cd concentrations up to 0.00847 mg/L to levels below their respective MCLs. | None, other than those presented elsewhere | Seep treatment cell (STC) pretreatment system influent STC-NES5-IF (upgradient) to STC pretreatment effluent (STC-NES5-EF) (downgradient) is through the central flow path. Data collection for upgradient/downgradient wells is in some instances shifted by 1-2 days. Reporting on effluents from STC-NES5-IF is only considered during the period that effluent from the pretreatment is available for comparison (June 2019-Oct 2021)
Final Treatability Study Findings Report Field-Scale Permeable Reactive Barrier Pilot Study Conda/Woodall Mountain Mine | Conda/Woodall Mountain Mine | IDN001002862 | N/A | N/A | STC-NES5-EF | Former mining site | Permeable reactive barrier (PRB) with seep treatment cell pre-treatment | Passive | Permeable reactive barrier (PRB) | Pre-treatment | Overburden pile in the headwaters areas of Pedro Creek | Y | STC (pretreatment) | Specific technologies not specified. PRB is chemical and microbially mediated processes that reduce selenate to selenite and then selenium. Treatment media includes a carbon source (i.e. woodchips), alfalfa hay, and inert sand. Seep treatment cell is pre-treatment cell with treatment media. | Access to the groundwater table is needed. Trench excavated through water-bearing zones of alluvial deposits and into underlying weathered bedrock. | Pilot | 2018-2021, modifications made in 2019 to address seepage | Selenium | Se, dissolved | mg/L | N | N/A | [6 empty] | 0.0237 | 7.33 | 99.6767 |  |  |  | 5.5 | 2020 - 2021 Average, from operational period, not whole dataset | Data not provided | Data not provided | 0.0091 | 2020 - 2021 Average, from operational period, not whole dataset | Data not provided | Data not provided | Data not provided | Downgradient | 6.66 | 0.31 | mg/L | 17.8 | °C | Data not provided | N/A | Data not provided | N/A | -55.9 | mV | 1114.7 | µmhos/cm | Turbidity = 12.7 | NTU | data not provided | data not provided | data not provided | data not provided | data not provided | data not provided | N/A | No groundwater comparison value | No samples were collected at STC-NES5-EF between November 2018 and April 2019. | An insufficient amount of time since completion of the Pilot Study to adequately evaluate lifespan of the treatment media. The change in alkalinity can be used as an indicator of change in the ability of the media to treat selenium. Alkalinity remained relatively similar after 2 years of operation indicating that after 2 years of operation the microbially-mediated chemical reduction of selenium remains similar to the study onset. | Design had insufficient capacity to contain the flux of snow melt in addition to seep water. Soils in the area of the PRB are tight. In the future, when in an layered alluvial system, incorporate a gravel "pressure relief/effluent storage" zone on the downgradient edge to allow for increased ability to receive effluent water and/or flow onto the land surface if capacity is reached. The hydrogeological study was performed during fall low flow conditions as were the excavation and installation of the PRB bench. Additional water zones may be present during different water levels, so future design data collection should include a hydrogeological investigation in the spring to better characterize flux and water bearing zones in the aquifer during high water conditions. The PRB increased Ar, Fe, Mn and Ur due to eroded overburden material in the lenses on the walls of the excavation and from the seep and sedimentation basin sediments transferred to the PRB. Oxidizing conditions favorable to mobilization of Ur exist when ORP is above -200 mV. Bicarbonate that is likely dominant in the near neutral pH conditions in the vicinity of the PRB can enhance Ur mobility. Redox cycling from fluctuating water table can cause Ur mobilization. Heterogeneity of groundwater inflow along the trench, contact with runoff of mine materials, and microbial activity all contribute to factors affecting degree of treatment within the PRB. The incorporation of the Pilot Study into a potential remedy for the Pedro Creek Sub-Basin, at its current scale and in absence of other actions, may require some modifications to facilitate handling of high spring inflows and additional treatment to address the transport of released uranium into the shallow groundwater and surface water. | Operation and maintenance cost, including remote monitoring (e.g., transducers, telemetry, and cameras) and performance monitoring (e.g., sampling, analysis, and reporting), ranges between $20,000 to $40,000 per month. The capital cost for the construction of the PRB and STC was approximately $1.2M including the media, trenching, infiltration gallery, cover, and stormwater controls, or roughly $180/cubic yard of reactive media (1,200 cubic yards for the PRB and 5,500 cubic yards for the STC). | System is seep treatment cell effluent to PRB. Treatment media: 50% granular support media, 12.5% chopped alfalfa hay, 37.5% woodchips/shavings. Average hydraulic conductivity of 8.8-116.2 ft/day in the media. Trench excavated to dry, silty-clay, weathered Dinwoody Formation material to prevent groundwater flow from bypassing under the PRB. Eroded overburden was encountered. Media placed to a depth of 2 ft bgs, covered by non-woven geotextile and 2 ft of Dinwoody Formation material. Infiltration gallery was constructed upgradient to the PRB, and overburden was encountered. Infiltration gallery was overexcavated and compacted Dinwoody Formation materials were used on the base and sidewalls to reduce water contact with the overburden. It was backfilled with coarse drain rock and covered with non-woven geotextile and Dinwoody Formation material. PRB is relatively easy to implement with readily available material and equipment but using the technology to treat seeps or shallow groundwater in close proximity to overburden disposal piles should be approached with caution. The presence of run-of-mine shales in and around excavations contributes to mobilization of unwanted constituents (e.g. arsenic, uranium) | The objectives for the Pilot Study are consistent with the preliminary Remedial Action Objectives (RAOs) for groundwater remedies at Conda. Based on observations from the 2019 and 2020 monitoring, modifications were made to the Pilot Study in fall of 2020. In coordination with the Agencies, it was decided that the modification will require further monitoring in 2021 to fully meet the Pilot Study objectives. 2018-2019 start up period had differing conditions from 2020-2021, and the conditions were not considered representative of long term trends, but reflect the capability of the media to rapidly reach redox and geochemical conditions that facilitate microbially mediated reduction. 2020-2021 are operational conditions. The treatment media contributes to total Ar, Fe and Mn concentrations above the MCLs and drinking water standards. Data indicate that the treatment media in the Seep Treatment Cell and PRB is capable of treating water entering the system with total Se concentrations as high as 6.87 mg/L as well as total Cd concentrations up to 0.00847 mg/L to levels below their respective MCLs. | None, other than those presented elsewhere | Seep treatment cell (STC) pretreatment system influent STC-NES5-IF (upgradient) to STC pretreatment effluent (STC-NES5-EF) (downgradient) is through the central flow path. Data collection for upgradient/downgradient wells is in some instances shifted by 1-2 days. Reporting on effluents from STC-NES5-IF is only considered during the period that effluent from the pretreatment is available for comparison (June 2019-Oct 2021)
Final Treatability Study Findings Report Field-Scale Permeable Reactive Barrier Pilot Study Conda/Woodall Mountain Mine | Conda/Woodall Mountain Mine | IDN001002862 | N/A | N/A | STC-NES5-EF | Former mining site | Permeable reactive barrier (PRB) with seep treatment cell pre-treatment | Passive | Permeable reactive barrier (PRB) | Pre-treatment | Overburden pile in the headwaters areas of Pedro Creek | Y | STC (pretreatment) | Specific technologies not specified. PRB is chemical and microbially mediated processes that reduce selenate to selenite and then selenium. Treatment media includes a carbon source (i.e. woodchips), alfalfa hay, and inert sand. Seep treatment cell is pre-treatment cell with treatment media. | Access to the groundwater table is needed. Trench excavated through water-bearing zones of alluvial deposits and into underlying weathered bedrock. | Pilot | 2018-2021, modifications made in 2019 to address seepage | Selenium | Se, total | mg/L | N | N/A | [6 empty] | 0.165 | 7.13 | 97.6858 |  |  |  | 5.53 | 2020 - 2021 Average, from operational period, not whole dataset | Data not provided | Data not provided | 0.0146 | 2020 - 2021 Average, from operational period, not whole dataset | Data not provided | Data not provided | Data not provided | Downgradient | 6.67 | 4.08 | mg/L | 11.5 | °C | Data not provided | N/A | Data not provided | N/A | -76.5 | mV | 3328 | µmhos/cm | Turbidity = 205 | NTU | data not provided | data not provided | data not provided | data not provided | data not provided | data not provided | Y | Groundwater Comparison Value: U.S. EPA MCL 0.05 mg/L Assessment of treatment goals based on well-specific averages for 2020-2021 | No samples were collected at STC-NES5-EF between November 2018 and April 2019. | An insufficient amount of time since completion of the Pilot Study to adequately evaluate lifespan of the treatment media. The change in alkalinity can be used as an indicator of change in the ability of the media to treat selenium. Alkalinity remained relatively similar after 2 years of operation indicating that after 2 years of operation the microbially-mediated chemical reduction of selenium remains similar to the study onset. | Design had insufficient capacity to contain the flux of snow melt in addition to seep water. Soils in the area of the PRB are tight. In the future, when in an layered alluvial system, incorporate a gravel "pressure relief/effluent storage" zone on the downgradient edge to allow for increased ability to receive effluent water and/or flow onto the land surface if capacity is reached. The hydrogeological study was performed during fall low flow conditions as were the excavation and installation of the PRB bench. Additional water zones may be present during different water levels, so future design data collection should include a hydrogeological investigation in the spring to better characterize flux and water bearing zones in the aquifer during high water conditions. The PRB increased Ar, Fe, Mn and Ur due to eroded overburden material in the lenses on the walls of the excavation and from the seep and sedimentation basin sediments transferred to the PRB. Oxidizing conditions favorable to mobilization of Ur exist when ORP is above -200 mV. Bicarbonate that is likely dominant in the near neutral pH conditions in the vicinity of the PRB can enhance Ur mobility. Redox cycling from fluctuating water table can cause Ur mobilization. Heterogeneity of groundwater inflow along the trench, contact with runoff of mine materials, and microbial activity all contribute to factors affecting degree of treatment within the PRB. The incorporation of the Pilot Study into a potential remedy for the Pedro Creek Sub-Basin, at its current scale and in absence of other actions, may require some modifications to facilitate handling of high spring inflows and additional treatment to address the transport of released uranium into the shallow groundwater and surface water. | Operation and maintenance cost, including remote monitoring (e.g., transducers, telemetry, and cameras) and performance monitoring (e.g., sampling, analysis, and reporting), ranges between $20,000 to $40,000 per month. The capital cost for the construction of the PRB and STC was approximately $1.2M including the media, trenching, infiltration gallery, cover, and stormwater controls, or roughly $180/cubic yard of reactive media (1,200 cubic yards for the PRB and 5,500 cubic yards for the STC). | System is seep treatment cell effluent to PRB. Treatment media: 50% granular support media, 12.5% chopped alfalfa hay, 37.5% woodchips/shavings. Average hydraulic conductivity of 8.8-116.2 ft/day in the media. Trench excavated to dry, silty-clay, weathered Dinwoody Formation material to prevent groundwater flow from bypassing under the PRB. Eroded overburden was encountered. Media placed to a depth of 2 ft bgs, covered by non-woven geotextile and 2 ft of Dinwoody Formation material. Infiltration gallery was constructed upgradient to the PRB, and overburden was encountered. Infiltration gallery was overexcavated and compacted Dinwoody Formation materials were used on the base and sidewalls to reduce water contact with the overburden. It was backfilled with coarse drain rock and covered with non-woven geotextile and Dinwoody Formation material. PRB is relatively easy to implement with readily available material and equipment but using the technology to treat seeps or shallow groundwater in close proximity to overburden disposal piles should be approached with caution. The presence of run-of-mine shales in and around excavations contributes to mobilization of unwanted constituents (e.g. arsenic, uranium) | The objectives for the Pilot Study are consistent with the preliminary Remedial Action Objectives (RAOs) for groundwater remedies at Conda. Based on observations from the 2019 and 2020 monitoring, modifications were made to the Pilot Study in fall of 2020. In coordination with the Agencies, it was decided that the modification will require further monitoring in 2021 to fully meet the Pilot Study objectives. 2018-2019 start up period had differing conditions from 2020-2021, and the conditions were not considered representative of long term trends, but reflect the capability of the media to rapidly reach redox and geochemical conditions that facilitate microbially mediated reduction. 2020-2021 are operational conditions. The treatment media contributes to total Ar, Fe and Mn concentrations above the MCLs and drinking water standards. Data indicate that the treatment media in the Seep Treatment Cell and PRB is capable of treating water entering the system with total Se concentrations as high as 6.87 mg/L as well as total Cd concentrations up to 0.00847 mg/L to levels below their respective MCLs. | None, other than those presented elsewhere | Seep treatment cell (STC) pretreatment system influent STC-NES5-IF (upgradient) to STC pretreatment effluent (STC-NES5-EF) (downgradient) is through the central flow path. Data collection for upgradient/downgradient wells is in some instances shifted by 1-2 days. Reporting on effluents from STC-NES5-IF is only considered during the period that effluent from the pretreatment is available for comparison (June 2019-Oct 2021)
Final Treatability Study Findings Report Field-Scale Permeable Reactive Barrier Pilot Study Conda/Woodall Mountain Mine | Conda/Woodall Mountain Mine | IDN001002862 | N/A | N/A | STC-NES5-EF | Former mining site | Permeable reactive barrier (PRB) with seep treatment cell pre-treatment | Passive | Permeable reactive barrier (PRB) | Pre-treatment | Overburden pile in the headwaters areas of Pedro Creek | Y | STC (pretreatment) | Specific technologies not specified. PRB is chemical and microbially mediated processes that reduce selenate to selenite and then selenium. Treatment media includes a carbon source (i.e. woodchips), alfalfa hay, and inert sand. Seep treatment cell is pre-treatment cell with treatment media. | Access to the groundwater table is needed. Trench excavated through water-bearing zones of alluvial deposits and into underlying weathered bedrock. | Pilot | 2018-2021, modifications made in 2019 to address seepage | Selenium | Se, dissolved | mg/L | N | N/A | [9 empty] | 0.0062 | 7.3 | 99.9151 | 5.5 | 2020 - 2021 Average, from operational period, not whole dataset | Data not provided | Data not provided | 0.0091 | 2020 - 2021 Average, from operational period, not whole dataset | Data not provided | Data not provided | Data not provided | Downgradient | 7.01 | 1.51 | mg/L | 11.2 | °C | Data not provided | N/A | Data not provided | N/A | -122.6 | mV | 2067 | µmhos/cm | Turbidity = 225.61 | NTU | data not provided | data not provided | data not provided | data not provided | data not provided | data not provided | N/A | No groundwater comparison value | No samples were collected at STC-NES5-EF between November 2018 and April 2019. | An insufficient amount of time since completion of the Pilot Study to adequately evaluate lifespan of the treatment media. The change in alkalinity can be used as an indicator of change in the ability of the media to treat selenium. Alkalinity remained relatively similar after 2 years of operation indicating that after 2 years of operation the microbially-mediated chemical reduction of selenium remains similar to the study onset. | Design had insufficient capacity to contain the flux of snow melt in addition to seep water. Soils in the area of the PRB are tight. In the future, when in an layered alluvial system, incorporate a gravel "pressure relief/effluent storage" zone on the downgradient edge to allow for increased ability to receive effluent water and/or flow onto the land surface if capacity is reached. The hydrogeological study was performed during fall low flow conditions as were the excavation and installation of the PRB bench. Additional water zones may be present during different water levels, so future design data collection should include a hydrogeological investigation in the spring to better characterize flux and water bearing zones in the aquifer during high water conditions. The PRB increased Ar, Fe, Mn and Ur due to eroded overburden material in the lenses on the walls of the excavation and from the seep and sedimentation basin sediments transferred to the PRB. Oxidizing conditions favorable to mobilization of Ur exist when ORP is above -200 mV. Bicarbonate that is likely dominant in the near neutral pH conditions in the vicinity of the PRB can enhance Ur mobility. Redox cycling from fluctuating water table can cause Ur mobilization. Heterogeneity of groundwater inflow along the trench, contact with runoff of mine materials, and microbial activity all contribute to factors affecting degree of treatment within the PRB. The incorporation of the Pilot Study into a potential remedy for the Pedro Creek Sub-Basin, at its current scale and in absence of other actions, may require some modifications to facilitate handling of high spring inflows and additional treatment to address the transport of released uranium into the shallow groundwater and surface water. | Operation and maintenance cost, including remote monitoring (e.g., transducers, telemetry, and cameras) and performance monitoring (e.g., sampling, analysis, and reporting), ranges between $20,000 to $40,000 per month. The capital cost for the construction of the PRB and STC was approximately $1.2M including the media, trenching, infiltration gallery, cover, and stormwater controls, or roughly $180/cubic yard of reactive media (1,200 cubic yards for the PRB and 5,500 cubic yards for the STC). | System is seep treatment cell effluent to PRB. Treatment media: 50% granular support media, 12.5% chopped alfalfa hay, 37.5% woodchips/shavings. Average hydraulic conductivity of 8.8-116.2 ft/day in the media. Trench excavated to dry, silty-clay, weathered Dinwoody Formation material to prevent groundwater flow from bypassing under the PRB. Eroded overburden was encountered. Media placed to a depth of 2 ft bgs, covered by non-woven geotextile and 2 ft of Dinwoody Formation material. Infiltration gallery was constructed upgradient to the PRB, and overburden was encountered. Infiltration gallery was overexcavated and compacted Dinwoody Formation materials were used on the base and sidewalls to reduce water contact with the overburden. It was backfilled with coarse drain rock and covered with non-woven geotextile and Dinwoody Formation material. PRB is relatively easy to implement with readily available material and equipment but using the technology to treat seeps or shallow groundwater in close proximity to overburden disposal piles should be approached with caution. The presence of run-of-mine shales in and around excavations contributes to mobilization of unwanted constituents (e.g. arsenic, uranium) | The objectives for the Pilot Study are consistent with the preliminary Remedial Action Objectives (RAOs) for groundwater remedies at Conda. Based on observations from the 2019 and 2020 monitoring, modifications were made to the Pilot Study in fall of 2020. In coordination with the Agencies, it was decided that the modification will require further monitoring in 2021 to fully meet the Pilot Study objectives. 2018-2019 start up period had differing conditions from 2020-2021, and the conditions were not considered representative of long term trends, but reflect the capability of the media to rapidly reach redox and geochemical conditions that facilitate microbially mediated reduction. 2020-2021 are operational conditions. The treatment media contributes to total Ar, Fe and Mn concentrations above the MCLs and drinking water standards. Data indicate that the treatment media in the Seep Treatment Cell and PRB is capable of treating water entering the system with total Se concentrations as high as 6.87 mg/L as well as total Cd concentrations up to 0.00847 mg/L to levels below their respective MCLs. | None, other than those presented elsewhere | Seep treatment cell (STC) pretreatment system influent STC-NES5-IF (upgradient) to STC pretreatment effluent (STC-NES5-EF) (downgradient) is through the central flow path. Data collection for upgradient/downgradient wells is in some instances shifted by 1-2 days. Reporting on effluents from STC-NES5-IF is only considered during the period that effluent from the pretreatment is available for comparison (June 2019-Oct 2021)
Final Treatability Study Findings Report Field-Scale Permeable Reactive Barrier Pilot Study Conda/Woodall Mountain Mine | Conda/Woodall Mountain Mine | IDN001002862 | N/A | N/A | STC-NES5-EF | Former mining site | Permeable reactive barrier (PRB) with seep treatment cell pre-treatment | Passive | Permeable reactive barrier (PRB) | Pre-treatment | Overburden pile in the headwaters areas of Pedro Creek | Y | STC (pretreatment) | Specific technologies not specified. PRB is chemical and microbially mediated processes that reduce selenate to selenite and then selenium. Treatment media includes a carbon source (i.e. woodchips), alfalfa hay, and inert sand. Seep treatment cell is pre-treatment cell with treatment media. | Access to the groundwater table is needed. Trench excavated through water-bearing zones of alluvial deposits and into underlying weathered bedrock. | Pilot | 2018-2021, modifications made in 2019 to address seepage | Selenium | Se, total | mg/L | N | N/A | [9 empty] | 0.0078 | 6.87 | 99.8865 | 5.53 | 2020 - 2021 Average, from operational period, not whole dataset | Data not provided | Data not provided | 0.0146 | 2020 - 2021 Average, from operational period, not whole dataset | Data not provided | Data not provided | Data not provided | Downgradient | 7.01 | 1.51 | mg/L | 11.2 | °C | Data not provided | N/A | Data not provided | N/A | -122.6 | mV | 2067 | µmhos/cm | Turbidity = 225.61 | NTU | data not provided | data not provided | data not provided | data not provided | data not provided | data not provided | Y | Groundwater Comparison Value: U.S. EPA MCL 0.05 mg/L Assessment of treatment goals based on well-specific averages for 2020-2021 | No samples were collected at STC-NES5-EF between November 2018 and April 2019. | An insufficient amount of time since completion of the Pilot Study to adequately evaluate lifespan of the treatment media. The change in alkalinity can be used as an indicator of change in the ability of the media to treat selenium. Alkalinity remained relatively similar after 2 years of operation indicating that after 2 years of operation the microbially-mediated chemical reduction of selenium remains similar to the study onset. | Design had insufficient capacity to contain the flux of snow melt in addition to seep water. Soils in the area of the PRB are tight. In the future, when in an layered alluvial system, incorporate a gravel "pressure relief/effluent storage" zone on the downgradient edge to allow for increased ability to receive effluent water and/or flow onto the land surface if capacity is reached. The hydrogeological study was performed during fall low flow conditions as were the excavation and installation of the PRB bench. Additional water zones may be present during different water levels, so future design data collection should include a hydrogeological investigation in the spring to better characterize flux and water bearing zones in the aquifer during high water conditions. The PRB increased Ar, Fe, Mn and Ur due to eroded overburden material in the lenses on the walls of the excavation and from the seep and sedimentation basin sediments transferred to the PRB. Oxidizing conditions favorable to mobilization of Ur exist when ORP is above -200 mV. Bicarbonate that is likely dominant in the near neutral pH conditions in the vicinity of the PRB can enhance Ur mobility. Redox cycling from fluctuating water table can cause Ur mobilization. Heterogeneity of groundwater inflow along the trench, contact with runoff of mine materials, and microbial activity all contribute to factors affecting degree of treatment within the PRB. The incorporation of the Pilot Study into a potential remedy for the Pedro Creek Sub-Basin, at its current scale and in absence of other actions, may require some modifications to facilitate handling of high spring inflows and additional treatment to address the transport of released uranium into the shallow groundwater and surface water. | Operation and maintenance cost, including remote monitoring (e.g., transducers, telemetry, and cameras) and performance monitoring (e.g., sampling, analysis, and reporting), ranges between $20,000 to $40,000 per month. The capital cost for the construction of the PRB and STC was approximately $1.2M including the media, trenching, infiltration gallery, cover, and stormwater controls, or roughly $180/cubic yard of reactive media (1,200 cubic yards for the PRB and 5,500 cubic yards for the STC). | System is seep treatment cell effluent to PRB. Treatment media: 50% granular support media, 12.5% chopped alfalfa hay, 37.5% woodchips/shavings. Average hydraulic conductivity of 8.8-116.2 ft/day in the media. Trench excavated to dry, silty-clay, weathered Dinwoody Formation material to prevent groundwater flow from bypassing under the PRB. Eroded overburden was encountered. Media placed to a depth of 2 ft bgs, covered by non-woven geotextile and 2 ft of Dinwoody Formation material. Infiltration gallery was constructed upgradient to the PRB, and overburden was encountered. Infiltration gallery was overexcavated and compacted Dinwoody Formation materials were used on the base and sidewalls to reduce water contact with the overburden. It was backfilled with coarse drain rock and covered with non-woven geotextile and Dinwoody Formation material. PRB is relatively easy to implement with readily available material and equipment but using the technology to treat seeps or shallow groundwater in close proximity to overburden disposal piles should be approached with caution. The presence of run-of-mine shales in and around excavations contributes to mobilization of unwanted constituents (e.g. arsenic, uranium) | The objectives for the Pilot Study are consistent with the preliminary Remedial Action Objectives (RAOs) for groundwater remedies at Conda. Based on observations from the 2019 and 2020 monitoring, modifications were made to the Pilot Study in fall of 2020. In coordination with the Agencies, it was decided that the modification will require further monitoring in 2021 to fully meet the Pilot Study objectives. 2018-2019 start up period had differing conditions from 2020-2021, and the conditions were not considered representative of long term trends, but reflect the capability of the media to rapidly reach redox and geochemical conditions that facilitate microbially mediated reduction. 2020-2021 are operational conditions. The treatment media contributes to total Ar, Fe and Mn concentrations above the MCLs and drinking water standards. Data indicate that the treatment media in the Seep Treatment Cell and PRB is capable of treating water entering the system with total Se concentrations as high as 6.87 mg/L as well as total Cd concentrations up to 0.00847 mg/L to levels below their respective MCLs. | None, other than those presented elsewhere | Seep treatment cell (STC) pretreatment system influent STC-NES5-IF (upgradient) to STC pretreatment effluent (STC-NES5-EF) (downgradient) is through the central flow path. Data collection for upgradient/downgradient wells is in some instances shifted by 1-2 days. Reporting on effluents from STC-NES5-IF is only considered during the period that effluent from the pretreatment is available for comparison (June 2019-Oct 2021)
Final Treatability Study Findings Report Field-Scale Permeable Reactive Barrier Pilot Study Conda/Woodall Mountain Mine | Conda/Woodall Mountain Mine | IDN001002862 | N/A | N/A | STC-NES5-IF | Former mining site | Permeable reactive barrier (PRB) with seep treatment cell pre-treatment | Passive | Permeable reactive barrier (PRB) | Pre-treatment | Overburden pile in the headwaters areas of Pedro Creek | Y | STC (pretreatment) | Specific technologies not specified. PRB is chemical and microbially mediated processes that reduce selenate to selenite and then selenium. Treatment media includes a carbon source (i.e. woodchips), alfalfa hay, and inert sand. Seep treatment cell is pre-treatment cell with treatment media. | Access to the groundwater table is needed. Trench excavated through water-bearing zones of alluvial deposits and into underlying weathered bedrock. | Pilot | 2018-2021, modifications made in 2019 to address seepage | Arsenic | As, dissolved | mg/L | N | N/A | 0.00179 | 0.0287 | -1503.352 | [9 empty] | 0.0014 | 2020 - 2021 Average, from operational period, not whole dataset | Data not provided | Data not provided | 0.0528 | 2020 - 2021 Average, from operational period, not whole dataset | Data not provided | Data not provided | Data not provided | Upgradient | 6.96 | 4.51 | mg/L | 10.4 | °C | Data not provided | N/A | Data not provided | N/A | -68.2 | mV | 3089 | µmhos/cm | Turbidity = 187 | NTU | data not provided | data not provided | data not provided | data not provided | data not provided | data not provided | N/A | No groundwater comparison value | No samples were collected at STC-NES5-EF between November 2018 and April 2019. | An insufficient amount of time since completion of the Pilot Study to adequately evaluate lifespan of the treatment media. The change in alkalinity can be used as an indicator of change in the ability of the media to treat selenium. Alkalinity remained relatively similar after 2 years of operation indicating that after 2 years of operation the microbially-mediated chemical reduction of selenium remains similar to the study onset. | Design had insufficient capacity to contain the flux of snow melt in addition to seep water. Soils in the area of the PRB are tight. In the future, when in an layered alluvial system, incorporate a gravel "pressure relief/effluent storage" zone on the downgradient edge to allow for increased ability to receive effluent water and/or flow onto the land surface if capacity is reached. The hydrogeological study was performed during fall low flow conditions as were the excavation and installation of the PRB bench. Additional water zones may be present during different water levels, so future design data collection should include a hydrogeological investigation in the spring to better characterize flux and water bearing zones in the aquifer during high water conditions. The PRB increased Ar, Fe, Mn and Ur due to eroded overburden material in the lenses on the walls of the excavation and from the seep and sedimentation basin sediments transferred to the PRB. Oxidizing conditions favorable to mobilization of Ur exist when ORP is above -200 mV. Bicarbonate that is likely dominant in the near neutral pH conditions in the vicinity of the PRB can enhance Ur mobility. Redox cycling from fluctuating water table can cause Ur mobilization. Heterogeneity of groundwater inflow along the trench, contact with runoff of mine materials, and microbial activity all contribute to factors affecting degree of treatment within the PRB. The incorporation of the Pilot Study into a potential remedy for the Pedro Creek Sub-Basin, at its current scale and in absence of other actions, may require some modifications to facilitate handling of high spring inflows and additional treatment to address the transport of released uranium into the shallow groundwater and surface water. | Operation and maintenance cost, including remote monitoring (e.g., transducers, telemetry, and cameras) and performance monitoring (e.g., sampling, analysis, and reporting), ranges between $20,000 to $40,000 per month. The capital cost for the construction of the PRB and STC was approximately $1.2M including the media, trenching, infiltration gallery, cover, and stormwater controls, or roughly $180/cubic yard of reactive media (1,200 cubic yards for the PRB and 5,500 cubic yards for the STC). | System is seep treatment cell effluent to PRB. Treatment media: 50% granular support media, 12.5% chopped alfalfa hay, 37.5% woodchips/shavings. Average hydraulic conductivity of 8.8-116.2 ft/day in the media. Trench excavated to dry, silty-clay, weathered Dinwoody Formation material to prevent groundwater flow from bypassing under the PRB. Eroded overburden was encountered. Media placed to a depth of 2 ft bgs, covered by non-woven geotextile and 2 ft of Dinwoody Formation material. Infiltration gallery was constructed upgradient to the PRB, and overburden was encountered. Infiltration gallery was overexcavated and compacted Dinwoody Formation materials were used on the base and sidewalls to reduce water contact with the overburden. It was backfilled with coarse drain rock and covered with non-woven geotextile and Dinwoody Formation material. PRB is relatively easy to implement with readily available material and equipment but using the technology to treat seeps or shallow groundwater in close proximity to overburden disposal piles should be approached with caution. The presence of run-of-mine shales in and around excavations contributes to mobilization of unwanted constituents (e.g. arsenic, uranium) | The objectives for the Pilot Study are consistent with the preliminary Remedial Action Objectives (RAOs) for groundwater remedies at Conda. Based on observations from the 2019 and 2020 monitoring, modifications were made to the Pilot Study in fall of 2020. In coordination with the Agencies, it was decided that the modification will require further monitoring in 2021 to fully meet the Pilot Study objectives. 2018-2019 start up period had differing conditions from 2020-2021, and the conditions were not considered representative of long term trends, but reflect the capability of the media to rapidly reach redox and geochemical conditions that facilitate microbially mediated reduction. 2020-2021 are operational conditions. The treatment media contributes to total Ar, Fe and Mn concentrations above the MCLs and drinking water standards. Data indicate that the treatment media in the Seep Treatment Cell and PRB is capable of treating water entering the system with total Se concentrations as high as 6.87 mg/L as well as total Cd concentrations up to 0.00847 mg/L to levels below their respective MCLs. | None, other than those presented elsewhere | Seep treatment cell (STC) pretreatment system influent STC-NES5-IF (upgradient) to STC pretreatment effluent (STC-NES5-EF) (downgradient) is through the central flow path. Data collection for upgradient/downgradient wells is in some instances shifted by 1-2 days. Reporting on effluents from STC-NES5-IF is only considered during the period that effluent from the pretreatment is available for comparison (June 2019-Oct 2021)
Final Treatability Study Findings Report Field-Scale Permeable Reactive Barrier Pilot Study Conda/Woodall Mountain Mine | Conda/Woodall Mountain Mine | IDN001002862 | N/A | N/A | STC-NES5-IF | Former mining site | Permeable reactive barrier (PRB) with seep treatment cell pre-treatment | Passive | Permeable reactive barrier (PRB) | Pre-treatment | Overburden pile in the headwaters areas of Pedro Creek | Y | STC (pretreatment) | Specific technologies not specified. PRB is chemical and microbially mediated processes that reduce selenate to selenite and then selenium. Treatment media includes a carbon source (i.e. woodchips), alfalfa hay, and inert sand. Seep treatment cell is pre-treatment cell with treatment media. | Access to the groundwater table is needed. Trench excavated through water-bearing zones of alluvial deposits and into underlying weathered bedrock. | Pilot | 2018-2021, modifications made in 2019 to address seepage | Arsenic | As, total | mg/L | N | N/A | 0.00746 | 0.0304 | -307.5067 | [9 empty] | 0.00475 | 2020 - 2021 Average, from operational period, not whole dataset | Data not provided | Data not provided | 0.0496 | 2020 - 2021 Average, from operational period, not whole dataset | Data not provided | Data not provided | Data not provided | Upgradient | 6.96 | 4.51 | mg/L | 10.4 | °C | Data not provided | N/A | Data not provided | N/A | -68.2 | mV | 3089 | µmhos/cm | Turbidity = 187 | NTU | data not provided | data not provided | data not provided | data not provided | data not provided | data not provided | N | Groundwater Comparison Value: U.S. EPA MCL 0.01 mg/L Assessment of treatment goals based on well-specific averages for 2020-2021 | No samples were collected at STC-NES5-EF between November 2018 and April 2019. | An insufficient amount of time since completion of the Pilot Study to adequately evaluate lifespan of the treatment media. The change in alkalinity can be used as an indicator of change in the ability of the media to treat selenium. Alkalinity remained relatively similar after 2 years of operation indicating that after 2 years of operation the microbially-mediated chemical reduction of selenium remains similar to the study onset. | Design had insufficient capacity to contain the flux of snow melt in addition to seep water. Soils in the area of the PRB are tight. In the future, when in an layered alluvial system, incorporate a gravel "pressure relief/effluent storage" zone on the downgradient edge to allow for increased ability to receive effluent water and/or flow onto the land surface if capacity is reached. The hydrogeological study was performed during fall low flow conditions as were the excavation and installation of the PRB bench. Additional water zones may be present during different water levels, so future design data collection should include a hydrogeological investigation in the spring to better characterize flux and water bearing zones in the aquifer during high water conditions. The PRB increased Ar, Fe, Mn and Ur due to eroded overburden material in the lenses on the walls of the excavation and from the seep and sedimentation basin sediments transferred to the PRB. Oxidizing conditions favorable to mobilization of Ur exist when ORP is above -200 mV. Bicarbonate that is likely dominant in the near neutral pH conditions in the vicinity of the PRB can enhance Ur mobility. Redox cycling from fluctuating water table can cause Ur mobilization. Heterogeneity of groundwater inflow along the trench, contact with runoff of mine materials, and microbial activity all contribute to factors affecting degree of treatment within the PRB. The incorporation of the Pilot Study into a potential remedy for the Pedro Creek Sub-Basin, at its current scale and in absence of other actions, may require some modifications to facilitate handling of high spring inflows and additional treatment to address the transport of released uranium into the shallow groundwater and surface water. | Operation and maintenance cost, including remote monitoring (e.g., transducers, telemetry, and cameras) and performance monitoring (e.g., sampling, analysis, and reporting), ranges between $20,000 to $40,000 per month. The capital cost for the construction of the PRB and STC was approximately $1.2M including the media, trenching, infiltration gallery, cover, and stormwater controls, or roughly $180/cubic yard of reactive media (1,200 cubic yards for the PRB and 5,500 cubic yards for the STC). | System is seep treatment cell effluent to PRB. Treatment media: 50% granular support media, 12.5% chopped alfalfa hay, 37.5% woodchips/shavings. Average hydraulic conductivity of 8.8-116.2 ft/day in the media. Trench excavated to dry, silty-clay, weathered Dinwoody Formation material to prevent groundwater flow from bypassing under the PRB. Eroded overburden was encountered. Media placed to a depth of 2 ft bgs, covered by non-woven geotextile and 2 ft of Dinwoody Formation material. Infiltration gallery was constructed upgradient to the PRB, and overburden was encountered. Infiltration gallery was overexcavated and compacted Dinwoody Formation materials were used on the base and sidewalls to reduce water contact with the overburden. It was backfilled with coarse drain rock and covered with non-woven geotextile and Dinwoody Formation material. PRB is relatively easy to implement with readily available material and equipment but using the technology to treat seeps or shallow groundwater in close proximity to overburden disposal piles should be approached with caution. The presence of run-of-mine shales in and around excavations contributes to mobilization of unwanted constituents (e.g. arsenic, uranium) | The objectives for the Pilot Study are consistent with the preliminary Remedial Action Objectives (RAOs) for groundwater remedies at Conda. Based on observations from the 2019 and 2020 monitoring, modifications were made to the Pilot Study in fall of 2020. In coordination with the Agencies, it was decided that the modification will require further monitoring in 2021 to fully meet the Pilot Study objectives. 2018-2019 start up period had differing conditions from 2020-2021, and the conditions were not considered representative of long term trends, but reflect the capability of the media to rapidly reach redox and geochemical conditions that facilitate microbially mediated reduction. 2020-2021 are operational conditions. The treatment media contributes to total Ar, Fe and Mn concentrations above the MCLs and drinking water standards. Data indicate that the treatment media in the Seep Treatment Cell and PRB is capable of treating water entering the system with total Se concentrations as high as 6.87 mg/L as well as total Cd concentrations up to 0.00847 mg/L to levels below their respective MCLs. | None, other than those presented elsewhere | Seep treatment cell (STC) pretreatment system influent STC-NES5-IF (upgradient) to STC pretreatment effluent (STC-NES5-EF) (downgradient) is through the central flow path. Data collection for upgradient/downgradient wells is in some instances shifted by 1-2 days. Reporting on effluents from STC-NES5-IF is only considered during the period that effluent from the pretreatment is available for comparison (June 2019-Oct 2021)
Final Treatability Study Findings Report Field-Scale Permeable Reactive Barrier Pilot Study Conda/Woodall Mountain Mine | Conda/Woodall Mountain Mine | IDN001002862 | N/A | N/A | STC-NES5-IF | Former mining site | Permeable reactive barrier (PRB) with seep treatment cell pre-treatment | Passive | Permeable reactive barrier (PRB) | Pre-treatment | Overburden pile in the headwaters areas of Pedro Creek | Y | STC (pretreatment) | Specific technologies not specified. PRB is chemical and microbially mediated processes that reduce selenate to selenite and then selenium. Treatment media includes a carbon source (i.e. woodchips), alfalfa hay, and inert sand. Seep treatment cell is pre-treatment cell with treatment media. | Access to the groundwater table is needed. Trench excavated through water-bearing zones of alluvial deposits and into underlying weathered bedrock. | Pilot | 2018-2021, modifications made in 2019 to address seepage | Arsenic | As, dissolved | mg/L | N | N/A |  |  |  | 0.00083 | 0.0176 | -2020.4819 | [6 empty] | 0.0014 | 2020 - 2021 Average, from operational period, not whole dataset | Data not provided | Data not provided | 0.0528 | 2020 - 2021 Average, from operational period, not whole dataset | Data not provided | Data not provided | Data not provided | Upgradient | 6.83 | 2.85 | mg/L | 13.77 | °C | Data not provided | N/A | Data not provided | N/A | 129.1 | mV | 3094.4 | µmhos/cm | Turbidity = 3.97 | NTU | data not provided | data not provided | data not provided | data not provided | data not provided | data not provided | N/A | No groundwater comparison value | No samples were collected at STC-NES5-EF between November 2018 and April 2019. | An insufficient amount of time since completion of the Pilot Study to adequately evaluate lifespan of the treatment media. The change in alkalinity can be used as an indicator of change in the ability of the media to treat selenium. Alkalinity remained relatively similar after 2 years of operation indicating that after 2 years of operation the microbially-mediated chemical reduction of selenium remains similar to the study onset. | Design had insufficient capacity to contain the flux of snow melt in addition to seep water. Soils in the area of the PRB are tight. In the future, when in an layered alluvial system, incorporate a gravel "pressure relief/effluent storage" zone on the downgradient edge to allow for increased ability to receive effluent water and/or flow onto the land surface if capacity is reached. The hydrogeological study was performed during fall low flow conditions as were the excavation and installation of the PRB bench. Additional water zones may be present during different water levels, so future design data collection should include a hydrogeological investigation in the spring to better characterize flux and water bearing zones in the aquifer during high water conditions. The PRB increased Ar, Fe, Mn and Ur due to eroded overburden material in the lenses on the walls of the excavation and from the seep and sedimentation basin sediments transferred to the PRB. Oxidizing conditions favorable to mobilization of Ur exist when ORP is above -200 mV. Bicarbonate that is likely dominant in the near neutral pH conditions in the vicinity of the PRB can enhance Ur mobility. Redox cycling from fluctuating water table can cause Ur mobilization. Heterogeneity of groundwater inflow along the trench, contact with runoff of mine materials, and microbial activity all contribute to factors affecting degree of treatment within the PRB. The incorporation of the Pilot Study into a potential remedy for the Pedro Creek Sub-Basin, at its current scale and in absence of other actions, may require some modifications to facilitate handling of high spring inflows and additional treatment to address the transport of released uranium into the shallow groundwater and surface water. | Operation and maintenance cost, including remote monitoring (e.g., transducers, telemetry, and cameras) and performance monitoring (e.g., sampling, analysis, and reporting), ranges between $20,000 to $40,000 per month. The capital cost for the construction of the PRB and STC was approximately $1.2M including the media, trenching, infiltration gallery, cover, and stormwater controls, or roughly $180/cubic yard of reactive media (1,200 cubic yards for the PRB and 5,500 cubic yards for the STC). | System is seep treatment cell effluent to PRB. Treatment media: 50% granular support media, 12.5% chopped alfalfa hay, 37.5% woodchips/shavings. Average hydraulic conductivity of 8.8-116.2 ft/day in the media. Trench excavated to dry, silty-clay, weathered Dinwoody Formation material to prevent groundwater flow from bypassing under the PRB. Eroded overburden was encountered. Media placed to a depth of 2 ft bgs, covered by non-woven geotextile and 2 ft of Dinwoody Formation material. Infiltration gallery was constructed upgradient to the PRB, and overburden was encountered. Infiltration gallery was overexcavated and compacted Dinwoody Formation materials were used on the base and sidewalls to reduce water contact with the overburden. It was backfilled with coarse drain rock and covered with non-woven geotextile and Dinwoody Formation material. PRB is relatively easy to implement with readily available material and equipment but using the technology to treat seeps or shallow groundwater in close proximity to overburden disposal piles should be approached with caution. The presence of run-of-mine shales in and around excavations contributes to mobilization of unwanted constituents (e.g. arsenic, uranium) | The objectives for the Pilot Study are consistent with the preliminary Remedial Action Objectives (RAOs) for groundwater remedies at Conda. Based on observations from the 2019 and 2020 monitoring, modifications were made to the Pilot Study in fall of 2020. In coordination with the Agencies, it was decided that the modification will require further monitoring in 2021 to fully meet the Pilot Study objectives. 2018-2019 start up period had differing conditions from 2020-2021, and the conditions were not considered representative of long term trends, but reflect the capability of the media to rapidly reach redox and geochemical conditions that facilitate microbially mediated reduction. 2020-2021 are operational conditions. The treatment media contributes to total Ar, Fe and Mn concentrations above the MCLs and drinking water standards. Data indicate that the treatment media in the Seep Treatment Cell and PRB is capable of treating water entering the system with total Se concentrations as high as 6.87 mg/L as well as total Cd concentrations up to 0.00847 mg/L to levels below their respective MCLs. | None, other than those presented elsewhere | Seep treatment cell (STC) pretreatment system influent STC-NES5-IF (upgradient) to STC pretreatment effluent (STC-NES5-EF) (downgradient) is through the central flow path. Data collection for upgradient/downgradient wells is in some instances shifted by 1-2 days. Reporting on effluents from STC-NES5-IF is only considered during the period that effluent from the pretreatment is available for comparison (June 2019-Oct 2021)
Final Treatability Study Findings Report Field-Scale Permeable Reactive Barrier Pilot Study Conda/Woodall Mountain Mine | Conda/Woodall Mountain Mine | IDN001002862 | N/A | N/A | STC-NES5-IF | Former mining site | Permeable reactive barrier (PRB) with seep treatment cell pre-treatment | Passive | Permeable reactive barrier (PRB) | Pre-treatment | Overburden pile in the headwaters areas of Pedro Creek | Y | STC (pretreatment) | Specific technologies not specified. PRB is chemical and microbially mediated processes that reduce selenate to selenite and then selenium. Treatment media includes a carbon source (i.e. woodchips), alfalfa hay, and inert sand. Seep treatment cell is pre-treatment cell with treatment media. | Access to the groundwater table is needed. Trench excavated through water-bearing zones of alluvial deposits and into underlying weathered bedrock. | Pilot | 2018-2021, modifications made in 2019 to address seepage | Arsenic | As, total | mg/L | N | N/A |  |  |  | 0.00074 | 0.0183 | -2372.973 | [6 empty] | 0.00475 | 2020 - 2021 Average, from operational period, not whole dataset | Data not provided | Data not provided | 0.0496 | 2020 - 2021 Average, from operational period, not whole dataset | Data not provided | Data not provided | Data not provided | Upgradient | 6.83 | 2.85 | mg/L | 13.77 | °C | Data not provided | N/A | Data not provided | N/A | 129.1 | mV | 3094.4 | µmhos/cm | Turbidity = 3.97 | NTU | data not provided | data not provided | data not provided | data not provided | data not provided | data not provided | N | Groundwater Comparison Value: U.S. EPA MCL 0.01 mg/L Assessment of treatment goals based on well-specific averages for 2020-2021 | No samples were collected at STC-NES5-EF between November 2018 and April 2019. | An insufficient amount of time since completion of the Pilot Study to adequately evaluate lifespan of the treatment media. The change in alkalinity can be used as an indicator of change in the ability of the media to treat selenium. Alkalinity remained relatively similar after 2 years of operation indicating that after 2 years of operation the microbially-mediated chemical reduction of selenium remains similar to the study onset. | Design had insufficient capacity to contain the flux of snow melt in addition to seep water. Soils in the area of the PRB are tight. In the future, when in an layered alluvial system, incorporate a gravel "pressure relief/effluent storage" zone on the downgradient edge to allow for increased ability to receive effluent water and/or flow onto the land surface if capacity is reached. The hydrogeological study was performed during fall low flow conditions as were the excavation and installation of the PRB bench. Additional water zones may be present during different water levels, so future design data collection should include a hydrogeological investigation in the spring to better characterize flux and water bearing zones in the aquifer during high water conditions. The PRB increased Ar, Fe, Mn and Ur due to eroded overburden material in the lenses on the walls of the excavation and from the seep and sedimentation basin sediments transferred to the PRB. Oxidizing conditions favorable to mobilization of Ur exist when ORP is above -200 mV. Bicarbonate that is likely dominant in the near neutral pH conditions in the vicinity of the PRB can enhance Ur mobility. Redox cycling from fluctuating water table can cause Ur mobilization. Heterogeneity of groundwater inflow along the trench, contact with runoff of mine materials, and microbial activity all contribute to factors affecting degree of treatment within the PRB. The incorporation of the Pilot Study into a potential remedy for the Pedro Creek Sub-Basin, at its current scale and in absence of other actions, may require some modifications to facilitate handling of high spring inflows and additional treatment to address the transport of released uranium into the shallow groundwater and surface water. | Operation and maintenance cost, including remote monitoring (e.g., transducers, telemetry, and cameras) and performance monitoring (e.g., sampling, analysis, and reporting), ranges between $20,000 to $40,000 per month. The capital cost for the construction of the PRB and STC was approximately $1.2M including the media, trenching, infiltration gallery, cover, and stormwater controls, or roughly $180/cubic yard of reactive media (1,200 cubic yards for the PRB and 5,500 cubic yards for the STC). | System is seep treatment cell effluent to PRB. Treatment media: 50% granular support media, 12.5% chopped alfalfa hay, 37.5% woodchips/shavings. Average hydraulic conductivity of 8.8-116.2 ft/day in the media. Trench excavated to dry, silty-clay, weathered Dinwoody Formation material to prevent groundwater flow from bypassing under the PRB. Eroded overburden was encountered. Media placed to a depth of 2 ft bgs, covered by non-woven geotextile and 2 ft of Dinwoody Formation material. Infiltration gallery was constructed upgradient to the PRB, and overburden was encountered. Infiltration gallery was overexcavated and compacted Dinwoody Formation materials were used on the base and sidewalls to reduce water contact with the overburden. It was backfilled with coarse drain rock and covered with non-woven geotextile and Dinwoody Formation material. PRB is relatively easy to implement with readily available material and equipment but using the technology to treat seeps or shallow groundwater in close proximity to overburden disposal piles should be approached with caution. The presence of run-of-mine shales in and around excavations contributes to mobilization of unwanted constituents (e.g. arsenic, uranium) | The objectives for the Pilot Study are consistent with the preliminary Remedial Action Objectives (RAOs) for groundwater remedies at Conda. Based on observations from the 2019 and 2020 monitoring, modifications were made to the Pilot Study in fall of 2020. In coordination with the Agencies, it was decided that the modification will require further monitoring in 2021 to fully meet the Pilot Study objectives. 2018-2019 start up period had differing conditions from 2020-2021, and the conditions were not considered representative of long term trends, but reflect the capability of the media to rapidly reach redox and geochemical conditions that facilitate microbially mediated reduction. 2020-2021 are operational conditions. The treatment media contributes to total Ar, Fe and Mn concentrations above the MCLs and drinking water standards. Data indicate that the treatment media in the Seep Treatment Cell and PRB is capable of treating water entering the system with total Se concentrations as high as 6.87 mg/L as well as total Cd concentrations up to 0.00847 mg/L to levels below their respective MCLs. | None, other than those presented elsewhere | Seep treatment cell (STC) pretreatment system influent STC-NES5-IF (upgradient) to STC pretreatment effluent (STC-NES5-EF) (downgradient) is through the central flow path. Data collection for upgradient/downgradient wells is in some instances shifted by 1-2 days. Reporting on effluents from STC-NES5-IF is only considered during the period that effluent from the pretreatment is available for comparison (June 2019-Oct 2021)
Final Treatability Study Findings Report Field-Scale Permeable Reactive Barrier Pilot Study Conda/Woodall Mountain Mine | Conda/Woodall Mountain Mine | IDN001002862 | N/A | N/A | STC-NES5-EF | Former mining site | Permeable reactive barrier (PRB) with seep treatment cell pre-treatment | Passive | Permeable reactive barrier (PRB) | Pre-treatment | Overburden pile in the headwaters areas of Pedro Creek | Y | STC (pretreatment) | Specific technologies not specified. PRB is chemical and microbially mediated processes that reduce selenate to selenite and then selenium. Treatment media includes a carbon source (i.e. woodchips), alfalfa hay, and inert sand. Seep treatment cell is pre-treatment cell with treatment media. | Access to the groundwater table is needed. Trench excavated through water-bearing zones of alluvial deposits and into underlying weathered bedrock. | Pilot | 2018-2021, modifications made in 2019 to address seepage | Arsenic | As, dissolved | mg/L | N | N/A | [6 empty] | 0.116 | 0.00136 | -8429.4118 |  |  |  | 0.0014 | 2020 - 2021 Average, from operational period, not whole dataset | Data not provided | Data not provided | 0.0528 | 2020 - 2021 Average, from operational period, not whole dataset | Data not provided | Data not provided | Data not provided | Downgradient | 7.43 | 5.54 | mg/L | 6.5 | °C | Data not provided | N/A | Data not provided | N/A | -103.1 | mV | 2831 | µmhos/cm | Turbidity = 55.11 | NTU | data not provided | data not provided | data not provided | data not provided | data not provided | data not provided | N/A | No groundwater comparison value | No samples were collected at STC-NES5-EF between November 2018 and April 2019. | An insufficient amount of time since completion of the Pilot Study to adequately evaluate lifespan of the treatment media. The change in alkalinity can be used as an indicator of change in the ability of the media to treat selenium. Alkalinity remained relatively similar after 2 years of operation indicating that after 2 years of operation the microbially-mediated chemical reduction of selenium remains similar to the study onset. | Design had insufficient capacity to contain the flux of snow melt in addition to seep water. Soils in the area of the PRB are tight. In the future, when in an layered alluvial system, incorporate a gravel "pressure relief/effluent storage" zone on the downgradient edge to allow for increased ability to receive effluent water and/or flow onto the land surface if capacity is reached. The hydrogeological study was performed during fall low flow conditions as were the excavation and installation of the PRB bench. Additional water zones may be present during different water levels, so future design data collection should include a hydrogeological investigation in the spring to better characterize flux and water bearing zones in the aquifer during high water conditions. The PRB increased Ar, Fe, Mn and Ur due to eroded overburden material in the lenses on the walls of the excavation and from the seep and sedimentation basin sediments transferred to the PRB. Oxidizing conditions favorable to mobilization of Ur exist when ORP is above -200 mV. Bicarbonate that is likely dominant in the near neutral pH conditions in the vicinity of the PRB can enhance Ur mobility. Redox cycling from fluctuating water table can cause Ur mobilization. Heterogeneity of groundwater inflow along the trench, contact with runoff of mine materials, and microbial activity all contribute to factors affecting degree of treatment within the PRB. The incorporation of the Pilot Study into a potential remedy for the Pedro Creek Sub-Basin, at its current scale and in absence of other actions, may require some modifications to facilitate handling of high spring inflows and additional treatment to address the transport of released uranium into the shallow groundwater and surface water. | Operation and maintenance cost, including remote monitoring (e.g., transducers, telemetry, and cameras) and performance monitoring (e.g., sampling, analysis, and reporting), ranges between $20,000 to $40,000 per month. The capital cost for the construction of the PRB and STC was approximately $1.2M including the media, trenching, infiltration gallery, cover, and stormwater controls, or roughly $180/cubic yard of reactive media (1,200 cubic yards for the PRB and 5,500 cubic yards for the STC). | System is seep treatment cell effluent to PRB. Treatment media: 50% granular support media, 12.5% chopped alfalfa hay, 37.5% woodchips/shavings. Average hydraulic conductivity of 8.8-116.2 ft/day in the media. Trench excavated to dry, silty-clay, weathered Dinwoody Formation material to prevent groundwater flow from bypassing under the PRB. Eroded overburden was encountered. Media placed to a depth of 2 ft bgs, covered by non-woven geotextile and 2 ft of Dinwoody Formation material. Infiltration gallery was constructed upgradient to the PRB, and overburden was encountered. Infiltration gallery was overexcavated and compacted Dinwoody Formation materials were used on the base and sidewalls to reduce water contact with the overburden. It was backfilled with coarse drain rock and covered with non-woven geotextile and Dinwoody Formation material. PRB is relatively easy to implement with readily available material and equipment but using the technology to treat seeps or shallow groundwater in close proximity to overburden disposal piles should be approached with caution. The presence of run-of-mine shales in and around excavations contributes to mobilization of unwanted constituents (e.g. arsenic, uranium) | The objectives for the Pilot Study are consistent with the preliminary Remedial Action Objectives (RAOs) for groundwater remedies at Conda. Based on observations from the 2019 and 2020 monitoring, modifications were made to the Pilot Study in fall of 2020. In coordination with the Agencies, it was decided that the modification will require further monitoring in 2021 to fully meet the Pilot Study objectives. 2018-2019 start up period had differing conditions from 2020-2021, and the conditions were not considered representative of long term trends, but reflect the capability of the media to rapidly reach redox and geochemical conditions that facilitate microbially mediated reduction. 2020-2021 are operational conditions. The treatment media contributes to total Ar, Fe and Mn concentrations above the MCLs and drinking water standards. Data indicate that the treatment media in the Seep Treatment Cell and PRB is capable of treating water entering the system with total Se concentrations as high as 6.87 mg/L as well as total Cd concentrations up to 0.00847 mg/L to levels below their respective MCLs. | None, other than those presented elsewhere | Seep treatment cell (STC) pretreatment system influent STC-NES5-IF (upgradient) to STC pretreatment effluent (STC-NES5-EF) (downgradient) is through the central flow path. Data collection for upgradient/downgradient wells is in some instances shifted by 1-2 days. Reporting on effluents from STC-NES5-IF is only considered during the period that effluent from the pretreatment is available for comparison (June 2019-Oct 2021)
Final Treatability Study Findings Report Field-Scale Permeable Reactive Barrier Pilot Study Conda/Woodall Mountain Mine | Conda/Woodall Mountain Mine | IDN001002862 | N/A | N/A | STC-NES5-EF | Former mining site | Permeable reactive barrier (PRB) with seep treatment cell pre-treatment | Passive | Permeable reactive barrier (PRB) | Pre-treatment | Overburden pile in the headwaters areas of Pedro Creek | Y | STC (pretreatment) | Specific technologies not specified. PRB is chemical and microbially mediated processes that reduce selenate to selenite and then selenium. Treatment media includes a carbon source (i.e. woodchips), alfalfa hay, and inert sand. Seep treatment cell is pre-treatment cell with treatment media. | Access to the groundwater table is needed. Trench excavated through water-bearing zones of alluvial deposits and into underlying weathered bedrock. | Pilot | 2018-2021, modifications made in 2019 to address seepage | Arsenic | As, total | mg/L | N | N/A | [6 empty] | 0.1 | 0.00315 | -3074.6032 |  |  |  | 0.00475 | 2020 - 2021 Average, from operational period, not whole dataset | Data not provided | Data not provided | 0.0496 | 2020 - 2021 Average, from operational period, not whole dataset | Data not provided | Data not provided | Data not provided | Downgradient | 7.43 | 5.54 | mg/L | 6.5 | °C | Data not provided | N/A | Data not provided | N/A | -103.1 | mV | 2831 | µmhos/cm | Turbidity = 55.11 | NTU | data not provided | data not provided | data not provided | data not provided | data not provided | data not provided | N | Groundwater Comparison Value: U.S. EPA MCL 0.01 mg/L Assessment of treatment goals based on well-specific averages for 2020-2021 | No samples were collected at STC-NES5-EF between November 2018 and April 2019. | An insufficient amount of time since completion of the Pilot Study to adequately evaluate lifespan of the treatment media. The change in alkalinity can be used as an indicator of change in the ability of the media to treat selenium. Alkalinity remained relatively similar after 2 years of operation indicating that after 2 years of operation the microbially-mediated chemical reduction of selenium remains similar to the study onset. | Design had insufficient capacity to contain the flux of snow melt in addition to seep water. Soils in the area of the PRB are tight. In the future, when in an layered alluvial system, incorporate a gravel "pressure relief/effluent storage" zone on the downgradient edge to allow for increased ability to receive effluent water and/or flow onto the land surface if capacity is reached. The hydrogeological study was performed during fall low flow conditions as were the excavation and installation of the PRB bench. Additional water zones may be present during different water levels, so future design data collection should include a hydrogeological investigation in the spring to better characterize flux and water bearing zones in the aquifer during high water conditions. The PRB increased Ar, Fe, Mn and Ur due to eroded overburden material in the lenses on the walls of the excavation and from the seep and sedimentation basin sediments transferred to the PRB. Oxidizing conditions favorable to mobilization of Ur exist when ORP is above -200 mV. Bicarbonate that is likely dominant in the near neutral pH conditions in the vicinity of the PRB can enhance Ur mobility. Redox cycling from fluctuating water table can cause Ur mobilization. Heterogeneity of groundwater inflow along the trench, contact with runoff of mine materials, and microbial activity all contribute to factors affecting degree of treatment within the PRB. The incorporation of the Pilot Study into a potential remedy for the Pedro Creek Sub-Basin, at its current scale and in absence of other actions, may require some modifications to facilitate handling of high spring inflows and additional treatment to address the transport of released uranium into the shallow groundwater and surface water. | Operation and maintenance cost, including remote monitoring (e.g., transducers, telemetry, and cameras) and performance monitoring (e.g., sampling, analysis, and reporting), ranges between $20,000 to $40,000 per month. The capital cost for the construction of the PRB and STC was approximately $1.2M including the media, trenching, infiltration gallery, cover, and stormwater controls, or roughly $180/cubic yard of reactive media (1,200 cubic yards for the PRB and 5,500 cubic yards for the STC). | System is seep treatment cell effluent to PRB. Treatment media: 50% granular support media, 12.5% chopped alfalfa hay, 37.5% woodchips/shavings. Average hydraulic conductivity of 8.8-116.2 ft/day in the media. Trench excavated to dry, silty-clay, weathered Dinwoody Formation material to prevent groundwater flow from bypassing under the PRB. Eroded overburden was encountered. Media placed to a depth of 2 ft bgs, covered by non-woven geotextile and 2 ft of Dinwoody Formation material. Infiltration gallery was constructed upgradient to the PRB, and overburden was encountered. Infiltration gallery was overexcavated and compacted Dinwoody Formation materials were used on the base and sidewalls to reduce water contact with the overburden. It was backfilled with coarse drain rock and covered with non-woven geotextile and Dinwoody Formation material. PRB is relatively easy to implement with readily available material and equipment but using the technology to treat seeps or shallow groundwater in close proximity to overburden disposal piles should be approached with caution. The presence of run-of-mine shales in and around excavations contributes to mobilization of unwanted constituents (e.g. arsenic, uranium) | The objectives for the Pilot Study are consistent with the preliminary Remedial Action Objectives (RAOs) for groundwater remedies at Conda. Based on observations from the 2019 and 2020 monitoring, modifications were made to the Pilot Study in fall of 2020. In coordination with the Agencies, it was decided that the modification will require further monitoring in 2021 to fully meet the Pilot Study objectives. 2018-2019 start up period had differing conditions from 2020-2021, and the conditions were not considered representative of long term trends, but reflect the capability of the media to rapidly reach redox and geochemical conditions that facilitate microbially mediated reduction. 2020-2021 are operational conditions. The treatment media contributes to total Ar, Fe and Mn concentrations above the MCLs and drinking water standards. Data indicate that the treatment media in the Seep Treatment Cell and PRB is capable of treating water entering the system with total Se concentrations as high as 6.87 mg/L as well as total Cd concentrations up to 0.00847 mg/L to levels below their respective MCLs. | None, other than those presented elsewhere | Seep treatment cell (STC) pretreatment system influent STC-NES5-IF (upgradient) to STC pretreatment effluent (STC-NES5-EF) (downgradient) is through the central flow path. Data collection for upgradient/downgradient wells is in some instances shifted by 1-2 days. Reporting on effluents from STC-NES5-IF is only considered during the period that effluent from the pretreatment is available for comparison (June 2019-Oct 2021)
Final Treatability Study Findings Report Field-Scale Permeable Reactive Barrier Pilot Study Conda/Woodall Mountain Mine | Conda/Woodall Mountain Mine | IDN001002862 | N/A | N/A | STC-NES5-EF | Former mining site | Permeable reactive barrier (PRB) with seep treatment cell pre-treatment | Passive | Permeable reactive barrier (PRB) | Pre-treatment | Overburden pile in the headwaters areas of Pedro Creek | Y | STC (pretreatment) | Specific technologies not specified. PRB is chemical and microbially mediated processes that reduce selenate to selenite and then selenium. Treatment media includes a carbon source (i.e. woodchips), alfalfa hay, and inert sand. Seep treatment cell is pre-treatment cell with treatment media. | Access to the groundwater table is needed. Trench excavated through water-bearing zones of alluvial deposits and into underlying weathered bedrock. | Pilot | 2018-2021, modifications made in 2019 to address seepage | Arsenic | As, dissolved | mg/L | N | N/A | [9 empty] | 0.0138 | 0.00096 | -1337.5 | 0.0014 | 2020 - 2021 Average, from operational period, not whole dataset | Data not provided | Data not provided | 0.0528 | 2020 - 2021 Average, from operational period, not whole dataset | Data not provided | Data not provided | Data not provided | Downgradient | 6.67 | 4.08 | mg/L | 11.5 | °C | Data not provided | N/A | Data not provided | N/A | -76.5 | mV | 3328 | µmhos/cm | Turbidity = 205 | NTU | data not provided | data not provided | data not provided | data not provided | data not provided | data not provided | N/A | No groundwater comparison value | No samples were collected at STC-NES5-EF between November 2018 and April 2019. | An insufficient amount of time since completion of the Pilot Study to adequately evaluate lifespan of the treatment media. The change in alkalinity can be used as an indicator of change in the ability of the media to treat selenium. Alkalinity remained relatively similar after 2 years of operation indicating that after 2 years of operation the microbially-mediated chemical reduction of selenium remains similar to the study onset. | Design had insufficient capacity to contain the flux of snow melt in addition to seep water. Soils in the area of the PRB are tight. In the future, when in an layered alluvial system, incorporate a gravel "pressure relief/effluent storage" zone on the downgradient edge to allow for increased ability to receive effluent water and/or flow onto the land surface if capacity is reached. The hydrogeological study was performed during fall low flow conditions as were the excavation and installation of the PRB bench. Additional water zones may be present during different water levels, so future design data collection should include a hydrogeological investigation in the spring to better characterize flux and water bearing zones in the aquifer during high water conditions. The PRB increased Ar, Fe, Mn and Ur due to eroded overburden material in the lenses on the walls of the excavation and from the seep and sedimentation basin sediments transferred to the PRB. Oxidizing conditions favorable to mobilization of Ur exist when ORP is above -200 mV. Bicarbonate that is likely dominant in the near neutral pH conditions in the vicinity of the PRB can enhance Ur mobility. Redox cycling from fluctuating water table can cause Ur mobilization. Heterogeneity of groundwater inflow along the trench, contact with runoff of mine materials, and microbial activity all contribute to factors affecting degree of treatment within the PRB. The incorporation of the Pilot Study into a potential remedy for the Pedro Creek Sub-Basin, at its current scale and in absence of other actions, may require some modifications to facilitate handling of high spring inflows and additional treatment to address the transport of released uranium into the shallow groundwater and surface water. | Operation and maintenance cost, including remote monitoring (e.g., transducers, telemetry, and cameras) and performance monitoring (e.g., sampling, analysis, and reporting), ranges between $20,000 to $40,000 per month. The capital cost for the construction of the PRB and STC was approximately $1.2M including the media, trenching, infiltration gallery, cover, and stormwater controls, or roughly $180/cubic yard of reactive media (1,200 cubic yards for the PRB and 5,500 cubic yards for the STC). | System is seep treatment cell effluent to PRB. Treatment media: 50% granular support media, 12.5% chopped alfalfa hay, 37.5% woodchips/shavings. Average hydraulic conductivity of 8.8-116.2 ft/day in the media. Trench excavated to dry, silty-clay, weathered Dinwoody Formation material to prevent groundwater flow from bypassing under the PRB. Eroded overburden was encountered. Media placed to a depth of 2 ft bgs, covered by non-woven geotextile and 2 ft of Dinwoody Formation material. Infiltration gallery was constructed upgradient to the PRB, and overburden was encountered. Infiltration gallery was overexcavated and compacted Dinwoody Formation materials were used on the base and sidewalls to reduce water contact with the overburden. It was backfilled with coarse drain rock and covered with non-woven geotextile and Dinwoody Formation material. PRB is relatively easy to implement with readily available material and equipment but using the technology to treat seeps or shallow groundwater in close proximity to overburden disposal piles should be approached with caution. The presence of run-of-mine shales in and around excavations contributes to mobilization of unwanted constituents (e.g. arsenic, uranium) | The objectives for the Pilot Study are consistent with the preliminary Remedial Action Objectives (RAOs) for groundwater remedies at Conda. Based on observations from the 2019 and 2020 monitoring, modifications were made to the Pilot Study in fall of 2020. In coordination with the Agencies, it was decided that the modification will require further monitoring in 2021 to fully meet the Pilot Study objectives. 2018-2019 start up period had differing conditions from 2020-2021, and the conditions were not considered representative of long term trends, but reflect the capability of the media to rapidly reach redox and geochemical conditions that facilitate microbially mediated reduction. 2020-2021 are operational conditions. The treatment media contributes to total Ar, Fe and Mn concentrations above the MCLs and drinking water standards. Data indicate that the treatment media in the Seep Treatment Cell and PRB is capable of treating water entering the system with total Se concentrations as high as 6.87 mg/L as well as total Cd concentrations up to 0.00847 mg/L to levels below their respective MCLs. | None, other than those presented elsewhere | Seep treatment cell (STC) pretreatment system influent STC-NES5-IF (upgradient) to STC pretreatment effluent (STC-NES5-EF) (downgradient) is through the central flow path. Data collection for upgradient/downgradient wells is in some instances shifted by 1-2 days. Reporting on effluents from STC-NES5-IF is only considered during the period that effluent from the pretreatment is available for comparison (June 2019-Oct 2021)
Final Treatability Study Findings Report Field-Scale Permeable Reactive Barrier Pilot Study Conda/Woodall Mountain Mine | Conda/Woodall Mountain Mine | IDN001002862 | N/A | N/A | STC-NES5-EF | Former mining site | Permeable reactive barrier (PRB) with seep treatment cell pre-treatment | Passive | Permeable reactive barrier (PRB) | Pre-treatment | Overburden pile in the headwaters areas of Pedro Creek | Y | STC (pretreatment) | Specific technologies not specified. PRB is chemical and microbially mediated processes that reduce selenate to selenite and then selenium. Treatment media includes a carbon source (i.e. woodchips), alfalfa hay, and inert sand. Seep treatment cell is pre-treatment cell with treatment media. | Access to the groundwater table is needed. Trench excavated through water-bearing zones of alluvial deposits and into underlying weathered bedrock. | Pilot | 2018-2021, modifications made in 2019 to address seepage | Arsenic | As, total | mg/L | N | N/A | [9 empty] | 0.0179 | 0.00606 | -195.3795 | 0.00475 | 2020 - 2021 Average, from operational period, not whole dataset | Data not provided | Data not provided | 0.0496 | 2020 - 2021 Average, from operational period, not whole dataset | Data not provided | Data not provided | Data not provided | Downgradient | 7.01 | 1.51 | mg/L | 11.2 | °C | Data not provided | N/A | Data not provided | N/A | -122.6 | mV | 2067 | µmhos/cm | Turbidity = 225.61 | NTU | data not provided | data not provided | data not provided | data not provided | data not provided | data not provided | N | Groundwater Comparison Value: U.S. EPA MCL 0.01 mg/L Assessment of treatment goals based on well-specific averages for 2020-2021 | No samples were collected at STC-NES5-EF between November 2018 and April 2019. | An insufficient amount of time since completion of the Pilot Study to adequately evaluate lifespan of the treatment media. The change in alkalinity can be used as an indicator of change in the ability of the media to treat selenium. Alkalinity remained relatively similar after 2 years of operation indicating that after 2 years of operation the microbially-mediated chemical reduction of selenium remains similar to the study onset. | Design had insufficient capacity to contain the flux of snow melt in addition to seep water. Soils in the area of the PRB are tight. In the future, when in an layered alluvial system, incorporate a gravel "pressure relief/effluent storage" zone on the downgradient edge to allow for increased ability to receive effluent water and/or flow onto the land surface if capacity is reached. The hydrogeological study was performed during fall low flow conditions as were the excavation and installation of the PRB bench. Additional water zones may be present during different water levels, so future design data collection should include a hydrogeological investigation in the spring to better characterize flux and water bearing zones in the aquifer during high water conditions. The PRB increased Ar, Fe, Mn and Ur due to eroded overburden material in the lenses on the walls of the excavation and from the seep and sedimentation basin sediments transferred to the PRB. Oxidizing conditions favorable to mobilization of Ur exist when ORP is above -200 mV. Bicarbonate that is likely dominant in the near neutral pH conditions in the vicinity of the PRB can enhance Ur mobility. Redox cycling from fluctuating water table can cause Ur mobilization. Heterogeneity of groundwater inflow along the trench, contact with runoff of mine materials, and microbial activity all contribute to factors affecting degree of treatment within the PRB. The incorporation of the Pilot Study into a potential remedy for the Pedro Creek Sub-Basin, at its current scale and in absence of other actions, may require some modifications to facilitate handling of high spring inflows and additional treatment to address the transport of released uranium into the shallow groundwater and surface water. | Operation and maintenance cost, including remote monitoring (e.g., transducers, telemetry, and cameras) and performance monitoring (e.g., sampling, analysis, and reporting), ranges between $20,000 to $40,000 per month. The capital cost for the construction of the PRB and STC was approximately $1.2M including the media, trenching, infiltration gallery, cover, and stormwater controls, or roughly $180/cubic yard of reactive media (1,200 cubic yards for the PRB and 5,500 cubic yards for the STC). | System is seep treatment cell effluent to PRB. Treatment media: 50% granular support media, 12.5% chopped alfalfa hay, 37.5% woodchips/shavings. Average hydraulic conductivity of 8.8-116.2 ft/day in the media. Trench excavated to dry, silty-clay, weathered Dinwoody Formation material to prevent groundwater flow from bypassing under the PRB. Eroded overburden was encountered. Media placed to a depth of 2 ft bgs, covered by non-woven geotextile and 2 ft of Dinwoody Formation material. Infiltration gallery was constructed upgradient to the PRB, and overburden was encountered. Infiltration gallery was overexcavated and compacted Dinwoody Formation materials were used on the base and sidewalls to reduce water contact with the overburden. It was backfilled with coarse drain rock and covered with non-woven geotextile and Dinwoody Formation material. PRB is relatively easy to implement with readily available material and equipment but using the technology to treat seeps or shallow groundwater in close proximity to overburden disposal piles should be approached with caution. The presence of run-of-mine shales in and around excavations contributes to mobilization of unwanted constituents (e.g. arsenic, uranium) | The objectives for the Pilot Study are consistent with the preliminary Remedial Action Objectives (RAOs) for groundwater remedies at Conda. Based on observations from the 2019 and 2020 monitoring, modifications were made to the Pilot Study in fall of 2020. In coordination with the Agencies, it was decided that the modification will require further monitoring in 2021 to fully meet the Pilot Study objectives. 2018-2019 start up period had differing conditions from 2020-2021, and the conditions were not considered representative of long term trends, but reflect the capability of the media to rapidly reach redox and geochemical conditions that facilitate microbially mediated reduction. 2020-2021 are operational conditions. The treatment media contributes to total Ar, Fe and Mn concentrations above the MCLs and drinking water standards. Data indicate that the treatment media in the Seep Treatment Cell and PRB is capable of treating water entering the system with total Se concentrations as high as 6.87 mg/L as well as total Cd concentrations up to 0.00847 mg/L to levels below their respective MCLs. | None, other than those presented elsewhere | Seep treatment cell (STC) pretreatment system influent STC-NES5-IF (upgradient) to STC pretreatment effluent (STC-NES5-EF) (downgradient) is through the central flow path. Data collection for upgradient/downgradient wells is in some instances shifted by 1-2 days. Reporting on effluents from STC-NES5-IF is only considered during the period that effluent from the pretreatment is available for comparison (June 2019-Oct 2021)
Final Treatability Study Findings Report Field-Scale Permeable Reactive Barrier Pilot Study Conda/Woodall Mountain Mine | Conda/Woodall Mountain Mine | IDN001002862 | N/A | N/A | STC-NES5-IF | Former mining site | Permeable reactive barrier (PRB) with seep treatment cell pre-treatment | Passive | Permeable reactive barrier (PRB) | Pre-treatment | Overburden pile in the headwaters areas of Pedro Creek | Y | STC (pretreatment) | Specific technologies not specified. PRB is chemical and microbially mediated processes that reduce selenate to selenite and then selenium. Treatment media includes a carbon source (i.e. woodchips), alfalfa hay, and inert sand. Seep treatment cell is pre-treatment cell with treatment media. | Access to the groundwater table is needed. Trench excavated through water-bearing zones of alluvial deposits and into underlying weathered bedrock. | Pilot | 2018-2021, modifications made in 2019 to address seepage | Cadmium | Cd, dissolved | mg/L | N | N/A | 0.018 | 0.00017 | 99.0556 | [9 empty] | 0.0148 | 2020 - 2021 Average, from operational period, not whole dataset | Data not provided | Data not provided | 0.0001 | 2020 - 2021 Average, from operational period, not whole dataset | Data not provided | Data not provided | Data not provided | Upgradient | 6.83 | 2.85 | mg/L | 13.77 | °C | Data not provided | N/A | Data not provided | N/A | 129.1 | mV | 3094.4 | µmhos/cm | Turbidity = 3.97 | NTU | data not provided | data not provided | data not provided | data not provided | data not provided | data not provided | N/A | No groundwater comparison value | No samples were collected at STC-NES5-EF between November 2018 and April 2019. | An insufficient amount of time since completion of the Pilot Study to adequately evaluate lifespan of the treatment media. The change in alkalinity can be used as an indicator of change in the ability of the media to treat selenium. Alkalinity remained relatively similar after 2 years of operation indicating that after 2 years of operation the microbially-mediated chemical reduction of selenium remains similar to the study onset. | Design had insufficient capacity to contain the flux of snow melt in addition to seep water. Soils in the area of the PRB are tight. In the future, when in an layered alluvial system, incorporate a gravel "pressure relief/effluent storage" zone on the downgradient edge to allow for increased ability to receive effluent water and/or flow onto the land surface if capacity is reached. The hydrogeological study was performed during fall low flow conditions as were the excavation and installation of the PRB bench. Additional water zones may be present during different water levels, so future design data collection should include a hydrogeological investigation in the spring to better characterize flux and water bearing zones in the aquifer during high water conditions. The PRB increased Ar, Fe, Mn and Ur due to eroded overburden material in the lenses on the walls of the excavation and from the seep and sedimentation basin sediments transferred to the PRB. Oxidizing conditions favorable to mobilization of Ur exist when ORP is above -200 mV. Bicarbonate that is likely dominant in the near neutral pH conditions in the vicinity of the PRB can enhance Ur mobility. Redox cycling from fluctuating water table can cause Ur mobilization. Heterogeneity of groundwater inflow along the trench, contact with runoff of mine materials, and microbial activity all contribute to factors affecting degree of treatment within the PRB. The incorporation of the Pilot Study into a potential remedy for the Pedro Creek Sub-Basin, at its current scale and in absence of other actions, may require some modifications to facilitate handling of high spring inflows and additional treatment to address the transport of released uranium into the shallow groundwater and surface water. | Operation and maintenance cost, including remote monitoring (e.g., transducers, telemetry, and cameras) and performance monitoring (e.g., sampling, analysis, and reporting), ranges between $20,000 to $40,000 per month. The capital cost for the construction of the PRB and STC was approximately $1.2M including the media, trenching, infiltration gallery, cover, and stormwater controls, or roughly $180/cubic yard of reactive media (1,200 cubic yards for the PRB and 5,500 cubic yards for the STC). | System is seep treatment cell effluent to PRB. Treatment media: 50% granular support media, 12.5% chopped alfalfa hay, 37.5% woodchips/shavings. Average hydraulic conductivity of 8.8-116.2 ft/day in the media. Trench excavated to dry, silty-clay, weathered Dinwoody Formation material to prevent groundwater flow from bypassing under the PRB. Eroded overburden was encountered. Media placed to a depth of 2 ft bgs, covered by non-woven geotextile and 2 ft of Dinwoody Formation material. Infiltration gallery was constructed upgradient to the PRB, and overburden was encountered. Infiltration gallery was overexcavated and compacted Dinwoody Formation materials were used on the base and sidewalls to reduce water contact with the overburden. It was backfilled with coarse drain rock and covered with non-woven geotextile and Dinwoody Formation material. PRB is relatively easy to implement with readily available material and equipment but using the technology to treat seeps or shallow groundwater in close proximity to overburden disposal piles should be approached with caution. The presence of run-of-mine shales in and around excavations contributes to mobilization of unwanted constituents (e.g. arsenic, uranium) | The objectives for the Pilot Study are consistent with the preliminary Remedial Action Objectives (RAOs) for groundwater remedies at Conda. Based on observations from the 2019 and 2020 monitoring, modifications were made to the Pilot Study in fall of 2020. In coordination with the Agencies, it was decided that the modification will require further monitoring in 2021 to fully meet the Pilot Study objectives. 2018-2019 start up period had differing conditions from 2020-2021, and the conditions were not considered representative of long term trends, but reflect the capability of the media to rapidly reach redox and geochemical conditions that facilitate microbially mediated reduction. 2020-2021 are operational conditions. The treatment media contributes to total Ar, Fe and Mn concentrations above the MCLs and drinking water standards. Data indicate that the treatment media in the Seep Treatment Cell and PRB is capable of treating water entering the system with total Se concentrations as high as 6.87 mg/L as well as total Cd concentrations up to 0.00847 mg/L to levels below their respective MCLs. | None, other than those presented elsewhere | Seep treatment cell (STC) pretreatment system influent STC-NES5-IF (upgradient) to STC pretreatment effluent (STC-NES5-EF) (downgradient) is through the central flow path. Data collection for upgradient/downgradient wells is in some instances shifted by 1-2 days. Reporting on effluents from STC-NES5-IF is only considered during the period that effluent from the pretreatment is available for comparison (June 2019-Oct 2021)
Final Treatability Study Findings Report Field-Scale Permeable Reactive Barrier Pilot Study Conda/Woodall Mountain Mine | Conda/Woodall Mountain Mine | IDN001002862 | N/A | N/A | STC-NES5-IF | Former mining site | Permeable reactive barrier (PRB) with seep treatment cell pre-treatment | Passive | Permeable reactive barrier (PRB) | Pre-treatment | Overburden pile in the headwaters areas of Pedro Creek | Y | STC (pretreatment) | Specific technologies not specified. PRB is chemical and microbially mediated processes that reduce selenate to selenite and then selenium. Treatment media includes a carbon source (i.e. woodchips), alfalfa hay, and inert sand. Seep treatment cell is pre-treatment cell with treatment media. | Access to the groundwater table is needed. Trench excavated through water-bearing zones of alluvial deposits and into underlying weathered bedrock. | Pilot | 2018-2021, modifications made in 2019 to address seepage | Cadmium | Cd, total | mg/L | N | N/A | 0.0212 | 7e-05 | 99.6698 | [9 empty] | 0.0178 | 2020 - 2021 Average, from operational period, not whole dataset | Data not provided | Data not provided | 0.0001 | 2020 - 2021 Average, from operational period, not whole dataset | Data not provided | Data not provided | Data not provided | Upgradient | 6.88 | 4.17 | mg/L | 10.3 | °C | Data not provided | N/A | Data not provided | N/A | -34.9 | mV | 3182 | µmhos/cm | Turbidity = 131.9 | NTU | data not provided | data not provided | data not provided | data not provided | data not provided | data not provided | Y | Groundwater Comparison value: EPA MCL 0.005 mg/L Assessment of treatment goals based on well-specific averages for 2020-2021 | No samples were collected at STC-NES5-EF between November 2018 and April 2019. | An insufficient amount of time since completion of the Pilot Study to adequately evaluate lifespan of the treatment media. The change in alkalinity can be used as an indicator of change in the ability of the media to treat selenium. Alkalinity remained relatively similar after 2 years of operation indicating that after 2 years of operation the microbially-mediated chemical reduction of selenium remains similar to the study onset. | Design had insufficient capacity to contain the flux of snow melt in addition to seep water. Soils in the area of the PRB are tight. In the future, when in an layered alluvial system, incorporate a gravel "pressure relief/effluent storage" zone on the downgradient edge to allow for increased ability to receive effluent water and/or flow onto the land surface if capacity is reached. The hydrogeological study was performed during fall low flow conditions as were the excavation and installation of the PRB bench. Additional water zones may be present during different water levels, so future design data collection should include a hydrogeological investigation in the spring to better characterize flux and water bearing zones in the aquifer during high water conditions. The PRB increased Ar, Fe, Mn and Ur due to eroded overburden material in the lenses on the walls of the excavation and from the seep and sedimentation basin sediments transferred to the PRB. Oxidizing conditions favorable to mobilization of Ur exist when ORP is above -200 mV. Bicarbonate that is likely dominant in the near neutral pH conditions in the vicinity of the PRB can enhance Ur mobility. Redox cycling from fluctuating water table can cause Ur mobilization. Heterogeneity of groundwater inflow along the trench, contact with runoff of mine materials, and microbial activity all contribute to factors affecting degree of treatment within the PRB. The incorporation of the Pilot Study into a potential remedy for the Pedro Creek Sub-Basin, at its current scale and in absence of other actions, may require some modifications to facilitate handling of high spring inflows and additional treatment to address the transport of released uranium into the shallow groundwater and surface water. | Operation and maintenance cost, including remote monitoring (e.g., transducers, telemetry, and cameras) and performance monitoring (e.g., sampling, analysis, and reporting), ranges between $20,000 to $40,000 per month. The capital cost for the construction of the PRB and STC was approximately $1.2M including the media, trenching, infiltration gallery, cover, and stormwater controls, or roughly $180/cubic yard of reactive media (1,200 cubic yards for the PRB and 5,500 cubic yards for the STC). | System is seep treatment cell effluent to PRB. Treatment media: 50% granular support media, 12.5% chopped alfalfa hay, 37.5% woodchips/shavings. Average hydraulic conductivity of 8.8-116.2 ft/day in the media. Trench excavated to dry, silty-clay, weathered Dinwoody Formation material to prevent groundwater flow from bypassing under the PRB. Eroded overburden was encountered. Media placed to a depth of 2 ft bgs, covered by non-woven geotextile and 2 ft of Dinwoody Formation material. Infiltration gallery was constructed upgradient to the PRB, and overburden was encountered. Infiltration gallery was overexcavated and compacted Dinwoody Formation materials were used on the base and sidewalls to reduce water contact with the overburden. It was backfilled with coarse drain rock and covered with non-woven geotextile and Dinwoody Formation material. PRB is relatively easy to implement with readily available material and equipment but using the technology to treat seeps or shallow groundwater in close proximity to overburden disposal piles should be approached with caution. The presence of run-of-mine shales in and around excavations contributes to mobilization of unwanted constituents (e.g. arsenic, uranium) | The objectives for the Pilot Study are consistent with the preliminary Remedial Action Objectives (RAOs) for groundwater remedies at Conda. Based on observations from the 2019 and 2020 monitoring, modifications were made to the Pilot Study in fall of 2020. In coordination with the Agencies, it was decided that the modification will require further monitoring in 2021 to fully meet the Pilot Study objectives. 2018-2019 start up period had differing conditions from 2020-2021, and the conditions were not considered representative of long term trends, but reflect the capability of the media to rapidly reach redox and geochemical conditions that facilitate microbially mediated reduction. 2020-2021 are operational conditions. The treatment media contributes to total Ar, Fe and Mn concentrations above the MCLs and drinking water standards. Data indicate that the treatment media in the Seep Treatment Cell and PRB is capable of treating water entering the system with total Se concentrations as high as 6.87 mg/L as well as total Cd concentrations up to 0.00847 mg/L to levels below their respective MCLs. | None, other than those presented elsewhere | Seep treatment cell (STC) pretreatment system influent STC-NES5-IF (upgradient) to STC pretreatment effluent (STC-NES5-EF) (downgradient) is through the central flow path. Data collection for upgradient/downgradient wells is in some instances shifted by 1-2 days. Reporting on effluents from STC-NES5-IF is only considered during the period that effluent from the pretreatment is available for comparison (June 2019-Oct 2021)
Final Treatability Study Findings Report Field-Scale Permeable Reactive Barrier Pilot Study Conda/Woodall Mountain Mine | Conda/Woodall Mountain Mine | IDN001002862 | N/A | N/A | STC-NES5-IF | Former mining site | Permeable reactive barrier (PRB) with seep treatment cell pre-treatment | Passive | Permeable reactive barrier (PRB) | Pre-treatment | Overburden pile in the headwaters areas of Pedro Creek | Y | STC (pretreatment) | Specific technologies not specified. PRB is chemical and microbially mediated processes that reduce selenate to selenite and then selenium. Treatment media includes a carbon source (i.e. woodchips), alfalfa hay, and inert sand. Seep treatment cell is pre-treatment cell with treatment media. | Access to the groundwater table is needed. Trench excavated through water-bearing zones of alluvial deposits and into underlying weathered bedrock. | Pilot | 2018-2021, modifications made in 2019 to address seepage | Cadmium | Cd, dissolved | mg/L | N | N/A |  |  |  | 0.0106 | ND | 99.717 | [6 empty] | 0.0148 | 2020 - 2021 Average, from operational period, not whole dataset | Data not provided | Data not provided | 0.0001 | 2020 - 2021 Average, from operational period, not whole dataset | Data not provided | Data not provided | Data not provided | Upgradient | 6.96 | 4.51 | mg/L | 10.4 | °C | Data not provided | N/A | Data not provided | N/A | -68.2 | mV | 3089 | µmhos/cm | Turbidity = 187 | NTU | data not provided | data not provided | data not provided | data not provided | data not provided | data not provided | N/A | No groundwater comparison value | No samples were collected at STC-NES5-EF between November 2018 and April 2019. | An insufficient amount of time since completion of the Pilot Study to adequately evaluate lifespan of the treatment media. The change in alkalinity can be used as an indicator of change in the ability of the media to treat selenium. Alkalinity remained relatively similar after 2 years of operation indicating that after 2 years of operation the microbially-mediated chemical reduction of selenium remains similar to the study onset. | Design had insufficient capacity to contain the flux of snow melt in addition to seep water. Soils in the area of the PRB are tight. In the future, when in an layered alluvial system, incorporate a gravel "pressure relief/effluent storage" zone on the downgradient edge to allow for increased ability to receive effluent water and/or flow onto the land surface if capacity is reached. The hydrogeological study was performed during fall low flow conditions as were the excavation and installation of the PRB bench. Additional water zones may be present during different water levels, so future design data collection should include a hydrogeological investigation in the spring to better characterize flux and water bearing zones in the aquifer during high water conditions. The PRB increased Ar, Fe, Mn and Ur due to eroded overburden material in the lenses on the walls of the excavation and from the seep and sedimentation basin sediments transferred to the PRB. Oxidizing conditions favorable to mobilization of Ur exist when ORP is above -200 mV. Bicarbonate that is likely dominant in the near neutral pH conditions in the vicinity of the PRB can enhance Ur mobility. Redox cycling from fluctuating water table can cause Ur mobilization. Heterogeneity of groundwater inflow along the trench, contact with runoff of mine materials, and microbial activity all contribute to factors affecting degree of treatment within the PRB. The incorporation of the Pilot Study into a potential remedy for the Pedro Creek Sub-Basin, at its current scale and in absence of other actions, may require some modifications to facilitate handling of high spring inflows and additional treatment to address the transport of released uranium into the shallow groundwater and surface water. | Operation and maintenance cost, including remote monitoring (e.g., transducers, telemetry, and cameras) and performance monitoring (e.g., sampling, analysis, and reporting), ranges between $20,000 to $40,000 per month. The capital cost for the construction of the PRB and STC was approximately $1.2M including the media, trenching, infiltration gallery, cover, and stormwater controls, or roughly $180/cubic yard of reactive media (1,200 cubic yards for the PRB and 5,500 cubic yards for the STC). | System is seep treatment cell effluent to PRB. Treatment media: 50% granular support media, 12.5% chopped alfalfa hay, 37.5% woodchips/shavings. Average hydraulic conductivity of 8.8-116.2 ft/day in the media. Trench excavated to dry, silty-clay, weathered Dinwoody Formation material to prevent groundwater flow from bypassing under the PRB. Eroded overburden was encountered. Media placed to a depth of 2 ft bgs, covered by non-woven geotextile and 2 ft of Dinwoody Formation material. Infiltration gallery was constructed upgradient to the PRB, and overburden was encountered. Infiltration gallery was overexcavated and compacted Dinwoody Formation materials were used on the base and sidewalls to reduce water contact with the overburden. It was backfilled with coarse drain rock and covered with non-woven geotextile and Dinwoody Formation material. PRB is relatively easy to implement with readily available material and equipment but using the technology to treat seeps or shallow groundwater in close proximity to overburden disposal piles should be approached with caution. The presence of run-of-mine shales in and around excavations contributes to mobilization of unwanted constituents (e.g. arsenic, uranium) | The objectives for the Pilot Study are consistent with the preliminary Remedial Action Objectives (RAOs) for groundwater remedies at Conda. Based on observations from the 2019 and 2020 monitoring, modifications were made to the Pilot Study in fall of 2020. In coordination with the Agencies, it was decided that the modification will require further monitoring in 2021 to fully meet the Pilot Study objectives. 2018-2019 start up period had differing conditions from 2020-2021, and the conditions were not considered representative of long term trends, but reflect the capability of the media to rapidly reach redox and geochemical conditions that facilitate microbially mediated reduction. 2020-2021 are operational conditions. The treatment media contributes to total Ar, Fe and Mn concentrations above the MCLs and drinking water standards. Data indicate that the treatment media in the Seep Treatment Cell and PRB is capable of treating water entering the system with total Se concentrations as high as 6.87 mg/L as well as total Cd concentrations up to 0.00847 mg/L to levels below their respective MCLs. | None, other than those presented elsewhere | Seep treatment cell (STC) pretreatment system influent STC-NES5-IF (upgradient) to STC pretreatment effluent (STC-NES5-EF) (downgradient) is through the central flow path. Data collection for upgradient/downgradient wells is in some instances shifted by 1-2 days. Reporting on effluents from STC-NES5-IF is only considered during the period that effluent from the pretreatment is available for comparison (June 2019-Oct 2021). ND = Non detect. ND value is 0.00006 mg/L
Final Treatability Study Findings Report Field-Scale Permeable Reactive Barrier Pilot Study Conda/Woodall Mountain Mine | Conda/Woodall Mountain Mine | IDN001002862 | N/A | N/A | STC-NES5-IF | Former mining site | Permeable reactive barrier (PRB) with seep treatment cell pre-treatment | Passive | Permeable reactive barrier (PRB) | Pre-treatment | Overburden pile in the headwaters areas of Pedro Creek | Y | STC (pretreatment) | Specific technologies not specified. PRB is chemical and microbially mediated processes that reduce selenate to selenite and then selenium. Treatment media includes a carbon source (i.e. woodchips), alfalfa hay, and inert sand. Seep treatment cell is pre-treatment cell with treatment media. | Access to the groundwater table is needed. Trench excavated through water-bearing zones of alluvial deposits and into underlying weathered bedrock. | Pilot | 2018-2021, modifications made in 2019 to address seepage | Cadmium | Cd, total | mg/L | N | N/A |  |  |  | 0.0135 | 0.00425 | 68.5185 | [6 empty] | 0.0178 | 2020 - 2021 Average, from operational period, not whole dataset | Data not provided | Data not provided | 0.0001 | 2020 - 2021 Average, from operational period, not whole dataset | Data not provided | Data not provided | Data not provided | Upgradient | 6.73 | 2.75 | mg/L | 10.1 | °C | Data not provided | N/A | Data not provided | N/A | 90.5 | mV | 3217 | µmhos/cm | Turbidity = 11.41 | NTU | data not provided | data not provided | data not provided | data not provided | data not provided | data not provided | Y | Groundwater Comparison value: EPA MCL 0.005 mg/L Assessment of treatment goals based on well-specific averages for 2020-2021 | No samples were collected at STC-NES5-EF between November 2018 and April 2019. | An insufficient amount of time since completion of the Pilot Study to adequately evaluate lifespan of the treatment media. The change in alkalinity can be used as an indicator of change in the ability of the media to treat selenium. Alkalinity remained relatively similar after 2 years of operation indicating that after 2 years of operation the microbially-mediated chemical reduction of selenium remains similar to the study onset. | Design had insufficient capacity to contain the flux of snow melt in addition to seep water. Soils in the area of the PRB are tight. In the future, when in an layered alluvial system, incorporate a gravel "pressure relief/effluent storage" zone on the downgradient edge to allow for increased ability to receive effluent water and/or flow onto the land surface if capacity is reached. The hydrogeological study was performed during fall low flow conditions as were the excavation and installation of the PRB bench. Additional water zones may be present during different water levels, so future design data collection should include a hydrogeological investigation in the spring to better characterize flux and water bearing zones in the aquifer during high water conditions. The PRB increased Ar, Fe, Mn and Ur due to eroded overburden material in the lenses on the walls of the excavation and from the seep and sedimentation basin sediments transferred to the PRB. Oxidizing conditions favorable to mobilization of Ur exist when ORP is above -200 mV. Bicarbonate that is likely dominant in the near neutral pH conditions in the vicinity of the PRB can enhance Ur mobility. Redox cycling from fluctuating water table can cause Ur mobilization. Heterogeneity of groundwater inflow along the trench, contact with runoff of mine materials, and microbial activity all contribute to factors affecting degree of treatment within the PRB. The incorporation of the Pilot Study into a potential remedy for the Pedro Creek Sub-Basin, at its current scale and in absence of other actions, may require some modifications to facilitate handling of high spring inflows and additional treatment to address the transport of released uranium into the shallow groundwater and surface water. | Operation and maintenance cost, including remote monitoring (e.g., transducers, telemetry, and cameras) and performance monitoring (e.g., sampling, analysis, and reporting), ranges between $20,000 to $40,000 per month. The capital cost for the construction of the PRB and STC was approximately $1.2M including the media, trenching, infiltration gallery, cover, and stormwater controls, or roughly $180/cubic yard of reactive media (1,200 cubic yards for the PRB and 5,500 cubic yards for the STC). | System is seep treatment cell effluent to PRB. Treatment media: 50% granular support media, 12.5% chopped alfalfa hay, 37.5% woodchips/shavings. Average hydraulic conductivity of 8.8-116.2 ft/day in the media. Trench excavated to dry, silty-clay, weathered Dinwoody Formation material to prevent groundwater flow from bypassing under the PRB. Eroded overburden was encountered. Media placed to a depth of 2 ft bgs, covered by non-woven geotextile and 2 ft of Dinwoody Formation material. Infiltration gallery was constructed upgradient to the PRB, and overburden was encountered. Infiltration gallery was overexcavated and compacted Dinwoody Formation materials were used on the base and sidewalls to reduce water contact with the overburden. It was backfilled with coarse drain rock and covered with non-woven geotextile and Dinwoody Formation material. PRB is relatively easy to implement with readily available material and equipment but using the technology to treat seeps or shallow groundwater in close proximity to overburden disposal piles should be approached with caution. The presence of run-of-mine shales in and around excavations contributes to mobilization of unwanted constituents (e.g. arsenic, uranium) | The objectives for the Pilot Study are consistent with the preliminary Remedial Action Objectives (RAOs) for groundwater remedies at Conda. Based on observations from the 2019 and 2020 monitoring, modifications were made to the Pilot Study in fall of 2020. In coordination with the Agencies, it was decided that the modification will require further monitoring in 2021 to fully meet the Pilot Study objectives. 2018-2019 start up period had differing conditions from 2020-2021, and the conditions were not considered representative of long term trends, but reflect the capability of the media to rapidly reach redox and geochemical conditions that facilitate microbially mediated reduction. 2020-2021 are operational conditions. The treatment media contributes to total Ar, Fe and Mn concentrations above the MCLs and drinking water standards. Data indicate that the treatment media in the Seep Treatment Cell and PRB is capable of treating water entering the system with total Se concentrations as high as 6.87 mg/L as well as total Cd concentrations up to 0.00847 mg/L to levels below their respective MCLs. | None, other than those presented elsewhere | Seep treatment cell (STC) pretreatment system influent STC-NES5-IF (upgradient) to STC pretreatment effluent (STC-NES5-EF) (downgradient) is through the central flow path. Data collection for upgradient/downgradient wells is in some instances shifted by 1-2 days. Reporting on effluents from STC-NES5-IF is only considered during the period that effluent from the pretreatment is available for comparison (June 2019-Oct 2021)
Final Treatability Study Findings Report Field-Scale Permeable Reactive Barrier Pilot Study Conda/Woodall Mountain Mine | Conda/Woodall Mountain Mine | IDN001002862 | N/A | N/A | STC-NES5-EF | Former mining site | Permeable reactive barrier (PRB) with seep treatment cell pre-treatment | Passive | Permeable reactive barrier (PRB) | Pre-treatment | Overburden pile in the headwaters areas of Pedro Creek | Y | STC (pretreatment) | Specific technologies not specified. PRB is chemical and microbially mediated processes that reduce selenate to selenite and then selenium. Treatment media includes a carbon source (i.e. woodchips), alfalfa hay, and inert sand. Seep treatment cell is pre-treatment cell with treatment media. | Access to the groundwater table is needed. Trench excavated through water-bearing zones of alluvial deposits and into underlying weathered bedrock. | Pilot | 2018-2021, modifications made in 2019 to address seepage | Cadmium | Cd, dissolved | mg/L | N | N/A | [6 empty] | 0.00017 | 0.018 | 99.0556 |  |  |  | 0.0148 | 2020 - 2021 Average, from operational period, not whole dataset | Data not provided | Data not provided | 0.0001 | 2020 - 2021 Average, from operational period, not whole dataset | Data not provided | Data not provided | Data not provided | Downgradient | 6.66 | 0.31 | mg/L | 17.8 | °C | Data not provided | N/A | Data not provided | N/A | -55.9 | mV | 1114.7 | µmhos/cm | Turbidity = 12.7 | NTU | data not provided | data not provided | data not provided | data not provided | data not provided | data not provided | N/A | No groundwater comparison value | No samples were collected at STC-NES5-EF between November 2018 and April 2019. | An insufficient amount of time since completion of the Pilot Study to adequately evaluate lifespan of the treatment media. The change in alkalinity can be used as an indicator of change in the ability of the media to treat selenium. Alkalinity remained relatively similar after 2 years of operation indicating that after 2 years of operation the microbially-mediated chemical reduction of selenium remains similar to the study onset. | Design had insufficient capacity to contain the flux of snow melt in addition to seep water. Soils in the area of the PRB are tight. In the future, when in an layered alluvial system, incorporate a gravel "pressure relief/effluent storage" zone on the downgradient edge to allow for increased ability to receive effluent water and/or flow onto the land surface if capacity is reached. The hydrogeological study was performed during fall low flow conditions as were the excavation and installation of the PRB bench. Additional water zones may be present during different water levels, so future design data collection should include a hydrogeological investigation in the spring to better characterize flux and water bearing zones in the aquifer during high water conditions. The PRB increased Ar, Fe, Mn and Ur due to eroded overburden material in the lenses on the walls of the excavation and from the seep and sedimentation basin sediments transferred to the PRB. Oxidizing conditions favorable to mobilization of Ur exist when ORP is above -200 mV. Bicarbonate that is likely dominant in the near neutral pH conditions in the vicinity of the PRB can enhance Ur mobility. Redox cycling from fluctuating water table can cause Ur mobilization. Heterogeneity of groundwater inflow along the trench, contact with runoff of mine materials, and microbial activity all contribute to factors affecting degree of treatment within the PRB. The incorporation of the Pilot Study into a potential remedy for the Pedro Creek Sub-Basin, at its current scale and in absence of other actions, may require some modifications to facilitate handling of high spring inflows and additional treatment to address the transport of released uranium into the shallow groundwater and surface water. | Operation and maintenance cost, including remote monitoring (e.g., transducers, telemetry, and cameras) and performance monitoring (e.g., sampling, analysis, and reporting), ranges between $20,000 to $40,000 per month. The capital cost for the construction of the PRB and STC was approximately $1.2M including the media, trenching, infiltration gallery, cover, and stormwater controls, or roughly $180/cubic yard of reactive media (1,200 cubic yards for the PRB and 5,500 cubic yards for the STC). | System is seep treatment cell effluent to PRB. Treatment media: 50% granular support media, 12.5% chopped alfalfa hay, 37.5% woodchips/shavings. Average hydraulic conductivity of 8.8-116.2 ft/day in the media. Trench excavated to dry, silty-clay, weathered Dinwoody Formation material to prevent groundwater flow from bypassing under the PRB. Eroded overburden was encountered. Media placed to a depth of 2 ft bgs, covered by non-woven geotextile and 2 ft of Dinwoody Formation material. Infiltration gallery was constructed upgradient to the PRB, and overburden was encountered. Infiltration gallery was overexcavated and compacted Dinwoody Formation materials were used on the base and sidewalls to reduce water contact with the overburden. It was backfilled with coarse drain rock and covered with non-woven geotextile and Dinwoody Formation material. PRB is relatively easy to implement with readily available material and equipment but using the technology to treat seeps or shallow groundwater in close proximity to overburden disposal piles should be approached with caution. The presence of run-of-mine shales in and around excavations contributes to mobilization of unwanted constituents (e.g. arsenic, uranium) | The objectives for the Pilot Study are consistent with the preliminary Remedial Action Objectives (RAOs) for groundwater remedies at Conda. Based on observations from the 2019 and 2020 monitoring, modifications were made to the Pilot Study in fall of 2020. In coordination with the Agencies, it was decided that the modification will require further monitoring in 2021 to fully meet the Pilot Study objectives. 2018-2019 start up period had differing conditions from 2020-2021, and the conditions were not considered representative of long term trends, but reflect the capability of the media to rapidly reach redox and geochemical conditions that facilitate microbially mediated reduction. 2020-2021 are operational conditions. The treatment media contributes to total Ar, Fe and Mn concentrations above the MCLs and drinking water standards. Data indicate that the treatment media in the Seep Treatment Cell and PRB is capable of treating water entering the system with total Se concentrations as high as 6.87 mg/L as well as total Cd concentrations up to 0.00847 mg/L to levels below their respective MCLs. | None, other than those presented elsewhere | Seep treatment cell (STC) pretreatment system influent STC-NES5-IF (upgradient) to STC pretreatment effluent (STC-NES5-EF) (downgradient) is through the central flow path. Data collection for upgradient/downgradient wells is in some instances shifted by 1-2 days. Reporting on effluents from STC-NES5-IF is only considered during the period that effluent from the pretreatment is available for comparison (June 2019-Oct 2021)
Final Treatability Study Findings Report Field-Scale Permeable Reactive Barrier Pilot Study Conda/Woodall Mountain Mine | Conda/Woodall Mountain Mine | IDN001002862 | N/A | N/A | STC-NES5-EF | Former mining site | Permeable reactive barrier (PRB) with seep treatment cell pre-treatment | Passive | Permeable reactive barrier (PRB) | Pre-treatment | Overburden pile in the headwaters areas of Pedro Creek | Y | STC (pretreatment) | Specific technologies not specified. PRB is chemical and microbially mediated processes that reduce selenate to selenite and then selenium. Treatment media includes a carbon source (i.e. woodchips), alfalfa hay, and inert sand. Seep treatment cell is pre-treatment cell with treatment media. | Access to the groundwater table is needed. Trench excavated through water-bearing zones of alluvial deposits and into underlying weathered bedrock. | Pilot | 2018-2021, modifications made in 2019 to address seepage | Cadmium | Cd, total | mg/L | N | N/A | [6 empty] | 0.00595 | 0.0191 | 68.8482 |  |  |  | 0.0178 | 2020 - 2021 Average, from operational period, not whole dataset | Data not provided | Data not provided | 0.0001 | 2020 - 2021 Average, from operational period, not whole dataset | Data not provided | Data not provided | Data not provided | Downgradient | 7.04 | 0.02 | mg/L | 17.02 | °C | Data not provided | N/A | Data not provided | N/A | -234.9 | mV | 534.32 | µmhos/cm | Turbidity = 164.4 | NTU | data not provided | data not provided | data not provided | data not provided | data not provided | data not provided | Y | Groundwater Comparison value: EPA MCL 0.005 mg/L Assessment of treatment goals based on well-specific averages for 2020-2021 | No samples were collected at STC-NES5-EF between November 2018 and April 2019. | An insufficient amount of time since completion of the Pilot Study to adequately evaluate lifespan of the treatment media. The change in alkalinity can be used as an indicator of change in the ability of the media to treat selenium. Alkalinity remained relatively similar after 2 years of operation indicating that after 2 years of operation the microbially-mediated chemical reduction of selenium remains similar to the study onset. | Design had insufficient capacity to contain the flux of snow melt in addition to seep water. Soils in the area of the PRB are tight. In the future, when in an layered alluvial system, incorporate a gravel "pressure relief/effluent storage" zone on the downgradient edge to allow for increased ability to receive effluent water and/or flow onto the land surface if capacity is reached. The hydrogeological study was performed during fall low flow conditions as were the excavation and installation of the PRB bench. Additional water zones may be present during different water levels, so future design data collection should include a hydrogeological investigation in the spring to better characterize flux and water bearing zones in the aquifer during high water conditions. The PRB increased Ar, Fe, Mn and Ur due to eroded overburden material in the lenses on the walls of the excavation and from the seep and sedimentation basin sediments transferred to the PRB. Oxidizing conditions favorable to mobilization of Ur exist when ORP is above -200 mV. Bicarbonate that is likely dominant in the near neutral pH conditions in the vicinity of the PRB can enhance Ur mobility. Redox cycling from fluctuating water table can cause Ur mobilization. Heterogeneity of groundwater inflow along the trench, contact with runoff of mine materials, and microbial activity all contribute to factors affecting degree of treatment within the PRB. The incorporation of the Pilot Study into a potential remedy for the Pedro Creek Sub-Basin, at its current scale and in absence of other actions, may require some modifications to facilitate handling of high spring inflows and additional treatment to address the transport of released uranium into the shallow groundwater and surface water. | Operation and maintenance cost, including remote monitoring (e.g., transducers, telemetry, and cameras) and performance monitoring (e.g., sampling, analysis, and reporting), ranges between $20,000 to $40,000 per month. The capital cost for the construction of the PRB and STC was approximately $1.2M including the media, trenching, infiltration gallery, cover, and stormwater controls, or roughly $180/cubic yard of reactive media (1,200 cubic yards for the PRB and 5,500 cubic yards for the STC). | System is seep treatment cell effluent to PRB. Treatment media: 50% granular support media, 12.5% chopped alfalfa hay, 37.5% woodchips/shavings. Average hydraulic conductivity of 8.8-116.2 ft/day in the media. Trench excavated to dry, silty-clay, weathered Dinwoody Formation material to prevent groundwater flow from bypassing under the PRB. Eroded overburden was encountered. Media placed to a depth of 2 ft bgs, covered by non-woven geotextile and 2 ft of Dinwoody Formation material. Infiltration gallery was constructed upgradient to the PRB, and overburden was encountered. Infiltration gallery was overexcavated and compacted Dinwoody Formation materials were used on the base and sidewalls to reduce water contact with the overburden. It was backfilled with coarse drain rock and covered with non-woven geotextile and Dinwoody Formation material. PRB is relatively easy to implement with readily available material and equipment but using the technology to treat seeps or shallow groundwater in close proximity to overburden disposal piles should be approached with caution. The presence of run-of-mine shales in and around excavations contributes to mobilization of unwanted constituents (e.g. arsenic, uranium) | The objectives for the Pilot Study are consistent with the preliminary Remedial Action Objectives (RAOs) for groundwater remedies at Conda. Based on observations from the 2019 and 2020 monitoring, modifications were made to the Pilot Study in fall of 2020. In coordination with the Agencies, it was decided that the modification will require further monitoring in 2021 to fully meet the Pilot Study objectives. 2018-2019 start up period had differing conditions from 2020-2021, and the conditions were not considered representative of long term trends, but reflect the capability of the media to rapidly reach redox and geochemical conditions that facilitate microbially mediated reduction. 2020-2021 are operational conditions. The treatment media contributes to total Ar, Fe and Mn concentrations above the MCLs and drinking water standards. Data indicate that the treatment media in the Seep Treatment Cell and PRB is capable of treating water entering the system with total Se concentrations as high as 6.87 mg/L as well as total Cd concentrations up to 0.00847 mg/L to levels below their respective MCLs. | None, other than those presented elsewhere | Seep treatment cell (STC) pretreatment system influent STC-NES5-IF (upgradient) to STC pretreatment effluent (STC-NES5-EF) (downgradient) is through the central flow path. Data collection for upgradient/downgradient wells is in some instances shifted by 1-2 days. Reporting on effluents from STC-NES5-IF is only considered during the period that effluent from the pretreatment is available for comparison (June 2019-Oct 2021)
Final Treatability Study Findings Report Field-Scale Permeable Reactive Barrier Pilot Study Conda/Woodall Mountain Mine | Conda/Woodall Mountain Mine | IDN001002862 | N/A | N/A | STC-NES5-EF | Former mining site | Permeable reactive barrier (PRB) with seep treatment cell pre-treatment | Passive | Permeable reactive barrier (PRB) | Pre-treatment | Overburden pile in the headwaters areas of Pedro Creek | Y | STC (pretreatment) | Specific technologies not specified. PRB is chemical and microbially mediated processes that reduce selenate to selenite and then selenium. Treatment media includes a carbon source (i.e. woodchips), alfalfa hay, and inert sand. Seep treatment cell is pre-treatment cell with treatment media. | Access to the groundwater table is needed. Trench excavated through water-bearing zones of alluvial deposits and into underlying weathered bedrock. | Pilot | 2018-2021, modifications made in 2019 to address seepage | Cadmium | Cd, dissolved | mg/L | N | N/A | [9 empty] | ND | 0.0106–0.0178 | 97.17-98.31 | 0.0148 | 2020 - 2021 Average, from operational period, not whole dataset | Data not provided | Data not provided | 0.0001 | 2020 - 2021 Average, from operational period, not whole dataset | Data not provided | Data not provided | Data not provided | Downgradient | 6.67–7.53 | 0.02–5.54 | mg/L | 11.2–21.4 | °C | Data not provided | N/A | Data not provided | N/A | (-)234.9–(-)76.5 | mV | 534.32–3,328 | µmhos/cm | Turbidity = 5.92–225.61 | NTU | data not provided | data not provided | data not provided | data not provided | data not provided | data not provided | N/A | No groundwater comparison value | No samples were collected at STC-NES5-EF between November 2018 and April 2019. | An insufficient amount of time since completion of the Pilot Study to adequately evaluate lifespan of the treatment media. The change in alkalinity can be used as an indicator of change in the ability of the media to treat selenium. Alkalinity remained relatively similar after 2 years of operation indicating that after 2 years of operation the microbially-mediated chemical reduction of selenium remains similar to the study onset. | Design had insufficient capacity to contain the flux of snow melt in addition to seep water. Soils in the area of the PRB are tight. In the future, when in an layered alluvial system, incorporate a gravel "pressure relief/effluent storage" zone on the downgradient edge to allow for increased ability to receive effluent water and/or flow onto the land surface if capacity is reached. The hydrogeological study was performed during fall low flow conditions as were the excavation and installation of the PRB bench. Additional water zones may be present during different water levels, so future design data collection should include a hydrogeological investigation in the spring to better characterize flux and water bearing zones in the aquifer during high water conditions. The PRB increased Ar, Fe, Mn and Ur due to eroded overburden material in the lenses on the walls of the excavation and from the seep and sedimentation basin sediments transferred to the PRB. Oxidizing conditions favorable to mobilization of Ur exist when ORP is above -200 mV. Bicarbonate that is likely dominant in the near neutral pH conditions in the vicinity of the PRB can enhance Ur mobility. Redox cycling from fluctuating water table can cause Ur mobilization. Heterogeneity of groundwater inflow along the trench, contact with runoff of mine materials, and microbial activity all contribute to factors affecting degree of treatment within the PRB. The incorporation of the Pilot Study into a potential remedy for the Pedro Creek Sub-Basin, at its current scale and in absence of other actions, may require some modifications to facilitate handling of high spring inflows and additional treatment to address the transport of released uranium into the shallow groundwater and surface water. | Operation and maintenance cost, including remote monitoring (e.g., transducers, telemetry, and cameras) and performance monitoring (e.g., sampling, analysis, and reporting), ranges between $20,000 to $40,000 per month. The capital cost for the construction of the PRB and STC was approximately $1.2M including the media, trenching, infiltration gallery, cover, and stormwater controls, or roughly $180/cubic yard of reactive media (1,200 cubic yards for the PRB and 5,500 cubic yards for the STC). | System is seep treatment cell effluent to PRB. Treatment media: 50% granular support media, 12.5% chopped alfalfa hay, 37.5% woodchips/shavings. Average hydraulic conductivity of 8.8-116.2 ft/day in the media. Trench excavated to dry, silty-clay, weathered Dinwoody Formation material to prevent groundwater flow from bypassing under the PRB. Eroded overburden was encountered. Media placed to a depth of 2 ft bgs, covered by non-woven geotextile and 2 ft of Dinwoody Formation material. Infiltration gallery was constructed upgradient to the PRB, and overburden was encountered. Infiltration gallery was overexcavated and compacted Dinwoody Formation materials were used on the base and sidewalls to reduce water contact with the overburden. It was backfilled with coarse drain rock and covered with non-woven geotextile and Dinwoody Formation material. PRB is relatively easy to implement with readily available material and equipment but using the technology to treat seeps or shallow groundwater in close proximity to overburden disposal piles should be approached with caution. The presence of run-of-mine shales in and around excavations contributes to mobilization of unwanted constituents (e.g. arsenic, uranium) | The objectives for the Pilot Study are consistent with the preliminary Remedial Action Objectives (RAOs) for groundwater remedies at Conda. Based on observations from the 2019 and 2020 monitoring, modifications were made to the Pilot Study in fall of 2020. In coordination with the Agencies, it was decided that the modification will require further monitoring in 2021 to fully meet the Pilot Study objectives. 2018-2019 start up period had differing conditions from 2020-2021, and the conditions were not considered representative of long term trends, but reflect the capability of the media to rapidly reach redox and geochemical conditions that facilitate microbially mediated reduction. 2020-2021 are operational conditions. The treatment media contributes to total Ar, Fe and Mn concentrations above the MCLs and drinking water standards. Data indicate that the treatment media in the Seep Treatment Cell and PRB is capable of treating water entering the system with total Se concentrations as high as 6.87 mg/L as well as total Cd concentrations up to 0.00847 mg/L to levels below their respective MCLs. | None, other than those presented elsewhere | Seep treatment cell (STC) pretreatment system influent STC-NES5-IF (upgradient) to STC pretreatment effluent (STC-NES5-EF) (downgradient) is through the central flow path. Data collection for upgradient/downgradient wells is in some instances shifted by 1-2 days. Reporting on effluents from STC-NES5-IF is only considered during the period that effluent from the pretreatment is available for comparison (June 2019-Oct 2021); ND = 0.0006 mg/L
Final Treatability Study Findings Report Field-Scale Permeable Reactive Barrier Pilot Study Conda/Woodall Mountain Mine | Conda/Woodall Mountain Mine | IDN001002862 | N/A | N/A | STC-NES5-EF | Former mining site | Permeable reactive barrier (PRB) with seep treatment cell pre-treatment | Passive | Permeable reactive barrier (PRB) | Pre-treatment | Overburden pile in the headwaters areas of Pedro Creek | Y | STC (pretreatment) | Specific technologies not specified. PRB is chemical and microbially mediated processes that reduce selenate to selenite and then selenium. Treatment media includes a carbon source (i.e. woodchips), alfalfa hay, and inert sand. Seep treatment cell is pre-treatment cell with treatment media. | Access to the groundwater table is needed. Trench excavated through water-bearing zones of alluvial deposits and into underlying weathered bedrock. | Pilot | 2018-2021, modifications made in 2019 to address seepage | Cadmium | Cd, total | mg/L | N | N/A | [9 empty] | ND | 0.0141–0.0161 | 97.87-98.14 | 0.0178 | 2020 - 2021 Average, from operational period, not whole dataset | Data not provided | Data not provided | 0.0001 | 2020 - 2021 Average, from operational period, not whole dataset | Data not provided | Data not provided | Data not provided | Downgradient | 7.00–7.43 | 1.19–5.54 | mg/L | 6.5–17.8 | °C | Data not provided | N/A | Data not provided | N/A | (-)103.1–(-)79.6 | mV | 2831–3099 | µmhos/cm | Turbidity = 5.92–55.11 | NTU | data not provided | data not provided | data not provided | data not provided | data not provided | data not provided | Y | Groundwater Comparison value: EPA MCL 0.005 mg/L Assessment of treatment goals based on well-specific averages for 2020-2021 | No samples were collected at STC-NES5-EF between November 2018 and April 2019. | An insufficient amount of time since completion of the Pilot Study to adequately evaluate lifespan of the treatment media. The change in alkalinity can be used as an indicator of change in the ability of the media to treat selenium. Alkalinity remained relatively similar after 2 years of operation indicating that after 2 years of operation the microbially-mediated chemical reduction of selenium remains similar to the study onset. | Design had insufficient capacity to contain the flux of snow melt in addition to seep water. Soils in the area of the PRB are tight. In the future, when in an layered alluvial system, incorporate a gravel "pressure relief/effluent storage" zone on the downgradient edge to allow for increased ability to receive effluent water and/or flow onto the land surface if capacity is reached. The hydrogeological study was performed during fall low flow conditions as were the excavation and installation of the PRB bench. Additional water zones may be present during different water levels, so future design data collection should include a hydrogeological investigation in the spring to better characterize flux and water bearing zones in the aquifer during high water conditions. The PRB increased Ar, Fe, Mn and Ur due to eroded overburden material in the lenses on the walls of the excavation and from the seep and sedimentation basin sediments transferred to the PRB. Oxidizing conditions favorable to mobilization of Ur exist when ORP is above -200 mV. Bicarbonate that is likely dominant in the near neutral pH conditions in the vicinity of the PRB can enhance Ur mobility. Redox cycling from fluctuating water table can cause Ur mobilization. Heterogeneity of groundwater inflow along the trench, contact with runoff of mine materials, and microbial activity all contribute to factors affecting degree of treatment within the PRB. The incorporation of the Pilot Study into a potential remedy for the Pedro Creek Sub-Basin, at its current scale and in absence of other actions, may require some modifications to facilitate handling of high spring inflows and additional treatment to address the transport of released uranium into the shallow groundwater and surface water. | Operation and maintenance cost, including remote monitoring (e.g., transducers, telemetry, and cameras) and performance monitoring (e.g., sampling, analysis, and reporting), ranges between $20,000 to $40,000 per month. The capital cost for the construction of the PRB and STC was approximately $1.2M including the media, trenching, infiltration gallery, cover, and stormwater controls, or roughly $180/cubic yard of reactive media (1,200 cubic yards for the PRB and 5,500 cubic yards for the STC). | System is seep treatment cell effluent to PRB. Treatment media: 50% granular support media, 12.5% chopped alfalfa hay, 37.5% woodchips/shavings. Average hydraulic conductivity of 8.8-116.2 ft/day in the media. Trench excavated to dry, silty-clay, weathered Dinwoody Formation material to prevent groundwater flow from bypassing under the PRB. Eroded overburden was encountered. Media placed to a depth of 2 ft bgs, covered by non-woven geotextile and 2 ft of Dinwoody Formation material. Infiltration gallery was constructed upgradient to the PRB, and overburden was encountered. Infiltration gallery was overexcavated and compacted Dinwoody Formation materials were used on the base and sidewalls to reduce water contact with the overburden. It was backfilled with coarse drain rock and covered with non-woven geotextile and Dinwoody Formation material. PRB is relatively easy to implement with readily available material and equipment but using the technology to treat seeps or shallow groundwater in close proximity to overburden disposal piles should be approached with caution. The presence of run-of-mine shales in and around excavations contributes to mobilization of unwanted constituents (e.g. arsenic, uranium) | The objectives for the Pilot Study are consistent with the preliminary Remedial Action Objectives (RAOs) for groundwater remedies at Conda. Based on observations from the 2019 and 2020 monitoring, modifications were made to the Pilot Study in fall of 2020. In coordination with the Agencies, it was decided that the modification will require further monitoring in 2021 to fully meet the Pilot Study objectives. 2018-2019 start up period had differing conditions from 2020-2021, and the conditions were not considered representative of long term trends, but reflect the capability of the media to rapidly reach redox and geochemical conditions that facilitate microbially mediated reduction. 2020-2021 are operational conditions. The treatment media contributes to total Ar, Fe and Mn concentrations above the MCLs and drinking water standards. Data indicate that the treatment media in the Seep Treatment Cell and PRB is capable of treating water entering the system with total Se concentrations as high as 6.87 mg/L as well as total Cd concentrations up to 0.00847 mg/L to levels below their respective MCLs. | None, other than those presented elsewhere | Seep treatment cell (STC) pretreatment system influent STC-NES5-IF (upgradient) to STC pretreatment effluent (STC-NES5-EF) (downgradient) is through the central flow path. Data collection for upgradient/downgradient wells is in some instances shifted by 1-2 days. Reporting on effluents from STC-NES5-IF is only considered during the period that effluent from the pretreatment is available for comparison (June 2019-Oct 2021); ND = 0.0006 mg/L
Final Treatability Study Findings Report Field-Scale Permeable Reactive Barrier Pilot Study Conda/Woodall Mountain Mine | Conda/Woodall Mountain Mine | IDN001002862 | N/A | N/A | STC-NES5-IF | Former mining site | Permeable reactive barrier (PRB) with seep treatment cell pre-treatment | Passive | Permeable reactive barrier (PRB) | Pre-treatment | Overburden pile in the headwaters areas of Pedro Creek | Y | STC (pretreatment) | Specific technologies not specified. PRB is chemical and microbially mediated processes that reduce selenate to selenite and then selenium. Treatment media includes a carbon source (i.e. woodchips), alfalfa hay, and inert sand. Seep treatment cell is pre-treatment cell with treatment media. | Access to the groundwater table is needed. Trench excavated through water-bearing zones of alluvial deposits and into underlying weathered bedrock. | Pilot | 2018-2021, modifications made in 2019 to address seepage | Chromium | Cr, dissolved | mg/L | N | N/A | 0.0086 | ND | 88.3721 | [9 empty] | 0.005 | 2020 - 2021 Average, from operational period, not whole dataset | Data not provided | Data not provided | 0.0023 | 2020 - 2021 Average, from operational period, not whole dataset | Data not provided | Data not provided | Data not provided | Upgradient | 6.96 | 4.51 | mg/L | 10.4 | °C | Data not provided | N/A | Data not provided | N/A | -68.2 | mV | 3089 | µmhos/cm | Turbidity = 187 | NTU | data not provided | data not provided | data not provided | data not provided | data not provided | data not provided | N/A | No groundwater comparison value | No samples were collected at STC-NES5-EF between November 2018 and April 2019. | An insufficient amount of time since completion of the Pilot Study to adequately evaluate lifespan of the treatment media. The change in alkalinity can be used as an indicator of change in the ability of the media to treat selenium. Alkalinity remained relatively similar after 2 years of operation indicating that after 2 years of operation the microbially-mediated chemical reduction of selenium remains similar to the study onset. | Design had insufficient capacity to contain the flux of snow melt in addition to seep water. Soils in the area of the PRB are tight. In the future, when in an layered alluvial system, incorporate a gravel "pressure relief/effluent storage" zone on the downgradient edge to allow for increased ability to receive effluent water and/or flow onto the land surface if capacity is reached. The hydrogeological study was performed during fall low flow conditions as were the excavation and installation of the PRB bench. Additional water zones may be present during different water levels, so future design data collection should include a hydrogeological investigation in the spring to better characterize flux and water bearing zones in the aquifer during high water conditions. The PRB increased Ar, Fe, Mn and Ur due to eroded overburden material in the lenses on the walls of the excavation and from the seep and sedimentation basin sediments transferred to the PRB. Oxidizing conditions favorable to mobilization of Ur exist when ORP is above -200 mV. Bicarbonate that is likely dominant in the near neutral pH conditions in the vicinity of the PRB can enhance Ur mobility. Redox cycling from fluctuating water table can cause Ur mobilization. Heterogeneity of groundwater inflow along the trench, contact with runoff of mine materials, and microbial activity all contribute to factors affecting degree of treatment within the PRB. The incorporation of the Pilot Study into a potential remedy for the Pedro Creek Sub-Basin, at its current scale and in absence of other actions, may require some modifications to facilitate handling of high spring inflows and additional treatment to address the transport of released uranium into the shallow groundwater and surface water. | Operation and maintenance cost, including remote monitoring (e.g., transducers, telemetry, and cameras) and performance monitoring (e.g., sampling, analysis, and reporting), ranges between $20,000 to $40,000 per month. The capital cost for the construction of the PRB and STC was approximately $1.2M including the media, trenching, infiltration gallery, cover, and stormwater controls, or roughly $180/cubic yard of reactive media (1,200 cubic yards for the PRB and 5,500 cubic yards for the STC). | System is seep treatment cell effluent to PRB. Treatment media: 50% granular support media, 12.5% chopped alfalfa hay, 37.5% woodchips/shavings. Average hydraulic conductivity of 8.8-116.2 ft/day in the media. Trench excavated to dry, silty-clay, weathered Dinwoody Formation material to prevent groundwater flow from bypassing under the PRB. Eroded overburden was encountered. Media placed to a depth of 2 ft bgs, covered by non-woven geotextile and 2 ft of Dinwoody Formation material. Infiltration gallery was constructed upgradient to the PRB, and overburden was encountered. Infiltration gallery was overexcavated and compacted Dinwoody Formation materials were used on the base and sidewalls to reduce water contact with the overburden. It was backfilled with coarse drain rock and covered with non-woven geotextile and Dinwoody Formation material. PRB is relatively easy to implement with readily available material and equipment but using the technology to treat seeps or shallow groundwater in close proximity to overburden disposal piles should be approached with caution. The presence of run-of-mine shales in and around excavations contributes to mobilization of unwanted constituents (e.g. arsenic, uranium) | The objectives for the Pilot Study are consistent with the preliminary Remedial Action Objectives (RAOs) for groundwater remedies at Conda. Based on observations from the 2019 and 2020 monitoring, modifications were made to the Pilot Study in fall of 2020. In coordination with the Agencies, it was decided that the modification will require further monitoring in 2021 to fully meet the Pilot Study objectives. 2018-2019 start up period had differing conditions from 2020-2021, and the conditions were not considered representative of long term trends, but reflect the capability of the media to rapidly reach redox and geochemical conditions that facilitate microbially mediated reduction. 2020-2021 are operational conditions. The treatment media contributes to total Ar, Fe and Mn concentrations above the MCLs and drinking water standards. Data indicate that the treatment media in the Seep Treatment Cell and PRB is capable of treating water entering the system with total Se concentrations as high as 6.87 mg/L as well as total Cd concentrations up to 0.00847 mg/L to levels below their respective MCLs. | None, other than those presented elsewhere | Seep treatment cell (STC) pretreatment system influent STC-NES5-IF (upgradient) to STC pretreatment effluent (STC-NES5-EF) (downgradient) is through the central flow path. Data collection for upgradient/downgradient wells is in some instances shifted by 1-2 days. Reporting on effluents from STC-NES5-IF is only considered during the period that effluent from the pretreatment is available for comparison (June 2019-Oct 2021). ND = non detect. ND value is 0.002 mg/L
Final Treatability Study Findings Report Field-Scale Permeable Reactive Barrier Pilot Study Conda/Woodall Mountain Mine | Conda/Woodall Mountain Mine | IDN001002862 | N/A | N/A | STC-NES5-IF | Former mining site | Permeable reactive barrier (PRB) with seep treatment cell pre-treatment | Passive | Permeable reactive barrier (PRB) | Pre-treatment | Overburden pile in the headwaters areas of Pedro Creek | Y | STC (pretreatment) | Specific technologies not specified. PRB is chemical and microbially mediated processes that reduce selenate to selenite and then selenium. Treatment media includes a carbon source (i.e. woodchips), alfalfa hay, and inert sand. Seep treatment cell is pre-treatment cell with treatment media. | Access to the groundwater table is needed. Trench excavated through water-bearing zones of alluvial deposits and into underlying weathered bedrock. | Pilot | 2018-2021, modifications made in 2019 to address seepage | Chromium | Cr, total | mg/L | N | N/A | 0.0937 | 0.0035 | 96.2647 | [9 empty] | 0.0546 | 2020 - 2021 Average, from operational period, not whole dataset | Data not provided | Data not provided | 0.003 | 2020 - 2021 Average, from operational period, not whole dataset | Data not provided | Data not provided | Data not provided | Upgradient | 6.86 | 4.26 | mg/L | 9.4 | °C | Data not provided | N/A | Data not provided | N/A | -181.3 | mV | 3329 | µmhos/cm | Turbidity = 33.34 | NTU | data not provided | data not provided | data not provided | data not provided | data not provided | data not provided | Y | Groundwater Comparison value: U.S. EPA MCL 0.1 mg/L Assessment of treatment goals based on well-specific averages for 2020-2021 | No samples were collected at STC-NES5-EF between November 2018 and April 2019. | An insufficient amount of time since completion of the Pilot Study to adequately evaluate lifespan of the treatment media. The change in alkalinity can be used as an indicator of change in the ability of the media to treat selenium. Alkalinity remained relatively similar after 2 years of operation indicating that after 2 years of operation the microbially-mediated chemical reduction of selenium remains similar to the study onset. | Design had insufficient capacity to contain the flux of snow melt in addition to seep water. Soils in the area of the PRB are tight. In the future, when in an layered alluvial system, incorporate a gravel "pressure relief/effluent storage" zone on the downgradient edge to allow for increased ability to receive effluent water and/or flow onto the land surface if capacity is reached. The hydrogeological study was performed during fall low flow conditions as were the excavation and installation of the PRB bench. Additional water zones may be present during different water levels, so future design data collection should include a hydrogeological investigation in the spring to better characterize flux and water bearing zones in the aquifer during high water conditions. The PRB increased Ar, Fe, Mn and Ur due to eroded overburden material in the lenses on the walls of the excavation and from the seep and sedimentation basin sediments transferred to the PRB. Oxidizing conditions favorable to mobilization of Ur exist when ORP is above -200 mV. Bicarbonate that is likely dominant in the near neutral pH conditions in the vicinity of the PRB can enhance Ur mobility. Redox cycling from fluctuating water table can cause Ur mobilization. Heterogeneity of groundwater inflow along the trench, contact with runoff of mine materials, and microbial activity all contribute to factors affecting degree of treatment within the PRB. The incorporation of the Pilot Study into a potential remedy for the Pedro Creek Sub-Basin, at its current scale and in absence of other actions, may require some modifications to facilitate handling of high spring inflows and additional treatment to address the transport of released uranium into the shallow groundwater and surface water. | Operation and maintenance cost, including remote monitoring (e.g., transducers, telemetry, and cameras) and performance monitoring (e.g., sampling, analysis, and reporting), ranges between $20,000 to $40,000 per month. The capital cost for the construction of the PRB and STC was approximately $1.2M including the media, trenching, infiltration gallery, cover, and stormwater controls, or roughly $180/cubic yard of reactive media (1,200 cubic yards for the PRB and 5,500 cubic yards for the STC). | System is seep treatment cell effluent to PRB. Treatment media: 50% granular support media, 12.5% chopped alfalfa hay, 37.5% woodchips/shavings. Average hydraulic conductivity of 8.8-116.2 ft/day in the media. Trench excavated to dry, silty-clay, weathered Dinwoody Formation material to prevent groundwater flow from bypassing under the PRB. Eroded overburden was encountered. Media placed to a depth of 2 ft bgs, covered by non-woven geotextile and 2 ft of Dinwoody Formation material. Infiltration gallery was constructed upgradient to the PRB, and overburden was encountered. Infiltration gallery was overexcavated and compacted Dinwoody Formation materials were used on the base and sidewalls to reduce water contact with the overburden. It was backfilled with coarse drain rock and covered with non-woven geotextile and Dinwoody Formation material. PRB is relatively easy to implement with readily available material and equipment but using the technology to treat seeps or shallow groundwater in close proximity to overburden disposal piles should be approached with caution. The presence of run-of-mine shales in and around excavations contributes to mobilization of unwanted constituents (e.g. arsenic, uranium) | The objectives for the Pilot Study are consistent with the preliminary Remedial Action Objectives (RAOs) for groundwater remedies at Conda. Based on observations from the 2019 and 2020 monitoring, modifications were made to the Pilot Study in fall of 2020. In coordination with the Agencies, it was decided that the modification will require further monitoring in 2021 to fully meet the Pilot Study objectives. 2018-2019 start up period had differing conditions from 2020-2021, and the conditions were not considered representative of long term trends, but reflect the capability of the media to rapidly reach redox and geochemical conditions that facilitate microbially mediated reduction. 2020-2021 are operational conditions. The treatment media contributes to total Ar, Fe and Mn concentrations above the MCLs and drinking water standards. Data indicate that the treatment media in the Seep Treatment Cell and PRB is capable of treating water entering the system with total Se concentrations as high as 6.87 mg/L as well as total Cd concentrations up to 0.00847 mg/L to levels below their respective MCLs. | None, other than those presented elsewhere | Seep treatment cell (STC) pretreatment system influent STC-NES5-IF (upgradient) to STC pretreatment effluent (STC-NES5-EF) (downgradient) is through the central flow path. Data collection for upgradient/downgradient wells is in some instances shifted by 1-2 days. Reporting on effluents from STC-NES5-IF is only considered during the period that effluent from the pretreatment is available for comparison (June 2019-Oct 2021)
Final Treatability Study Findings Report Field-Scale Permeable Reactive Barrier Pilot Study Conda/Woodall Mountain Mine | Conda/Woodall Mountain Mine | IDN001002862 | N/A | N/A | STC-NES5-IF | Former mining site | Permeable reactive barrier (PRB) with seep treatment cell pre-treatment | Passive | Permeable reactive barrier (PRB) | Pre-treatment | Overburden pile in the headwaters areas of Pedro Creek | Y | STC (pretreatment) | Specific technologies not specified. PRB is chemical and microbially mediated processes that reduce selenate to selenite and then selenium. Treatment media includes a carbon source (i.e. woodchips), alfalfa hay, and inert sand. Seep treatment cell is pre-treatment cell with treatment media. | Access to the groundwater table is needed. Trench excavated through water-bearing zones of alluvial deposits and into underlying weathered bedrock. | Pilot | 2018-2021, modifications made in 2019 to address seepage | Chromium | Cr, dissolved | mg/L | N | N/A |  |  |  | 0.0026 | 0.0086 | -230.7692 | [6 empty] | 0.005 | 2020 - 2021 Average, from operational period, not whole dataset | Data not provided | Data not provided | 0.0023 | 2020 - 2021 Average, from operational period, not whole dataset | Data not provided | Data not provided | Data not provided | Upgradient | 6.96 | 4.51 | mg/L | 10.4 | °C | Data not provided | N/A | Data not provided | N/A | -68.2 | mV | 3089 | µmhos/cm | Turbidity = 187 | NTU | data not provided | data not provided | data not provided | data not provided | data not provided | data not provided | N/A | No groundwater comparison value | No samples were collected at STC-NES5-EF between November 2018 and April 2019. | An insufficient amount of time since completion of the Pilot Study to adequately evaluate lifespan of the treatment media. The change in alkalinity can be used as an indicator of change in the ability of the media to treat selenium. Alkalinity remained relatively similar after 2 years of operation indicating that after 2 years of operation the microbially-mediated chemical reduction of selenium remains similar to the study onset. | Design had insufficient capacity to contain the flux of snow melt in addition to seep water. Soils in the area of the PRB are tight. In the future, when in an layered alluvial system, incorporate a gravel "pressure relief/effluent storage" zone on the downgradient edge to allow for increased ability to receive effluent water and/or flow onto the land surface if capacity is reached. The hydrogeological study was performed during fall low flow conditions as were the excavation and installation of the PRB bench. Additional water zones may be present during different water levels, so future design data collection should include a hydrogeological investigation in the spring to better characterize flux and water bearing zones in the aquifer during high water conditions. The PRB increased Ar, Fe, Mn and Ur due to eroded overburden material in the lenses on the walls of the excavation and from the seep and sedimentation basin sediments transferred to the PRB. Oxidizing conditions favorable to mobilization of Ur exist when ORP is above -200 mV. Bicarbonate that is likely dominant in the near neutral pH conditions in the vicinity of the PRB can enhance Ur mobility. Redox cycling from fluctuating water table can cause Ur mobilization. Heterogeneity of groundwater inflow along the trench, contact with runoff of mine materials, and microbial activity all contribute to factors affecting degree of treatment within the PRB. The incorporation of the Pilot Study into a potential remedy for the Pedro Creek Sub-Basin, at its current scale and in absence of other actions, may require some modifications to facilitate handling of high spring inflows and additional treatment to address the transport of released uranium into the shallow groundwater and surface water. | Operation and maintenance cost, including remote monitoring (e.g., transducers, telemetry, and cameras) and performance monitoring (e.g., sampling, analysis, and reporting), ranges between $20,000 to $40,000 per month. The capital cost for the construction of the PRB and STC was approximately $1.2M including the media, trenching, infiltration gallery, cover, and stormwater controls, or roughly $180/cubic yard of reactive media (1,200 cubic yards for the PRB and 5,500 cubic yards for the STC). | System is seep treatment cell effluent to PRB. Treatment media: 50% granular support media, 12.5% chopped alfalfa hay, 37.5% woodchips/shavings. Average hydraulic conductivity of 8.8-116.2 ft/day in the media. Trench excavated to dry, silty-clay, weathered Dinwoody Formation material to prevent groundwater flow from bypassing under the PRB. Eroded overburden was encountered. Media placed to a depth of 2 ft bgs, covered by non-woven geotextile and 2 ft of Dinwoody Formation material. Infiltration gallery was constructed upgradient to the PRB, and overburden was encountered. Infiltration gallery was overexcavated and compacted Dinwoody Formation materials were used on the base and sidewalls to reduce water contact with the overburden. It was backfilled with coarse drain rock and covered with non-woven geotextile and Dinwoody Formation material. PRB is relatively easy to implement with readily available material and equipment but using the technology to treat seeps or shallow groundwater in close proximity to overburden disposal piles should be approached with caution. The presence of run-of-mine shales in and around excavations contributes to mobilization of unwanted constituents (e.g. arsenic, uranium) | The objectives for the Pilot Study are consistent with the preliminary Remedial Action Objectives (RAOs) for groundwater remedies at Conda. Based on observations from the 2019 and 2020 monitoring, modifications were made to the Pilot Study in fall of 2020. In coordination with the Agencies, it was decided that the modification will require further monitoring in 2021 to fully meet the Pilot Study objectives. 2018-2019 start up period had differing conditions from 2020-2021, and the conditions were not considered representative of long term trends, but reflect the capability of the media to rapidly reach redox and geochemical conditions that facilitate microbially mediated reduction. 2020-2021 are operational conditions. The treatment media contributes to total Ar, Fe and Mn concentrations above the MCLs and drinking water standards. Data indicate that the treatment media in the Seep Treatment Cell and PRB is capable of treating water entering the system with total Se concentrations as high as 6.87 mg/L as well as total Cd concentrations up to 0.00847 mg/L to levels below their respective MCLs. | None, other than those presented elsewhere | Seep treatment cell (STC) pretreatment system influent STC-NES5-IF (upgradient) to STC pretreatment effluent (STC-NES5-EF) (downgradient) is through the central flow path. Data collection for upgradient/downgradient wells is in some instances shifted by 1-2 days. Reporting on effluents from STC-NES5-IF is only considered during the period that effluent from the pretreatment is available for comparison (June 2019-Oct 2021)
Final Treatability Study Findings Report Field-Scale Permeable Reactive Barrier Pilot Study Conda/Woodall Mountain Mine | Conda/Woodall Mountain Mine | IDN001002862 | N/A | N/A | STC-NES5-IF | Former mining site | Permeable reactive barrier (PRB) with seep treatment cell pre-treatment | Passive | Permeable reactive barrier (PRB) | Pre-treatment | Overburden pile in the headwaters areas of Pedro Creek | Y | STC (pretreatment) | Specific technologies not specified. PRB is chemical and microbially mediated processes that reduce selenate to selenite and then selenium. Treatment media includes a carbon source (i.e. woodchips), alfalfa hay, and inert sand. Seep treatment cell is pre-treatment cell with treatment media. | Access to the groundwater table is needed. Trench excavated through water-bearing zones of alluvial deposits and into underlying weathered bedrock. | Pilot | 2018-2021, modifications made in 2019 to address seepage | Chromium | Cr, total | mg/L | N | N/A |  |  |  | 0.0054 | 0.0054 | 0 | [6 empty] | 0.0546 | 2020 - 2021 Average, from operational period, not whole dataset | Data not provided | Data not provided | 0.003 | 2020 - 2021 Average, from operational period, not whole dataset | Data not provided | Data not provided | Data not provided | Upgradient | 6.85 | 5.72 | mg/L | 11.73 | °C | Data not provided | N/A | Data not provided | N/A | 131.5 | mV | 3382.2 | µmhos/cm | None | N/A | data not provided | data not provided | data not provided | data not provided | data not provided | data not provided | Y | Groundwater Comparison value: U.S. EPA MCL 0.1 mg/L Assessment of treatment goals based on well-specific averages for 2020-2021 | No samples were collected at STC-NES5-EF between November 2018 and April 2019. | An insufficient amount of time since completion of the Pilot Study to adequately evaluate lifespan of the treatment media. The change in alkalinity can be used as an indicator of change in the ability of the media to treat selenium. Alkalinity remained relatively similar after 2 years of operation indicating that after 2 years of operation the microbially-mediated chemical reduction of selenium remains similar to the study onset. | Design had insufficient capacity to contain the flux of snow melt in addition to seep water. Soils in the area of the PRB are tight. In the future, when in an layered alluvial system, incorporate a gravel "pressure relief/effluent storage" zone on the downgradient edge to allow for increased ability to receive effluent water and/or flow onto the land surface if capacity is reached. The hydrogeological study was performed during fall low flow conditions as were the excavation and installation of the PRB bench. Additional water zones may be present during different water levels, so future design data collection should include a hydrogeological investigation in the spring to better characterize flux and water bearing zones in the aquifer during high water conditions. The PRB increased Ar, Fe, Mn and Ur due to eroded overburden material in the lenses on the walls of the excavation and from the seep and sedimentation basin sediments transferred to the PRB. Oxidizing conditions favorable to mobilization of Ur exist when ORP is above -200 mV. Bicarbonate that is likely dominant in the near neutral pH conditions in the vicinity of the PRB can enhance Ur mobility. Redox cycling from fluctuating water table can cause Ur mobilization. Heterogeneity of groundwater inflow along the trench, contact with runoff of mine materials, and microbial activity all contribute to factors affecting degree of treatment within the PRB. The incorporation of the Pilot Study into a potential remedy for the Pedro Creek Sub-Basin, at its current scale and in absence of other actions, may require some modifications to facilitate handling of high spring inflows and additional treatment to address the transport of released uranium into the shallow groundwater and surface water. | Operation and maintenance cost, including remote monitoring (e.g., transducers, telemetry, and cameras) and performance monitoring (e.g., sampling, analysis, and reporting), ranges between $20,000 to $40,000 per month. The capital cost for the construction of the PRB and STC was approximately $1.2M including the media, trenching, infiltration gallery, cover, and stormwater controls, or roughly $180/cubic yard of reactive media (1,200 cubic yards for the PRB and 5,500 cubic yards for the STC). | System is seep treatment cell effluent to PRB. Treatment media: 50% granular support media, 12.5% chopped alfalfa hay, 37.5% woodchips/shavings. Average hydraulic conductivity of 8.8-116.2 ft/day in the media. Trench excavated to dry, silty-clay, weathered Dinwoody Formation material to prevent groundwater flow from bypassing under the PRB. Eroded overburden was encountered. Media placed to a depth of 2 ft bgs, covered by non-woven geotextile and 2 ft of Dinwoody Formation material. Infiltration gallery was constructed upgradient to the PRB, and overburden was encountered. Infiltration gallery was overexcavated and compacted Dinwoody Formation materials were used on the base and sidewalls to reduce water contact with the overburden. It was backfilled with coarse drain rock and covered with non-woven geotextile and Dinwoody Formation material. PRB is relatively easy to implement with readily available material and equipment but using the technology to treat seeps or shallow groundwater in close proximity to overburden disposal piles should be approached with caution. The presence of run-of-mine shales in and around excavations contributes to mobilization of unwanted constituents (e.g. arsenic, uranium) | The objectives for the Pilot Study are consistent with the preliminary Remedial Action Objectives (RAOs) for groundwater remedies at Conda. Based on observations from the 2019 and 2020 monitoring, modifications were made to the Pilot Study in fall of 2020. In coordination with the Agencies, it was decided that the modification will require further monitoring in 2021 to fully meet the Pilot Study objectives. 2018-2019 start up period had differing conditions from 2020-2021, and the conditions were not considered representative of long term trends, but reflect the capability of the media to rapidly reach redox and geochemical conditions that facilitate microbially mediated reduction. 2020-2021 are operational conditions. The treatment media contributes to total Ar, Fe and Mn concentrations above the MCLs and drinking water standards. Data indicate that the treatment media in the Seep Treatment Cell and PRB is capable of treating water entering the system with total Se concentrations as high as 6.87 mg/L as well as total Cd concentrations up to 0.00847 mg/L to levels below their respective MCLs. | None, other than those presented elsewhere | Seep treatment cell (STC) pretreatment system influent STC-NES5-IF (upgradient) to STC pretreatment effluent (STC-NES5-EF) (downgradient) is through the central flow path. Data collection for upgradient/downgradient wells is in some instances shifted by 1-2 days. Reporting on effluents from STC-NES5-IF is only considered during the period that effluent from the pretreatment is available for comparison (June 2019-Oct 2021)
Final Treatability Study Findings Report Field-Scale Permeable Reactive Barrier Pilot Study Conda/Woodall Mountain Mine | Conda/Woodall Mountain Mine | IDN001002862 | N/A | N/A | STC-NES5-EF | Former mining site | Permeable reactive barrier (PRB) with seep treatment cell pre-treatment | Passive | Permeable reactive barrier (PRB) | Pre-treatment | Overburden pile in the headwaters areas of Pedro Creek | Y | STC (pretreatment) | Specific technologies not specified. PRB is chemical and microbially mediated processes that reduce selenate to selenite and then selenium. Treatment media includes a carbon source (i.e. woodchips), alfalfa hay, and inert sand. Seep treatment cell is pre-treatment cell with treatment media. | Access to the groundwater table is needed. Trench excavated through water-bearing zones of alluvial deposits and into underlying weathered bedrock. | Pilot | 2018-2021, modifications made in 2019 to address seepage | Chromium | Cr, dissolved | mg/L | N | N/A | [6 empty] | 0.0113 | 0.0048 | -135.4167 |  |  |  | 0.005 | 2020 - 2021 Average, from operational period, not whole dataset | Data not provided | Data not provided | 0.0023 | 2020 - 2021 Average, from operational period, not whole dataset | Data not provided | Data not provided | Data not provided | Downgradient | 6.66 | 0.31 | mg/L | 17.8 | °C | Data not provided | N/A | Data not provided | N/A | -55.9 | mV | 1114.7 | µmhos/cm | Turbidity = 12.7 | NTU | data not provided | data not provided | data not provided | data not provided | data not provided | data not provided | N/A | No groundwater comparison value | No samples were collected at STC-NES5-EF between November 2018 and April 2019. | An insufficient amount of time since completion of the Pilot Study to adequately evaluate lifespan of the treatment media. The change in alkalinity can be used as an indicator of change in the ability of the media to treat selenium. Alkalinity remained relatively similar after 2 years of operation indicating that after 2 years of operation the microbially-mediated chemical reduction of selenium remains similar to the study onset. | Design had insufficient capacity to contain the flux of snow melt in addition to seep water. Soils in the area of the PRB are tight. In the future, when in an layered alluvial system, incorporate a gravel "pressure relief/effluent storage" zone on the downgradient edge to allow for increased ability to receive effluent water and/or flow onto the land surface if capacity is reached. The hydrogeological study was performed during fall low flow conditions as were the excavation and installation of the PRB bench. Additional water zones may be present during different water levels, so future design data collection should include a hydrogeological investigation in the spring to better characterize flux and water bearing zones in the aquifer during high water conditions. The PRB increased Ar, Fe, Mn and Ur due to eroded overburden material in the lenses on the walls of the excavation and from the seep and sedimentation basin sediments transferred to the PRB. Oxidizing conditions favorable to mobilization of Ur exist when ORP is above -200 mV. Bicarbonate that is likely dominant in the near neutral pH conditions in the vicinity of the PRB can enhance Ur mobility. Redox cycling from fluctuating water table can cause Ur mobilization. Heterogeneity of groundwater inflow along the trench, contact with runoff of mine materials, and microbial activity all contribute to factors affecting degree of treatment within the PRB. The incorporation of the Pilot Study into a potential remedy for the Pedro Creek Sub-Basin, at its current scale and in absence of other actions, may require some modifications to facilitate handling of high spring inflows and additional treatment to address the transport of released uranium into the shallow groundwater and surface water. | Operation and maintenance cost, including remote monitoring (e.g., transducers, telemetry, and cameras) and performance monitoring (e.g., sampling, analysis, and reporting), ranges between $20,000 to $40,000 per month. The capital cost for the construction of the PRB and STC was approximately $1.2M including the media, trenching, infiltration gallery, cover, and stormwater controls, or roughly $180/cubic yard of reactive media (1,200 cubic yards for the PRB and 5,500 cubic yards for the STC). | System is seep treatment cell effluent to PRB. Treatment media: 50% granular support media, 12.5% chopped alfalfa hay, 37.5% woodchips/shavings. Average hydraulic conductivity of 8.8-116.2 ft/day in the media. Trench excavated to dry, silty-clay, weathered Dinwoody Formation material to prevent groundwater flow from bypassing under the PRB. Eroded overburden was encountered. Media placed to a depth of 2 ft bgs, covered by non-woven geotextile and 2 ft of Dinwoody Formation material. Infiltration gallery was constructed upgradient to the PRB, and overburden was encountered. Infiltration gallery was overexcavated and compacted Dinwoody Formation materials were used on the base and sidewalls to reduce water contact with the overburden. It was backfilled with coarse drain rock and covered with non-woven geotextile and Dinwoody Formation material. PRB is relatively easy to implement with readily available material and equipment but using the technology to treat seeps or shallow groundwater in close proximity to overburden disposal piles should be approached with caution. The presence of run-of-mine shales in and around excavations contributes to mobilization of unwanted constituents (e.g. arsenic, uranium) | The objectives for the Pilot Study are consistent with the preliminary Remedial Action Objectives (RAOs) for groundwater remedies at Conda. Based on observations from the 2019 and 2020 monitoring, modifications were made to the Pilot Study in fall of 2020. In coordination with the Agencies, it was decided that the modification will require further monitoring in 2021 to fully meet the Pilot Study objectives. 2018-2019 start up period had differing conditions from 2020-2021, and the conditions were not considered representative of long term trends, but reflect the capability of the media to rapidly reach redox and geochemical conditions that facilitate microbially mediated reduction. 2020-2021 are operational conditions. The treatment media contributes to total Ar, Fe and Mn concentrations above the MCLs and drinking water standards. Data indicate that the treatment media in the Seep Treatment Cell and PRB is capable of treating water entering the system with total Se concentrations as high as 6.87 mg/L as well as total Cd concentrations up to 0.00847 mg/L to levels below their respective MCLs. | None, other than those presented elsewhere | Seep treatment cell (STC) pretreatment system influent STC-NES5-IF (upgradient) to STC pretreatment effluent (STC-NES5-EF) (downgradient) is through the central flow path. Data collection for upgradient/downgradient wells is in some instances shifted by 1-2 days. Reporting on effluents from STC-NES5-IF is only considered during the period that effluent from the pretreatment is available for comparison (June 2019-Oct 2021)
Final Treatability Study Findings Report Field-Scale Permeable Reactive Barrier Pilot Study Conda/Woodall Mountain Mine | Conda/Woodall Mountain Mine | IDN001002862 | N/A | N/A | STC-NES5-EF | Former mining site | Permeable reactive barrier (PRB) with seep treatment cell pre-treatment | Passive | Permeable reactive barrier (PRB) | Pre-treatment | Overburden pile in the headwaters areas of Pedro Creek | Y | STC (pretreatment) | Specific technologies not specified. PRB is chemical and microbially mediated processes that reduce selenate to selenite and then selenium. Treatment media includes a carbon source (i.e. woodchips), alfalfa hay, and inert sand. Seep treatment cell is pre-treatment cell with treatment media. | Access to the groundwater table is needed. Trench excavated through water-bearing zones of alluvial deposits and into underlying weathered bedrock. | Pilot | 2018-2021, modifications made in 2019 to address seepage | Chromium | Cr, total | mg/L | N | N/A | [6 empty] | 0.0495 | 0.0251 | -97.2112 |  |  |  | 0.0546 | 2020 - 2021 Average, from operational period, not whole dataset | Data not provided | Data not provided | 0.003 | 2020 - 2021 Average, from operational period, not whole dataset | Data not provided | Data not provided | Data not provided | Downgradient | 7.04 | 0.02 | mg/L | 17.02 | °C | Data not provided | N/A | Data not provided | N/A | -234.9 | mV | 534.32 | µmhos/cm | Turbidity = 164.4 | NTU | data not provided | data not provided | data not provided | data not provided | data not provided | data not provided | Y | Groundwater Comparison value: U.S. EPA MCL 0.1 mg/L Assessment of treatment goals based on well-specific averages for 2020-2021 | No samples were collected at STC-NES5-EF between November 2018 and April 2019. | An insufficient amount of time since completion of the Pilot Study to adequately evaluate lifespan of the treatment media. The change in alkalinity can be used as an indicator of change in the ability of the media to treat selenium. Alkalinity remained relatively similar after 2 years of operation indicating that after 2 years of operation the microbially-mediated chemical reduction of selenium remains similar to the study onset. | Design had insufficient capacity to contain the flux of snow melt in addition to seep water. Soils in the area of the PRB are tight. In the future, when in an layered alluvial system, incorporate a gravel "pressure relief/effluent storage" zone on the downgradient edge to allow for increased ability to receive effluent water and/or flow onto the land surface if capacity is reached. The hydrogeological study was performed during fall low flow conditions as were the excavation and installation of the PRB bench. Additional water zones may be present during different water levels, so future design data collection should include a hydrogeological investigation in the spring to better characterize flux and water bearing zones in the aquifer during high water conditions. The PRB increased Ar, Fe, Mn and Ur due to eroded overburden material in the lenses on the walls of the excavation and from the seep and sedimentation basin sediments transferred to the PRB. Oxidizing conditions favorable to mobilization of Ur exist when ORP is above -200 mV. Bicarbonate that is likely dominant in the near neutral pH conditions in the vicinity of the PRB can enhance Ur mobility. Redox cycling from fluctuating water table can cause Ur mobilization. Heterogeneity of groundwater inflow along the trench, contact with runoff of mine materials, and microbial activity all contribute to factors affecting degree of treatment within the PRB. The incorporation of the Pilot Study into a potential remedy for the Pedro Creek Sub-Basin, at its current scale and in absence of other actions, may require some modifications to facilitate handling of high spring inflows and additional treatment to address the transport of released uranium into the shallow groundwater and surface water. | Operation and maintenance cost, including remote monitoring (e.g., transducers, telemetry, and cameras) and performance monitoring (e.g., sampling, analysis, and reporting), ranges between $20,000 to $40,000 per month. The capital cost for the construction of the PRB and STC was approximately $1.2M including the media, trenching, infiltration gallery, cover, and stormwater controls, or roughly $180/cubic yard of reactive media (1,200 cubic yards for the PRB and 5,500 cubic yards for the STC). | System is seep treatment cell effluent to PRB. Treatment media: 50% granular support media, 12.5% chopped alfalfa hay, 37.5% woodchips/shavings. Average hydraulic conductivity of 8.8-116.2 ft/day in the media. Trench excavated to dry, silty-clay, weathered Dinwoody Formation material to prevent groundwater flow from bypassing under the PRB. Eroded overburden was encountered. Media placed to a depth of 2 ft bgs, covered by non-woven geotextile and 2 ft of Dinwoody Formation material. Infiltration gallery was constructed upgradient to the PRB, and overburden was encountered. Infiltration gallery was overexcavated and compacted Dinwoody Formation materials were used on the base and sidewalls to reduce water contact with the overburden. It was backfilled with coarse drain rock and covered with non-woven geotextile and Dinwoody Formation material. PRB is relatively easy to implement with readily available material and equipment but using the technology to treat seeps or shallow groundwater in close proximity to overburden disposal piles should be approached with caution. The presence of run-of-mine shales in and around excavations contributes to mobilization of unwanted constituents (e.g. arsenic, uranium) | The objectives for the Pilot Study are consistent with the preliminary Remedial Action Objectives (RAOs) for groundwater remedies at Conda. Based on observations from the 2019 and 2020 monitoring, modifications were made to the Pilot Study in fall of 2020. In coordination with the Agencies, it was decided that the modification will require further monitoring in 2021 to fully meet the Pilot Study objectives. 2018-2019 start up period had differing conditions from 2020-2021, and the conditions were not considered representative of long term trends, but reflect the capability of the media to rapidly reach redox and geochemical conditions that facilitate microbially mediated reduction. 2020-2021 are operational conditions. The treatment media contributes to total Ar, Fe and Mn concentrations above the MCLs and drinking water standards. Data indicate that the treatment media in the Seep Treatment Cell and PRB is capable of treating water entering the system with total Se concentrations as high as 6.87 mg/L as well as total Cd concentrations up to 0.00847 mg/L to levels below their respective MCLs. | None, other than those presented elsewhere | Seep treatment cell (STC) pretreatment system influent STC-NES5-IF (upgradient) to STC pretreatment effluent (STC-NES5-EF) (downgradient) is through the central flow path. Data collection for upgradient/downgradient wells is in some instances shifted by 1-2 days. Reporting on effluents from STC-NES5-IF is only considered during the period that effluent from the pretreatment is available for comparison (June 2019-Oct 2021)
Final Treatability Study Findings Report Field-Scale Permeable Reactive Barrier Pilot Study Conda/Woodall Mountain Mine | Conda/Woodall Mountain Mine | IDN001002862 | N/A | N/A | STC-NES5-EF | Former mining site | Permeable reactive barrier (PRB) with seep treatment cell pre-treatment | Passive | Permeable reactive barrier (PRB) | Pre-treatment | Overburden pile in the headwaters areas of Pedro Creek | Y | STC (pretreatment) | Specific technologies not specified. PRB is chemical and microbially mediated processes that reduce selenate to selenite and then selenium. Treatment media includes a carbon source (i.e. woodchips), alfalfa hay, and inert sand. Seep treatment cell is pre-treatment cell with treatment media. | Access to the groundwater table is needed. Trench excavated through water-bearing zones of alluvial deposits and into underlying weathered bedrock. | Pilot | 2018-2021, modifications made in 2019 to address seepage | Chromium | Cr, dissolved | mg/L | N | N/A | [9 empty] | ND | 0.0057–0.0086 | 82.46-88.37 | 0.005 | 2020 - 2021 Average, from operational period, not whole dataset | Data not provided | Data not provided | 0.0023 | 2020 - 2021 Average, from operational period, not whole dataset | Data not provided | Data not provided | Data not provided | Downgradient | 7.01–7.22 | 1.51–4.99 | mg/L | 11.2–24.4 | °C | Data not provided | N/A | Data not provided | N/A | (-)122.6–(-)100.9 | mV | 2,067–2,828 | µmhos/cm | Turbidity = 47–225.61 | NTU | data not provided | data not provided | data not provided | data not provided | data not provided | data not provided | N/A | No groundwater comparison value | No samples were collected at STC-NES5-EF between November 2018 and April 2019. | An insufficient amount of time since completion of the Pilot Study to adequately evaluate lifespan of the treatment media. The change in alkalinity can be used as an indicator of change in the ability of the media to treat selenium. Alkalinity remained relatively similar after 2 years of operation indicating that after 2 years of operation the microbially-mediated chemical reduction of selenium remains similar to the study onset. | Design had insufficient capacity to contain the flux of snow melt in addition to seep water. Soils in the area of the PRB are tight. In the future, when in an layered alluvial system, incorporate a gravel "pressure relief/effluent storage" zone on the downgradient edge to allow for increased ability to receive effluent water and/or flow onto the land surface if capacity is reached. The hydrogeological study was performed during fall low flow conditions as were the excavation and installation of the PRB bench. Additional water zones may be present during different water levels, so future design data collection should include a hydrogeological investigation in the spring to better characterize flux and water bearing zones in the aquifer during high water conditions. The PRB increased Ar, Fe, Mn and Ur due to eroded overburden material in the lenses on the walls of the excavation and from the seep and sedimentation basin sediments transferred to the PRB. Oxidizing conditions favorable to mobilization of Ur exist when ORP is above -200 mV. Bicarbonate that is likely dominant in the near neutral pH conditions in the vicinity of the PRB can enhance Ur mobility. Redox cycling from fluctuating water table can cause Ur mobilization. Heterogeneity of groundwater inflow along the trench, contact with runoff of mine materials, and microbial activity all contribute to factors affecting degree of treatment within the PRB. The incorporation of the Pilot Study into a potential remedy for the Pedro Creek Sub-Basin, at its current scale and in absence of other actions, may require some modifications to facilitate handling of high spring inflows and additional treatment to address the transport of released uranium into the shallow groundwater and surface water. | Operation and maintenance cost, including remote monitoring (e.g., transducers, telemetry, and cameras) and performance monitoring (e.g., sampling, analysis, and reporting), ranges between $20,000 to $40,000 per month. The capital cost for the construction of the PRB and STC was approximately $1.2M including the media, trenching, infiltration gallery, cover, and stormwater controls, or roughly $180/cubic yard of reactive media (1,200 cubic yards for the PRB and 5,500 cubic yards for the STC). | System is seep treatment cell effluent to PRB. Treatment media: 50% granular support media, 12.5% chopped alfalfa hay, 37.5% woodchips/shavings. Average hydraulic conductivity of 8.8-116.2 ft/day in the media. Trench excavated to dry, silty-clay, weathered Dinwoody Formation material to prevent groundwater flow from bypassing under the PRB. Eroded overburden was encountered. Media placed to a depth of 2 ft bgs, covered by non-woven geotextile and 2 ft of Dinwoody Formation material. Infiltration gallery was constructed upgradient to the PRB, and overburden was encountered. Infiltration gallery was overexcavated and compacted Dinwoody Formation materials were used on the base and sidewalls to reduce water contact with the overburden. It was backfilled with coarse drain rock and covered with non-woven geotextile and Dinwoody Formation material. PRB is relatively easy to implement with readily available material and equipment but using the technology to treat seeps or shallow groundwater in close proximity to overburden disposal piles should be approached with caution. The presence of run-of-mine shales in and around excavations contributes to mobilization of unwanted constituents (e.g. arsenic, uranium) | The objectives for the Pilot Study are consistent with the preliminary Remedial Action Objectives (RAOs) for groundwater remedies at Conda. Based on observations from the 2019 and 2020 monitoring, modifications were made to the Pilot Study in fall of 2020. In coordination with the Agencies, it was decided that the modification will require further monitoring in 2021 to fully meet the Pilot Study objectives. 2018-2019 start up period had differing conditions from 2020-2021, and the conditions were not considered representative of long term trends, but reflect the capability of the media to rapidly reach redox and geochemical conditions that facilitate microbially mediated reduction. 2020-2021 are operational conditions. The treatment media contributes to total Ar, Fe and Mn concentrations above the MCLs and drinking water standards. Data indicate that the treatment media in the Seep Treatment Cell and PRB is capable of treating water entering the system with total Se concentrations as high as 6.87 mg/L as well as total Cd concentrations up to 0.00847 mg/L to levels below their respective MCLs. | None, other than those presented elsewhere | Seep treatment cell (STC) pretreatment system influent STC-NES5-IF (upgradient) to STC pretreatment effluent (STC-NES5-EF) (downgradient) is through the central flow path. Data collection for upgradient/downgradient wells is in some instances shifted by 1-2 days. Reporting on effluents from STC-NES5-IF is only considered during the period that effluent from the pretreatment is available for comparison (June 2019-Oct 2021); ND = 0.002
Final Treatability Study Findings Report Field-Scale Permeable Reactive Barrier Pilot Study Conda/Woodall Mountain Mine | Conda/Woodall Mountain Mine | IDN001002862 | N/A | N/A | STC-NES5-EF | Former mining site | Permeable reactive barrier (PRB) with seep treatment cell pre-treatment | Passive | Permeable reactive barrier (PRB) | Pre-treatment | Overburden pile in the headwaters areas of Pedro Creek | Y | STC (pretreatment) | Specific technologies not specified. PRB is chemical and microbially mediated processes that reduce selenate to selenite and then selenium. Treatment media includes a carbon source (i.e. woodchips), alfalfa hay, and inert sand. Seep treatment cell is pre-treatment cell with treatment media. | Access to the groundwater table is needed. Trench excavated through water-bearing zones of alluvial deposits and into underlying weathered bedrock. | Pilot | 2018-2021, modifications made in 2019 to address seepage | Chromium | Cr, total | mg/L | N | N/A | [9 empty] | ND | 0.0937 | 98.9328 | 0.0546 | 2020 - 2021 Average, from operational period, not whole dataset | Data not provided | Data not provided | 0.003 | 2020 - 2021 Average, from operational period, not whole dataset | Data not provided | Data not provided | Data not provided | Downgradient | 7.22 | 4.99 | mg/L | 21.4 | °C | Data not provided | N/A | Data not provided | N/A | -100.9 | mV | 2828 | µmhos/cm | Turbidity = 47 | NTU | data not provided | data not provided | data not provided | data not provided | data not provided | data not provided | Y | Groundwater Comparison value: U.S. EPA MCL 0.1 mg/L Assessment of treatment goals based on well-specific averages for 2020-2021 | No samples were collected at STC-NES5-EF between November 2018 and April 2019. | An insufficient amount of time since completion of the Pilot Study to adequately evaluate lifespan of the treatment media. The change in alkalinity can be used as an indicator of change in the ability of the media to treat selenium. Alkalinity remained relatively similar after 2 years of operation indicating that after 2 years of operation the microbially-mediated chemical reduction of selenium remains similar to the study onset. | Design had insufficient capacity to contain the flux of snow melt in addition to seep water. Soils in the area of the PRB are tight. In the future, when in an layered alluvial system, incorporate a gravel "pressure relief/effluent storage" zone on the downgradient edge to allow for increased ability to receive effluent water and/or flow onto the land surface if capacity is reached. The hydrogeological study was performed during fall low flow conditions as were the excavation and installation of the PRB bench. Additional water zones may be present during different water levels, so future design data collection should include a hydrogeological investigation in the spring to better characterize flux and water bearing zones in the aquifer during high water conditions. The PRB increased Ar, Fe, Mn and Ur due to eroded overburden material in the lenses on the walls of the excavation and from the seep and sedimentation basin sediments transferred to the PRB. Oxidizing conditions favorable to mobilization of Ur exist when ORP is above -200 mV. Bicarbonate that is likely dominant in the near neutral pH conditions in the vicinity of the PRB can enhance Ur mobility. Redox cycling from fluctuating water table can cause Ur mobilization. Heterogeneity of groundwater inflow along the trench, contact with runoff of mine materials, and microbial activity all contribute to factors affecting degree of treatment within the PRB. The incorporation of the Pilot Study into a potential remedy for the Pedro Creek Sub-Basin, at its current scale and in absence of other actions, may require some modifications to facilitate handling of high spring inflows and additional treatment to address the transport of released uranium into the shallow groundwater and surface water. | Operation and maintenance cost, including remote monitoring (e.g., transducers, telemetry, and cameras) and performance monitoring (e.g., sampling, analysis, and reporting), ranges between $20,000 to $40,000 per month. The capital cost for the construction of the PRB and STC was approximately $1.2M including the media, trenching, infiltration gallery, cover, and stormwater controls, or roughly $180/cubic yard of reactive media (1,200 cubic yards for the PRB and 5,500 cubic yards for the STC). | System is seep treatment cell effluent to PRB. Treatment media: 50% granular support media, 12.5% chopped alfalfa hay, 37.5% woodchips/shavings. Average hydraulic conductivity of 8.8-116.2 ft/day in the media. Trench excavated to dry, silty-clay, weathered Dinwoody Formation material to prevent groundwater flow from bypassing under the PRB. Eroded overburden was encountered. Media placed to a depth of 2 ft bgs, covered by non-woven geotextile and 2 ft of Dinwoody Formation material. Infiltration gallery was constructed upgradient to the PRB, and overburden was encountered. Infiltration gallery was overexcavated and compacted Dinwoody Formation materials were used on the base and sidewalls to reduce water contact with the overburden. It was backfilled with coarse drain rock and covered with non-woven geotextile and Dinwoody Formation material. PRB is relatively easy to implement with readily available material and equipment but using the technology to treat seeps or shallow groundwater in close proximity to overburden disposal piles should be approached with caution. The presence of run-of-mine shales in and around excavations contributes to mobilization of unwanted constituents (e.g. arsenic, uranium) | The objectives for the Pilot Study are consistent with the preliminary Remedial Action Objectives (RAOs) for groundwater remedies at Conda. Based on observations from the 2019 and 2020 monitoring, modifications were made to the Pilot Study in fall of 2020. In coordination with the Agencies, it was decided that the modification will require further monitoring in 2021 to fully meet the Pilot Study objectives. 2018-2019 start up period had differing conditions from 2020-2021, and the conditions were not considered representative of long term trends, but reflect the capability of the media to rapidly reach redox and geochemical conditions that facilitate microbially mediated reduction. 2020-2021 are operational conditions. The treatment media contributes to total Ar, Fe and Mn concentrations above the MCLs and drinking water standards. Data indicate that the treatment media in the Seep Treatment Cell and PRB is capable of treating water entering the system with total Se concentrations as high as 6.87 mg/L as well as total Cd concentrations up to 0.00847 mg/L to levels below their respective MCLs. | None, other than those presented elsewhere | Seep treatment cell (STC) pretreatment system influent STC-NES5-IF (upgradient) to STC pretreatment effluent (STC-NES5-EF) (downgradient) is through the central flow path. Data collection for upgradient/downgradient wells is in some instances shifted by 1-2 days. Reporting on effluents from STC-NES5-IF is only considered during the period that effluent from the pretreatment is available for comparison (June 2019-Oct 2021); ND = 0.003
Final Treatability Study Findings Report Field-Scale Permeable Reactive Barrier Pilot Study Conda/Woodall Mountain Mine | Conda/Woodall Mountain Mine | IDN001002862 | N/A | N/A | STC-NES5-IF | Former mining site | Permeable reactive barrier (PRB) with seep treatment cell pre-treatment | Passive | Permeable reactive barrier (PRB) | Pre-treatment | Overburden pile in the headwaters areas of Pedro Creek | Y | STC (pretreatment) | Specific technologies not specified. PRB is chemical and microbially mediated processes that reduce selenate to selenite and then selenium. Treatment media includes a carbon source (i.e. woodchips), alfalfa hay, and inert sand. Seep treatment cell is pre-treatment cell with treatment media. | Access to the groundwater table is needed. Trench excavated through water-bearing zones of alluvial deposits and into underlying weathered bedrock. | Pilot | 2018-2021, modifications made in 2019 to address seepage | Iron | Fe, dissolved | mg/L | N | N/A | 0.657 | 5.74 | -773.6682 | [9 empty] | 0.164 | 2020 - 2021 Average, from operational period, not whole dataset | Data not provided | Data not provided | 9.06 | 2020 - 2021 Average, from operational period, not whole dataset | Data not provided | Data not provided | Data not provided | Upgradient | 6.96 | 4.51 | mg/L | 10.4 | °C | Data not provided | N/A | Data not provided | N/A | -68.2 | mV | 3089 | µmhos/cm | Turbidity = 187 | NTU | data not provided | data not provided | data not provided | data not provided | data not provided | data not provided | N/A | No groundwater comparison value | No samples were collected at STC-NES5-EF between November 2018 and April 2019. | An insufficient amount of time since completion of the Pilot Study to adequately evaluate lifespan of the treatment media. The change in alkalinity can be used as an indicator of change in the ability of the media to treat selenium. Alkalinity remained relatively similar after 2 years of operation indicating that after 2 years of operation the microbially-mediated chemical reduction of selenium remains similar to the study onset. | Design had insufficient capacity to contain the flux of snow melt in addition to seep water. Soils in the area of the PRB are tight. In the future, when in an layered alluvial system, incorporate a gravel "pressure relief/effluent storage" zone on the downgradient edge to allow for increased ability to receive effluent water and/or flow onto the land surface if capacity is reached. The hydrogeological study was performed during fall low flow conditions as were the excavation and installation of the PRB bench. Additional water zones may be present during different water levels, so future design data collection should include a hydrogeological investigation in the spring to better characterize flux and water bearing zones in the aquifer during high water conditions. The PRB increased Ar, Fe, Mn and Ur due to eroded overburden material in the lenses on the walls of the excavation and from the seep and sedimentation basin sediments transferred to the PRB. Oxidizing conditions favorable to mobilization of Ur exist when ORP is above -200 mV. Bicarbonate that is likely dominant in the near neutral pH conditions in the vicinity of the PRB can enhance Ur mobility. Redox cycling from fluctuating water table can cause Ur mobilization. Heterogeneity of groundwater inflow along the trench, contact with runoff of mine materials, and microbial activity all contribute to factors affecting degree of treatment within the PRB. The incorporation of the Pilot Study into a potential remedy for the Pedro Creek Sub-Basin, at its current scale and in absence of other actions, may require some modifications to facilitate handling of high spring inflows and additional treatment to address the transport of released uranium into the shallow groundwater and surface water. | Operation and maintenance cost, including remote monitoring (e.g., transducers, telemetry, and cameras) and performance monitoring (e.g., sampling, analysis, and reporting), ranges between $20,000 to $40,000 per month. The capital cost for the construction of the PRB and STC was approximately $1.2M including the media, trenching, infiltration gallery, cover, and stormwater controls, or roughly $180/cubic yard of reactive media (1,200 cubic yards for the PRB and 5,500 cubic yards for the STC). | System is seep treatment cell effluent to PRB. Treatment media: 50% granular support media, 12.5% chopped alfalfa hay, 37.5% woodchips/shavings. Average hydraulic conductivity of 8.8-116.2 ft/day in the media. Trench excavated to dry, silty-clay, weathered Dinwoody Formation material to prevent groundwater flow from bypassing under the PRB. Eroded overburden was encountered. Media placed to a depth of 2 ft bgs, covered by non-woven geotextile and 2 ft of Dinwoody Formation material. Infiltration gallery was constructed upgradient to the PRB, and overburden was encountered. Infiltration gallery was overexcavated and compacted Dinwoody Formation materials were used on the base and sidewalls to reduce water contact with the overburden. It was backfilled with coarse drain rock and covered with non-woven geotextile and Dinwoody Formation material. PRB is relatively easy to implement with readily available material and equipment but using the technology to treat seeps or shallow groundwater in close proximity to overburden disposal piles should be approached with caution. The presence of run-of-mine shales in and around excavations contributes to mobilization of unwanted constituents (e.g. arsenic, uranium) | The objectives for the Pilot Study are consistent with the preliminary Remedial Action Objectives (RAOs) for groundwater remedies at Conda. Based on observations from the 2019 and 2020 monitoring, modifications were made to the Pilot Study in fall of 2020. In coordination with the Agencies, it was decided that the modification will require further monitoring in 2021 to fully meet the Pilot Study objectives. 2018-2019 start up period had differing conditions from 2020-2021, and the conditions were not considered representative of long term trends, but reflect the capability of the media to rapidly reach redox and geochemical conditions that facilitate microbially mediated reduction. 2020-2021 are operational conditions. The treatment media contributes to total Ar, Fe and Mn concentrations above the MCLs and drinking water standards. Data indicate that the treatment media in the Seep Treatment Cell and PRB is capable of treating water entering the system with total Se concentrations as high as 6.87 mg/L as well as total Cd concentrations up to 0.00847 mg/L to levels below their respective MCLs. | None, other than those presented elsewhere | Seep treatment cell (STC) pretreatment system influent STC-NES5-IF (upgradient) to STC pretreatment effluent (STC-NES5-EF) (downgradient) is through the central flow path. Data collection for upgradient/downgradient wells is in some instances shifted by 1-2 days. Reporting on effluents from STC-NES5-IF is only considered during the period that effluent from the pretreatment is available for comparison (June 2019-Oct 2021)
Final Treatability Study Findings Report Field-Scale Permeable Reactive Barrier Pilot Study Conda/Woodall Mountain Mine | Conda/Woodall Mountain Mine | IDN001002862 | N/A | N/A | STC-NES5-IF | Former mining site | Permeable reactive barrier (PRB) with seep treatment cell pre-treatment | Passive | Permeable reactive barrier (PRB) | Pre-treatment | Overburden pile in the headwaters areas of Pedro Creek | Y | STC (pretreatment) | Specific technologies not specified. PRB is chemical and microbially mediated processes that reduce selenate to selenite and then selenium. Treatment media includes a carbon source (i.e. woodchips), alfalfa hay, and inert sand. Seep treatment cell is pre-treatment cell with treatment media. | Access to the groundwater table is needed. Trench excavated through water-bearing zones of alluvial deposits and into underlying weathered bedrock. | Pilot | 2018-2021, modifications made in 2019 to address seepage | Iron | Fe, total | mg/L | N | N/A | 10.7 | 9.7 | 9.3458 | [9 empty] | 6.34 | 2020 - 2021 Average, from operational period, not whole dataset | Data not provided | Data not provided | 10.3 | 2020 - 2021 Average, from operational period, not whole dataset | Data not provided | Data not provided | Data not provided | Upgradient | 6.96 | 4.51 | mg/L | 10.4 | °C | Data not provided | N/A | Data not provided | N/A | -68.2 | mV | 3089 | µmhos/cm | Turbidity = 187 | NTU | data not provided | data not provided | data not provided | data not provided | data not provided | data not provided | N | Groundwater Comparison Value: U.S. EPA Secondary Drinking Water Standard 0.3 mg/L Assessment of treatment goals based on well-specific averages for 2020-2021 | No samples were collected at STC-NES5-EF between November 2018 and April 2019. | An insufficient amount of time since completion of the Pilot Study to adequately evaluate lifespan of the treatment media. The change in alkalinity can be used as an indicator of change in the ability of the media to treat selenium. Alkalinity remained relatively similar after 2 years of operation indicating that after 2 years of operation the microbially-mediated chemical reduction of selenium remains similar to the study onset. | Design had insufficient capacity to contain the flux of snow melt in addition to seep water. Soils in the area of the PRB are tight. In the future, when in an layered alluvial system, incorporate a gravel "pressure relief/effluent storage" zone on the downgradient edge to allow for increased ability to receive effluent water and/or flow onto the land surface if capacity is reached. The hydrogeological study was performed during fall low flow conditions as were the excavation and installation of the PRB bench. Additional water zones may be present during different water levels, so future design data collection should include a hydrogeological investigation in the spring to better characterize flux and water bearing zones in the aquifer during high water conditions. The PRB increased Ar, Fe, Mn and Ur due to eroded overburden material in the lenses on the walls of the excavation and from the seep and sedimentation basin sediments transferred to the PRB. Oxidizing conditions favorable to mobilization of Ur exist when ORP is above -200 mV. Bicarbonate that is likely dominant in the near neutral pH conditions in the vicinity of the PRB can enhance Ur mobility. Redox cycling from fluctuating water table can cause Ur mobilization. Heterogeneity of groundwater inflow along the trench, contact with runoff of mine materials, and microbial activity all contribute to factors affecting degree of treatment within the PRB. The incorporation of the Pilot Study into a potential remedy for the Pedro Creek Sub-Basin, at its current scale and in absence of other actions, may require some modifications to facilitate handling of high spring inflows and additional treatment to address the transport of released uranium into the shallow groundwater and surface water. | Operation and maintenance cost, including remote monitoring (e.g., transducers, telemetry, and cameras) and performance monitoring (e.g., sampling, analysis, and reporting), ranges between $20,000 to $40,000 per month. The capital cost for the construction of the PRB and STC was approximately $1.2M including the media, trenching, infiltration gallery, cover, and stormwater controls, or roughly $180/cubic yard of reactive media (1,200 cubic yards for the PRB and 5,500 cubic yards for the STC). | System is seep treatment cell effluent to PRB. Treatment media: 50% granular support media, 12.5% chopped alfalfa hay, 37.5% woodchips/shavings. Average hydraulic conductivity of 8.8-116.2 ft/day in the media. Trench excavated to dry, silty-clay, weathered Dinwoody Formation material to prevent groundwater flow from bypassing under the PRB. Eroded overburden was encountered. Media placed to a depth of 2 ft bgs, covered by non-woven geotextile and 2 ft of Dinwoody Formation material. Infiltration gallery was constructed upgradient to the PRB, and overburden was encountered. Infiltration gallery was overexcavated and compacted Dinwoody Formation materials were used on the base and sidewalls to reduce water contact with the overburden. It was backfilled with coarse drain rock and covered with non-woven geotextile and Dinwoody Formation material. PRB is relatively easy to implement with readily available material and equipment but using the technology to treat seeps or shallow groundwater in close proximity to overburden disposal piles should be approached with caution. The presence of run-of-mine shales in and around excavations contributes to mobilization of unwanted constituents (e.g. arsenic, uranium) | The objectives for the Pilot Study are consistent with the preliminary Remedial Action Objectives (RAOs) for groundwater remedies at Conda. Based on observations from the 2019 and 2020 monitoring, modifications were made to the Pilot Study in fall of 2020. In coordination with the Agencies, it was decided that the modification will require further monitoring in 2021 to fully meet the Pilot Study objectives. 2018-2019 start up period had differing conditions from 2020-2021, and the conditions were not considered representative of long term trends, but reflect the capability of the media to rapidly reach redox and geochemical conditions that facilitate microbially mediated reduction. 2020-2021 are operational conditions. The treatment media contributes to total Ar, Fe and Mn concentrations above the MCLs and drinking water standards. Data indicate that the treatment media in the Seep Treatment Cell and PRB is capable of treating water entering the system with total Se concentrations as high as 6.87 mg/L as well as total Cd concentrations up to 0.00847 mg/L to levels below their respective MCLs. | None, other than those presented elsewhere | Seep treatment cell (STC) pretreatment system influent STC-NES5-IF (upgradient) to STC pretreatment effluent (STC-NES5-EF) (downgradient) is through the central flow path. Data collection for upgradient/downgradient wells is in some instances shifted by 1-2 days. Reporting on effluents from STC-NES5-IF is only considered during the period that effluent from the pretreatment is available for comparison (June 2019-Oct 2021)
Final Treatability Study Findings Report Field-Scale Permeable Reactive Barrier Pilot Study Conda/Woodall Mountain Mine | Conda/Woodall Mountain Mine | IDN001002862 | N/A | N/A | STC-NES5-IF | Former mining site | Permeable reactive barrier (PRB) with seep treatment cell pre-treatment | Passive | Permeable reactive barrier (PRB) | Pre-treatment | Overburden pile in the headwaters areas of Pedro Creek | Y | STC (pretreatment) | Specific technologies not specified. PRB is chemical and microbially mediated processes that reduce selenate to selenite and then selenium. Treatment media includes a carbon source (i.e. woodchips), alfalfa hay, and inert sand. Seep treatment cell is pre-treatment cell with treatment media. | Access to the groundwater table is needed. Trench excavated through water-bearing zones of alluvial deposits and into underlying weathered bedrock. | Pilot | 2018-2021, modifications made in 2019 to address seepage | Iron | Fe, dissolved | mg/L | N | N/A |  |  |  | ND | 1.2–65.9 | Not Applicable | [6 empty] | 0.164 | 2020 - 2021 Average, from operational period, not whole dataset | Data not provided | Data not provided | 9.06 | 2020 - 2021 Average, from operational period, not whole dataset | Data not provided | Data not provided | Data not provided | Upgradient | 6.73–6.91 | 2.75–5.9 | mg/L | 9.9–13.77 | °C | Data not provided | N/A | Data not provided | N/A | (-)34.9–198.5 | mV | 3,094.4–3,382.2 | µmhos/cm | Turbidity = 3.18–131.9 | NTU | data not provided | data not provided | data not provided | data not provided | data not provided | data not provided | N/A | No groundwater comparison value | No samples were collected at STC-NES5-EF between November 2018 and April 2019. | An insufficient amount of time since completion of the Pilot Study to adequately evaluate lifespan of the treatment media. The change in alkalinity can be used as an indicator of change in the ability of the media to treat selenium. Alkalinity remained relatively similar after 2 years of operation indicating that after 2 years of operation the microbially-mediated chemical reduction of selenium remains similar to the study onset. | Design had insufficient capacity to contain the flux of snow melt in addition to seep water. Soils in the area of the PRB are tight. In the future, when in an layered alluvial system, incorporate a gravel "pressure relief/effluent storage" zone on the downgradient edge to allow for increased ability to receive effluent water and/or flow onto the land surface if capacity is reached. The hydrogeological study was performed during fall low flow conditions as were the excavation and installation of the PRB bench. Additional water zones may be present during different water levels, so future design data collection should include a hydrogeological investigation in the spring to better characterize flux and water bearing zones in the aquifer during high water conditions. The PRB increased Ar, Fe, Mn and Ur due to eroded overburden material in the lenses on the walls of the excavation and from the seep and sedimentation basin sediments transferred to the PRB. Oxidizing conditions favorable to mobilization of Ur exist when ORP is above -200 mV. Bicarbonate that is likely dominant in the near neutral pH conditions in the vicinity of the PRB can enhance Ur mobility. Redox cycling from fluctuating water table can cause Ur mobilization. Heterogeneity of groundwater inflow along the trench, contact with runoff of mine materials, and microbial activity all contribute to factors affecting degree of treatment within the PRB. The incorporation of the Pilot Study into a potential remedy for the Pedro Creek Sub-Basin, at its current scale and in absence of other actions, may require some modifications to facilitate handling of high spring inflows and additional treatment to address the transport of released uranium into the shallow groundwater and surface water. | Operation and maintenance cost, including remote monitoring (e.g., transducers, telemetry, and cameras) and performance monitoring (e.g., sampling, analysis, and reporting), ranges between $20,000 to $40,000 per month. The capital cost for the construction of the PRB and STC was approximately $1.2M including the media, trenching, infiltration gallery, cover, and stormwater controls, or roughly $180/cubic yard of reactive media (1,200 cubic yards for the PRB and 5,500 cubic yards for the STC). | System is seep treatment cell effluent to PRB. Treatment media: 50% granular support media, 12.5% chopped alfalfa hay, 37.5% woodchips/shavings. Average hydraulic conductivity of 8.8-116.2 ft/day in the media. Trench excavated to dry, silty-clay, weathered Dinwoody Formation material to prevent groundwater flow from bypassing under the PRB. Eroded overburden was encountered. Media placed to a depth of 2 ft bgs, covered by non-woven geotextile and 2 ft of Dinwoody Formation material. Infiltration gallery was constructed upgradient to the PRB, and overburden was encountered. Infiltration gallery was overexcavated and compacted Dinwoody Formation materials were used on the base and sidewalls to reduce water contact with the overburden. It was backfilled with coarse drain rock and covered with non-woven geotextile and Dinwoody Formation material. PRB is relatively easy to implement with readily available material and equipment but using the technology to treat seeps or shallow groundwater in close proximity to overburden disposal piles should be approached with caution. The presence of run-of-mine shales in and around excavations contributes to mobilization of unwanted constituents (e.g. arsenic, uranium) | The objectives for the Pilot Study are consistent with the preliminary Remedial Action Objectives (RAOs) for groundwater remedies at Conda. Based on observations from the 2019 and 2020 monitoring, modifications were made to the Pilot Study in fall of 2020. In coordination with the Agencies, it was decided that the modification will require further monitoring in 2021 to fully meet the Pilot Study objectives. 2018-2019 start up period had differing conditions from 2020-2021, and the conditions were not considered representative of long term trends, but reflect the capability of the media to rapidly reach redox and geochemical conditions that facilitate microbially mediated reduction. 2020-2021 are operational conditions. The treatment media contributes to total Ar, Fe and Mn concentrations above the MCLs and drinking water standards. Data indicate that the treatment media in the Seep Treatment Cell and PRB is capable of treating water entering the system with total Se concentrations as high as 6.87 mg/L as well as total Cd concentrations up to 0.00847 mg/L to levels below their respective MCLs. | None, other than those presented elsewhere | Seep treatment cell (STC) pretreatment system influent STC-NES5-IF (upgradient) to STC pretreatment effluent (STC-NES5-EF) (downgradient) is through the central flow path. Data collection for upgradient/downgradient wells is in some instances shifted by 1-2 days. Reporting on effluents from STC-NES5-IF is only considered during the period that effluent from the pretreatment is available for comparison (June 2019-Oct 2021). ND = non detect. ND value is 0.056-0.06 mg/L
Final Treatability Study Findings Report Field-Scale Permeable Reactive Barrier Pilot Study Conda/Woodall Mountain Mine | Conda/Woodall Mountain Mine | IDN001002862 | N/A | N/A | STC-NES5-IF | Former mining site | Permeable reactive barrier (PRB) with seep treatment cell pre-treatment | Passive | Permeable reactive barrier (PRB) | Pre-treatment | Overburden pile in the headwaters areas of Pedro Creek | Y | STC (pretreatment) | Specific technologies not specified. PRB is chemical and microbially mediated processes that reduce selenate to selenite and then selenium. Treatment media includes a carbon source (i.e. woodchips), alfalfa hay, and inert sand. Seep treatment cell is pre-treatment cell with treatment media. | Access to the groundwater table is needed. Trench excavated through water-bearing zones of alluvial deposits and into underlying weathered bedrock. | Pilot | 2018-2021, modifications made in 2019 to address seepage | Iron | Fe, total | mg/L | N | N/A |  |  |  | 0.09 | 72.5 | -80455.5556 | [6 empty] | 6.34 | 2020 - 2021 Average, from operational period, not whole dataset | Data not provided | Data not provided | 10.3 | 2020 - 2021 Average, from operational period, not whole dataset | Data not provided | Data not provided | Data not provided | Upgradient | 6.83 | 2.85 | mg/L | 13.77 | °C | Data not provided | N/A | Data not provided | N/A | 129.1 | mV | 3094.4 | µmhos/cm | Turbidity = 3.97 | NTU | data not provided | data not provided | data not provided | data not provided | data not provided | data not provided | N | Groundwater Comparison Value: U.S. EPA Secondary Drinking Water Standard 0.3 mg/L Assessment of treatment goals based on well-specific averages for 2020-2021 | No samples were collected at STC-NES5-EF between November 2018 and April 2019. | An insufficient amount of time since completion of the Pilot Study to adequately evaluate lifespan of the treatment media. The change in alkalinity can be used as an indicator of change in the ability of the media to treat selenium. Alkalinity remained relatively similar after 2 years of operation indicating that after 2 years of operation the microbially-mediated chemical reduction of selenium remains similar to the study onset. | Design had insufficient capacity to contain the flux of snow melt in addition to seep water. Soils in the area of the PRB are tight. In the future, when in an layered alluvial system, incorporate a gravel "pressure relief/effluent storage" zone on the downgradient edge to allow for increased ability to receive effluent water and/or flow onto the land surface if capacity is reached. The hydrogeological study was performed during fall low flow conditions as were the excavation and installation of the PRB bench. Additional water zones may be present during different water levels, so future design data collection should include a hydrogeological investigation in the spring to better characterize flux and water bearing zones in the aquifer during high water conditions. The PRB increased Ar, Fe, Mn and Ur due to eroded overburden material in the lenses on the walls of the excavation and from the seep and sedimentation basin sediments transferred to the PRB. Oxidizing conditions favorable to mobilization of Ur exist when ORP is above -200 mV. Bicarbonate that is likely dominant in the near neutral pH conditions in the vicinity of the PRB can enhance Ur mobility. Redox cycling from fluctuating water table can cause Ur mobilization. Heterogeneity of groundwater inflow along the trench, contact with runoff of mine materials, and microbial activity all contribute to factors affecting degree of treatment within the PRB. The incorporation of the Pilot Study into a potential remedy for the Pedro Creek Sub-Basin, at its current scale and in absence of other actions, may require some modifications to facilitate handling of high spring inflows and additional treatment to address the transport of released uranium into the shallow groundwater and surface water. | Operation and maintenance cost, including remote monitoring (e.g., transducers, telemetry, and cameras) and performance monitoring (e.g., sampling, analysis, and reporting), ranges between $20,000 to $40,000 per month. The capital cost for the construction of the PRB and STC was approximately $1.2M including the media, trenching, infiltration gallery, cover, and stormwater controls, or roughly $180/cubic yard of reactive media (1,200 cubic yards for the PRB and 5,500 cubic yards for the STC). | System is seep treatment cell effluent to PRB. Treatment media: 50% granular support media, 12.5% chopped alfalfa hay, 37.5% woodchips/shavings. Average hydraulic conductivity of 8.8-116.2 ft/day in the media. Trench excavated to dry, silty-clay, weathered Dinwoody Formation material to prevent groundwater flow from bypassing under the PRB. Eroded overburden was encountered. Media placed to a depth of 2 ft bgs, covered by non-woven geotextile and 2 ft of Dinwoody Formation material. Infiltration gallery was constructed upgradient to the PRB, and overburden was encountered. Infiltration gallery was overexcavated and compacted Dinwoody Formation materials were used on the base and sidewalls to reduce water contact with the overburden. It was backfilled with coarse drain rock and covered with non-woven geotextile and Dinwoody Formation material. PRB is relatively easy to implement with readily available material and equipment but using the technology to treat seeps or shallow groundwater in close proximity to overburden disposal piles should be approached with caution. The presence of run-of-mine shales in and around excavations contributes to mobilization of unwanted constituents (e.g. arsenic, uranium) | The objectives for the Pilot Study are consistent with the preliminary Remedial Action Objectives (RAOs) for groundwater remedies at Conda. Based on observations from the 2019 and 2020 monitoring, modifications were made to the Pilot Study in fall of 2020. In coordination with the Agencies, it was decided that the modification will require further monitoring in 2021 to fully meet the Pilot Study objectives. 2018-2019 start up period had differing conditions from 2020-2021, and the conditions were not considered representative of long term trends, but reflect the capability of the media to rapidly reach redox and geochemical conditions that facilitate microbially mediated reduction. 2020-2021 are operational conditions. The treatment media contributes to total Ar, Fe and Mn concentrations above the MCLs and drinking water standards. Data indicate that the treatment media in the Seep Treatment Cell and PRB is capable of treating water entering the system with total Se concentrations as high as 6.87 mg/L as well as total Cd concentrations up to 0.00847 mg/L to levels below their respective MCLs. | None, other than those presented elsewhere | Seep treatment cell (STC) pretreatment system influent STC-NES5-IF (upgradient) to STC pretreatment effluent (STC-NES5-EF) (downgradient) is through the central flow path. Data collection for upgradient/downgradient wells is in some instances shifted by 1-2 days. Reporting on effluents from STC-NES5-IF is only considered during the period that effluent from the pretreatment is available for comparison (June 2019-Oct 2021)
Final Treatability Study Findings Report Field-Scale Permeable Reactive Barrier Pilot Study Conda/Woodall Mountain Mine | Conda/Woodall Mountain Mine | IDN001002862 | N/A | N/A | STC-NES5-EF | Former mining site | Permeable reactive barrier (PRB) with seep treatment cell pre-treatment | Passive | Permeable reactive barrier (PRB) | Pre-treatment | Overburden pile in the headwaters areas of Pedro Creek | Y | STC (pretreatment) | Specific technologies not specified. PRB is chemical and microbially mediated processes that reduce selenate to selenite and then selenium. Treatment media includes a carbon source (i.e. woodchips), alfalfa hay, and inert sand. Seep treatment cell is pre-treatment cell with treatment media. | Access to the groundwater table is needed. Trench excavated through water-bearing zones of alluvial deposits and into underlying weathered bedrock. | Pilot | 2018-2021, modifications made in 2019 to address seepage | Iron | Fe, dissolved | mg/L | N | N/A | [6 empty] | 84 | 0.278 | -30115.8273 |  |  |  | 0.164 | 2020 - 2021 Average, from operational period, not whole dataset | Data not provided | Data not provided | 9.06 | 2020 - 2021 Average, from operational period, not whole dataset | Data not provided | Data not provided | Data not provided | Downgradient | 7.04 | 0.02 | mg/L | 17.02 | °C | Data not provided | N/A | Data not provided | N/A | -234.9 | mV | 534.32 | µmhos/cm | Turbidity = 164.4 | NTU | data not provided | data not provided | data not provided | data not provided | data not provided | data not provided | N/A | No groundwater comparison value | No samples were collected at STC-NES5-EF between November 2018 and April 2019. | An insufficient amount of time since completion of the Pilot Study to adequately evaluate lifespan of the treatment media. The change in alkalinity can be used as an indicator of change in the ability of the media to treat selenium. Alkalinity remained relatively similar after 2 years of operation indicating that after 2 years of operation the microbially-mediated chemical reduction of selenium remains similar to the study onset. | Design had insufficient capacity to contain the flux of snow melt in addition to seep water. Soils in the area of the PRB are tight. In the future, when in an layered alluvial system, incorporate a gravel "pressure relief/effluent storage" zone on the downgradient edge to allow for increased ability to receive effluent water and/or flow onto the land surface if capacity is reached. The hydrogeological study was performed during fall low flow conditions as were the excavation and installation of the PRB bench. Additional water zones may be present during different water levels, so future design data collection should include a hydrogeological investigation in the spring to better characterize flux and water bearing zones in the aquifer during high water conditions. The PRB increased Ar, Fe, Mn and Ur due to eroded overburden material in the lenses on the walls of the excavation and from the seep and sedimentation basin sediments transferred to the PRB. Oxidizing conditions favorable to mobilization of Ur exist when ORP is above -200 mV. Bicarbonate that is likely dominant in the near neutral pH conditions in the vicinity of the PRB can enhance Ur mobility. Redox cycling from fluctuating water table can cause Ur mobilization. Heterogeneity of groundwater inflow along the trench, contact with runoff of mine materials, and microbial activity all contribute to factors affecting degree of treatment within the PRB. The incorporation of the Pilot Study into a potential remedy for the Pedro Creek Sub-Basin, at its current scale and in absence of other actions, may require some modifications to facilitate handling of high spring inflows and additional treatment to address the transport of released uranium into the shallow groundwater and surface water. | Operation and maintenance cost, including remote monitoring (e.g., transducers, telemetry, and cameras) and performance monitoring (e.g., sampling, analysis, and reporting), ranges between $20,000 to $40,000 per month. The capital cost for the construction of the PRB and STC was approximately $1.2M including the media, trenching, infiltration gallery, cover, and stormwater controls, or roughly $180/cubic yard of reactive media (1,200 cubic yards for the PRB and 5,500 cubic yards for the STC). | System is seep treatment cell effluent to PRB. Treatment media: 50% granular support media, 12.5% chopped alfalfa hay, 37.5% woodchips/shavings. Average hydraulic conductivity of 8.8-116.2 ft/day in the media. Trench excavated to dry, silty-clay, weathered Dinwoody Formation material to prevent groundwater flow from bypassing under the PRB. Eroded overburden was encountered. Media placed to a depth of 2 ft bgs, covered by non-woven geotextile and 2 ft of Dinwoody Formation material. Infiltration gallery was constructed upgradient to the PRB, and overburden was encountered. Infiltration gallery was overexcavated and compacted Dinwoody Formation materials were used on the base and sidewalls to reduce water contact with the overburden. It was backfilled with coarse drain rock and covered with non-woven geotextile and Dinwoody Formation material. PRB is relatively easy to implement with readily available material and equipment but using the technology to treat seeps or shallow groundwater in close proximity to overburden disposal piles should be approached with caution. The presence of run-of-mine shales in and around excavations contributes to mobilization of unwanted constituents (e.g. arsenic, uranium) | The objectives for the Pilot Study are consistent with the preliminary Remedial Action Objectives (RAOs) for groundwater remedies at Conda. Based on observations from the 2019 and 2020 monitoring, modifications were made to the Pilot Study in fall of 2020. In coordination with the Agencies, it was decided that the modification will require further monitoring in 2021 to fully meet the Pilot Study objectives. 2018-2019 start up period had differing conditions from 2020-2021, and the conditions were not considered representative of long term trends, but reflect the capability of the media to rapidly reach redox and geochemical conditions that facilitate microbially mediated reduction. 2020-2021 are operational conditions. The treatment media contributes to total Ar, Fe and Mn concentrations above the MCLs and drinking water standards. Data indicate that the treatment media in the Seep Treatment Cell and PRB is capable of treating water entering the system with total Se concentrations as high as 6.87 mg/L as well as total Cd concentrations up to 0.00847 mg/L to levels below their respective MCLs. | None, other than those presented elsewhere | Seep treatment cell (STC) pretreatment system influent STC-NES5-IF (upgradient) to STC pretreatment effluent (STC-NES5-EF) (downgradient) is through the central flow path. Data collection for upgradient/downgradient wells is in some instances shifted by 1-2 days. Reporting on effluents from STC-NES5-IF is only considered during the period that effluent from the pretreatment is available for comparison (June 2019-Oct 2021)
Final Treatability Study Findings Report Field-Scale Permeable Reactive Barrier Pilot Study Conda/Woodall Mountain Mine | Conda/Woodall Mountain Mine | IDN001002862 | N/A | N/A | STC-NES5-EF | Former mining site | Permeable reactive barrier (PRB) with seep treatment cell pre-treatment | Passive | Permeable reactive barrier (PRB) | Pre-treatment | Overburden pile in the headwaters areas of Pedro Creek | Y | STC (pretreatment) | Specific technologies not specified. PRB is chemical and microbially mediated processes that reduce selenate to selenite and then selenium. Treatment media includes a carbon source (i.e. woodchips), alfalfa hay, and inert sand. Seep treatment cell is pre-treatment cell with treatment media. | Access to the groundwater table is needed. Trench excavated through water-bearing zones of alluvial deposits and into underlying weathered bedrock. | Pilot | 2018-2021, modifications made in 2019 to address seepage | Iron | Fe, total | mg/L | N | N/A | [6 empty] | 392 | 2.23 | -17478.4753 |  |  |  | 6.34 | 2020 - 2021 Average, from operational period, not whole dataset | Data not provided | Data not provided | 10.3 | 2020 - 2021 Average, from operational period, not whole dataset | Data not provided | Data not provided | Data not provided | Downgradient | 7.04 | 0.02 | mg/L | 17.02 | °C | Data not provided | N/A | Data not provided | N/A | -234.9 | mV | 534.32 | µmhos/cm | Turbidity = 164.4 | NTU | data not provided | data not provided | data not provided | data not provided | data not provided | data not provided | N | Groundwater Comparison Value: U.S. EPA Secondary Drinking Water Standard 0.3 mg/L Assessment of treatment goals based on well-specific averages for 2020-2021 | No samples were collected at STC-NES5-EF between November 2018 and April 2019. | An insufficient amount of time since completion of the Pilot Study to adequately evaluate lifespan of the treatment media. The change in alkalinity can be used as an indicator of change in the ability of the media to treat selenium. Alkalinity remained relatively similar after 2 years of operation indicating that after 2 years of operation the microbially-mediated chemical reduction of selenium remains similar to the study onset. | Design had insufficient capacity to contain the flux of snow melt in addition to seep water. Soils in the area of the PRB are tight. In the future, when in an layered alluvial system, incorporate a gravel "pressure relief/effluent storage" zone on the downgradient edge to allow for increased ability to receive effluent water and/or flow onto the land surface if capacity is reached. The hydrogeological study was performed during fall low flow conditions as were the excavation and installation of the PRB bench. Additional water zones may be present during different water levels, so future design data collection should include a hydrogeological investigation in the spring to better characterize flux and water bearing zones in the aquifer during high water conditions. The PRB increased Ar, Fe, Mn and Ur due to eroded overburden material in the lenses on the walls of the excavation and from the seep and sedimentation basin sediments transferred to the PRB. Oxidizing conditions favorable to mobilization of Ur exist when ORP is above -200 mV. Bicarbonate that is likely dominant in the near neutral pH conditions in the vicinity of the PRB can enhance Ur mobility. Redox cycling from fluctuating water table can cause Ur mobilization. Heterogeneity of groundwater inflow along the trench, contact with runoff of mine materials, and microbial activity all contribute to factors affecting degree of treatment within the PRB. The incorporation of the Pilot Study into a potential remedy for the Pedro Creek Sub-Basin, at its current scale and in absence of other actions, may require some modifications to facilitate handling of high spring inflows and additional treatment to address the transport of released uranium into the shallow groundwater and surface water. | Operation and maintenance cost, including remote monitoring (e.g., transducers, telemetry, and cameras) and performance monitoring (e.g., sampling, analysis, and reporting), ranges between $20,000 to $40,000 per month. The capital cost for the construction of the PRB and STC was approximately $1.2M including the media, trenching, infiltration gallery, cover, and stormwater controls, or roughly $180/cubic yard of reactive media (1,200 cubic yards for the PRB and 5,500 cubic yards for the STC). | System is seep treatment cell effluent to PRB. Treatment media: 50% granular support media, 12.5% chopped alfalfa hay, 37.5% woodchips/shavings. Average hydraulic conductivity of 8.8-116.2 ft/day in the media. Trench excavated to dry, silty-clay, weathered Dinwoody Formation material to prevent groundwater flow from bypassing under the PRB. Eroded overburden was encountered. Media placed to a depth of 2 ft bgs, covered by non-woven geotextile and 2 ft of Dinwoody Formation material. Infiltration gallery was constructed upgradient to the PRB, and overburden was encountered. Infiltration gallery was overexcavated and compacted Dinwoody Formation materials were used on the base and sidewalls to reduce water contact with the overburden. It was backfilled with coarse drain rock and covered with non-woven geotextile and Dinwoody Formation material. PRB is relatively easy to implement with readily available material and equipment but using the technology to treat seeps or shallow groundwater in close proximity to overburden disposal piles should be approached with caution. The presence of run-of-mine shales in and around excavations contributes to mobilization of unwanted constituents (e.g. arsenic, uranium) | The objectives for the Pilot Study are consistent with the preliminary Remedial Action Objectives (RAOs) for groundwater remedies at Conda. Based on observations from the 2019 and 2020 monitoring, modifications were made to the Pilot Study in fall of 2020. In coordination with the Agencies, it was decided that the modification will require further monitoring in 2021 to fully meet the Pilot Study objectives. 2018-2019 start up period had differing conditions from 2020-2021, and the conditions were not considered representative of long term trends, but reflect the capability of the media to rapidly reach redox and geochemical conditions that facilitate microbially mediated reduction. 2020-2021 are operational conditions. The treatment media contributes to total Ar, Fe and Mn concentrations above the MCLs and drinking water standards. Data indicate that the treatment media in the Seep Treatment Cell and PRB is capable of treating water entering the system with total Se concentrations as high as 6.87 mg/L as well as total Cd concentrations up to 0.00847 mg/L to levels below their respective MCLs. | None, other than those presented elsewhere | Seep treatment cell (STC) pretreatment system influent STC-NES5-IF (upgradient) to STC pretreatment effluent (STC-NES5-EF) (downgradient) is through the central flow path. Data collection for upgradient/downgradient wells is in some instances shifted by 1-2 days. Reporting on effluents from STC-NES5-IF is only considered during the period that effluent from the pretreatment is available for comparison (June 2019-Oct 2021)
Final Treatability Study Findings Report Field-Scale Permeable Reactive Barrier Pilot Study Conda/Woodall Mountain Mine | Conda/Woodall Mountain Mine | IDN001002862 | N/A | N/A | STC-NES5-EF | Former mining site | Permeable reactive barrier (PRB) with seep treatment cell pre-treatment | Passive | Permeable reactive barrier (PRB) | Pre-treatment | Overburden pile in the headwaters areas of Pedro Creek | Y | STC (pretreatment) | Specific technologies not specified. PRB is chemical and microbially mediated processes that reduce selenate to selenite and then selenium. Treatment media includes a carbon source (i.e. woodchips), alfalfa hay, and inert sand. Seep treatment cell is pre-treatment cell with treatment media. | Access to the groundwater table is needed. Trench excavated through water-bearing zones of alluvial deposits and into underlying weathered bedrock. | Pilot | 2018-2021, modifications made in 2019 to address seepage | Iron | Fe, dissolved | mg/L | N | N/A | [9 empty] | 0.291 | 0.07 | -315.7143 | 0.164 | 2020 - 2021 Average, from operational period, not whole dataset | Data not provided | Data not provided | 9.06 | 2020 - 2021 Average, from operational period, not whole dataset | Data not provided | Data not provided | Data not provided | Downgradient | 7.43 | 5.54 | mg/L | 6.5 | °C | Data not provided | N/A | Data not provided | N/A | -103.1 | mV | 2831 | µmhos/cm | Turbidity = 55.11 | NTU | data not provided | data not provided | data not provided | data not provided | data not provided | data not provided | N/A | No groundwater comparison value | No samples were collected at STC-NES5-EF between November 2018 and April 2019. | An insufficient amount of time since completion of the Pilot Study to adequately evaluate lifespan of the treatment media. The change in alkalinity can be used as an indicator of change in the ability of the media to treat selenium. Alkalinity remained relatively similar after 2 years of operation indicating that after 2 years of operation the microbially-mediated chemical reduction of selenium remains similar to the study onset. | Design had insufficient capacity to contain the flux of snow melt in addition to seep water. Soils in the area of the PRB are tight. In the future, when in an layered alluvial system, incorporate a gravel "pressure relief/effluent storage" zone on the downgradient edge to allow for increased ability to receive effluent water and/or flow onto the land surface if capacity is reached. The hydrogeological study was performed during fall low flow conditions as were the excavation and installation of the PRB bench. Additional water zones may be present during different water levels, so future design data collection should include a hydrogeological investigation in the spring to better characterize flux and water bearing zones in the aquifer during high water conditions. The PRB increased Ar, Fe, Mn and Ur due to eroded overburden material in the lenses on the walls of the excavation and from the seep and sedimentation basin sediments transferred to the PRB. Oxidizing conditions favorable to mobilization of Ur exist when ORP is above -200 mV. Bicarbonate that is likely dominant in the near neutral pH conditions in the vicinity of the PRB can enhance Ur mobility. Redox cycling from fluctuating water table can cause Ur mobilization. Heterogeneity of groundwater inflow along the trench, contact with runoff of mine materials, and microbial activity all contribute to factors affecting degree of treatment within the PRB. The incorporation of the Pilot Study into a potential remedy for the Pedro Creek Sub-Basin, at its current scale and in absence of other actions, may require some modifications to facilitate handling of high spring inflows and additional treatment to address the transport of released uranium into the shallow groundwater and surface water. | Operation and maintenance cost, including remote monitoring (e.g., transducers, telemetry, and cameras) and performance monitoring (e.g., sampling, analysis, and reporting), ranges between $20,000 to $40,000 per month. The capital cost for the construction of the PRB and STC was approximately $1.2M including the media, trenching, infiltration gallery, cover, and stormwater controls, or roughly $180/cubic yard of reactive media (1,200 cubic yards for the PRB and 5,500 cubic yards for the STC). | System is seep treatment cell effluent to PRB. Treatment media: 50% granular support media, 12.5% chopped alfalfa hay, 37.5% woodchips/shavings. Average hydraulic conductivity of 8.8-116.2 ft/day in the media. Trench excavated to dry, silty-clay, weathered Dinwoody Formation material to prevent groundwater flow from bypassing under the PRB. Eroded overburden was encountered. Media placed to a depth of 2 ft bgs, covered by non-woven geotextile and 2 ft of Dinwoody Formation material. Infiltration gallery was constructed upgradient to the PRB, and overburden was encountered. Infiltration gallery was overexcavated and compacted Dinwoody Formation materials were used on the base and sidewalls to reduce water contact with the overburden. It was backfilled with coarse drain rock and covered with non-woven geotextile and Dinwoody Formation material. PRB is relatively easy to implement with readily available material and equipment but using the technology to treat seeps or shallow groundwater in close proximity to overburden disposal piles should be approached with caution. The presence of run-of-mine shales in and around excavations contributes to mobilization of unwanted constituents (e.g. arsenic, uranium) | The objectives for the Pilot Study are consistent with the preliminary Remedial Action Objectives (RAOs) for groundwater remedies at Conda. Based on observations from the 2019 and 2020 monitoring, modifications were made to the Pilot Study in fall of 2020. In coordination with the Agencies, it was decided that the modification will require further monitoring in 2021 to fully meet the Pilot Study objectives. 2018-2019 start up period had differing conditions from 2020-2021, and the conditions were not considered representative of long term trends, but reflect the capability of the media to rapidly reach redox and geochemical conditions that facilitate microbially mediated reduction. 2020-2021 are operational conditions. The treatment media contributes to total Ar, Fe and Mn concentrations above the MCLs and drinking water standards. Data indicate that the treatment media in the Seep Treatment Cell and PRB is capable of treating water entering the system with total Se concentrations as high as 6.87 mg/L as well as total Cd concentrations up to 0.00847 mg/L to levels below their respective MCLs. | None, other than those presented elsewhere | Seep treatment cell (STC) pretreatment system influent STC-NES5-IF (upgradient) to STC pretreatment effluent (STC-NES5-EF) (downgradient) is through the central flow path. Data collection for upgradient/downgradient wells is in some instances shifted by 1-2 days. Reporting on effluents from STC-NES5-IF is only considered during the period that effluent from the pretreatment is available for comparison (June 2019-Oct 2021)
Final Treatability Study Findings Report Field-Scale Permeable Reactive Barrier Pilot Study Conda/Woodall Mountain Mine | Conda/Woodall Mountain Mine | IDN001002862 | N/A | N/A | STC-NES5-EF | Former mining site | Permeable reactive barrier (PRB) with seep treatment cell pre-treatment | Passive | Permeable reactive barrier (PRB) | Pre-treatment | Overburden pile in the headwaters areas of Pedro Creek | Y | STC (pretreatment) | Specific technologies not specified. PRB is chemical and microbially mediated processes that reduce selenate to selenite and then selenium. Treatment media includes a carbon source (i.e. woodchips), alfalfa hay, and inert sand. Seep treatment cell is pre-treatment cell with treatment media. | Access to the groundwater table is needed. Trench excavated through water-bearing zones of alluvial deposits and into underlying weathered bedrock. | Pilot | 2018-2021, modifications made in 2019 to address seepage | Iron | Fe, total | mg/L | N | N/A | [9 empty] | 1.44 | 2.98 | 51.6779 | 6.34 | 2020 - 2021 Average, from operational period, not whole dataset | Data not provided | Data not provided | 10.3 | 2020 - 2021 Average, from operational period, not whole dataset | Data not provided | Data not provided | Data not provided | Downgradient | 7.43 | 5.54 | mg/L | 6.5 | °C | Data not provided | N/A | Data not provided | N/A | -103.1 | mV | 2831 | µmhos/cm | Turbidity = 55.11 | NTU | data not provided | data not provided | data not provided | data not provided | data not provided | data not provided | N | Groundwater Comparison Value: U.S. EPA Secondary Drinking Water Standard 0.3 mg/L Assessment of treatment goals based on well-specific averages for 2020-2021 | No samples were collected at STC-NES5-EF between November 2018 and April 2019. | An insufficient amount of time since completion of the Pilot Study to adequately evaluate lifespan of the treatment media. The change in alkalinity can be used as an indicator of change in the ability of the media to treat selenium. Alkalinity remained relatively similar after 2 years of operation indicating that after 2 years of operation the microbially-mediated chemical reduction of selenium remains similar to the study onset. | Design had insufficient capacity to contain the flux of snow melt in addition to seep water. Soils in the area of the PRB are tight. In the future, when in an layered alluvial system, incorporate a gravel "pressure relief/effluent storage" zone on the downgradient edge to allow for increased ability to receive effluent water and/or flow onto the land surface if capacity is reached. The hydrogeological study was performed during fall low flow conditions as were the excavation and installation of the PRB bench. Additional water zones may be present during different water levels, so future design data collection should include a hydrogeological investigation in the spring to better characterize flux and water bearing zones in the aquifer during high water conditions. The PRB increased Ar, Fe, Mn and Ur due to eroded overburden material in the lenses on the walls of the excavation and from the seep and sedimentation basin sediments transferred to the PRB. Oxidizing conditions favorable to mobilization of Ur exist when ORP is above -200 mV. Bicarbonate that is likely dominant in the near neutral pH conditions in the vicinity of the PRB can enhance Ur mobility. Redox cycling from fluctuating water table can cause Ur mobilization. Heterogeneity of groundwater inflow along the trench, contact with runoff of mine materials, and microbial activity all contribute to factors affecting degree of treatment within the PRB. The incorporation of the Pilot Study into a potential remedy for the Pedro Creek Sub-Basin, at its current scale and in absence of other actions, may require some modifications to facilitate handling of high spring inflows and additional treatment to address the transport of released uranium into the shallow groundwater and surface water. | Operation and maintenance cost, including remote monitoring (e.g., transducers, telemetry, and cameras) and performance monitoring (e.g., sampling, analysis, and reporting), ranges between $20,000 to $40,000 per month. The capital cost for the construction of the PRB and STC was approximately $1.2M including the media, trenching, infiltration gallery, cover, and stormwater controls, or roughly $180/cubic yard of reactive media (1,200 cubic yards for the PRB and 5,500 cubic yards for the STC). | System is seep treatment cell effluent to PRB. Treatment media: 50% granular support media, 12.5% chopped alfalfa hay, 37.5% woodchips/shavings. Average hydraulic conductivity of 8.8-116.2 ft/day in the media. Trench excavated to dry, silty-clay, weathered Dinwoody Formation material to prevent groundwater flow from bypassing under the PRB. Eroded overburden was encountered. Media placed to a depth of 2 ft bgs, covered by non-woven geotextile and 2 ft of Dinwoody Formation material. Infiltration gallery was constructed upgradient to the PRB, and overburden was encountered. Infiltration gallery was overexcavated and compacted Dinwoody Formation materials were used on the base and sidewalls to reduce water contact with the overburden. It was backfilled with coarse drain rock and covered with non-woven geotextile and Dinwoody Formation material. PRB is relatively easy to implement with readily available material and equipment but using the technology to treat seeps or shallow groundwater in close proximity to overburden disposal piles should be approached with caution. The presence of run-of-mine shales in and around excavations contributes to mobilization of unwanted constituents (e.g. arsenic, uranium) | The objectives for the Pilot Study are consistent with the preliminary Remedial Action Objectives (RAOs) for groundwater remedies at Conda. Based on observations from the 2019 and 2020 monitoring, modifications were made to the Pilot Study in fall of 2020. In coordination with the Agencies, it was decided that the modification will require further monitoring in 2021 to fully meet the Pilot Study objectives. 2018-2019 start up period had differing conditions from 2020-2021, and the conditions were not considered representative of long term trends, but reflect the capability of the media to rapidly reach redox and geochemical conditions that facilitate microbially mediated reduction. 2020-2021 are operational conditions. The treatment media contributes to total Ar, Fe and Mn concentrations above the MCLs and drinking water standards. Data indicate that the treatment media in the Seep Treatment Cell and PRB is capable of treating water entering the system with total Se concentrations as high as 6.87 mg/L as well as total Cd concentrations up to 0.00847 mg/L to levels below their respective MCLs. | None, other than those presented elsewhere | Seep treatment cell (STC) pretreatment system influent STC-NES5-IF (upgradient) to STC pretreatment effluent (STC-NES5-EF) (downgradient) is through the central flow path. Data collection for upgradient/downgradient wells is in some instances shifted by 1-2 days. Reporting on effluents from STC-NES5-IF is only considered during the period that effluent from the pretreatment is available for comparison (June 2019-Oct 2021)
Final Treatability Study Findings Report Field-Scale Permeable Reactive Barrier Pilot Study Conda/Woodall Mountain Mine | Conda/Woodall Mountain Mine | IDN001002862 | N/A | N/A | STC-NES5-IF | Former mining site | Permeable reactive barrier (PRB) with seep treatment cell pre-treatment | Passive | Permeable reactive barrier (PRB) | Pre-treatment | Overburden pile in the headwaters areas of Pedro Creek | Y | STC (pretreatment) | Specific technologies not specified. PRB is chemical and microbially mediated processes that reduce selenate to selenite and then selenium. Treatment media includes a carbon source (i.e. woodchips), alfalfa hay, and inert sand. Seep treatment cell is pre-treatment cell with treatment media. | Access to the groundwater table is needed. Trench excavated through water-bearing zones of alluvial deposits and into underlying weathered bedrock. | Pilot | 2018-2021, modifications made in 2019 to address seepage | Manganese | Mn, dissolved | mg/L | N | N/A | 0.024 | 7.34 | -30483.3333 | [9 empty] | 0.0083 | 2020 - 2021 Average, from operational period, not whole dataset | Data not provided | Data not provided | 6.9 | 2020 - 2021 Average, from operational period, not whole dataset | Data not provided | Data not provided | Data not provided | Upgradient | 6.96 | 4.51 | mg/L | 10.4 | °C | Data not provided | N/A | Data not provided | N/A | -68.2 | mV | 3089 | µmhos/cm | Turbidity = 187 | NTU | data not provided | data not provided | data not provided | data not provided | data not provided | data not provided | N/A | No groundwater comparison value | No samples were collected at STC-NES5-EF between November 2018 and April 2019. | An insufficient amount of time since completion of the Pilot Study to adequately evaluate lifespan of the treatment media. The change in alkalinity can be used as an indicator of change in the ability of the media to treat selenium. Alkalinity remained relatively similar after 2 years of operation indicating that after 2 years of operation the microbially-mediated chemical reduction of selenium remains similar to the study onset. | Design had insufficient capacity to contain the flux of snow melt in addition to seep water. Soils in the area of the PRB are tight. In the future, when in an layered alluvial system, incorporate a gravel "pressure relief/effluent storage" zone on the downgradient edge to allow for increased ability to receive effluent water and/or flow onto the land surface if capacity is reached. The hydrogeological study was performed during fall low flow conditions as were the excavation and installation of the PRB bench. Additional water zones may be present during different water levels, so future design data collection should include a hydrogeological investigation in the spring to better characterize flux and water bearing zones in the aquifer during high water conditions. The PRB increased Ar, Fe, Mn and Ur due to eroded overburden material in the lenses on the walls of the excavation and from the seep and sedimentation basin sediments transferred to the PRB. Oxidizing conditions favorable to mobilization of Ur exist when ORP is above -200 mV. Bicarbonate that is likely dominant in the near neutral pH conditions in the vicinity of the PRB can enhance Ur mobility. Redox cycling from fluctuating water table can cause Ur mobilization. Heterogeneity of groundwater inflow along the trench, contact with runoff of mine materials, and microbial activity all contribute to factors affecting degree of treatment within the PRB. The incorporation of the Pilot Study into a potential remedy for the Pedro Creek Sub-Basin, at its current scale and in absence of other actions, may require some modifications to facilitate handling of high spring inflows and additional treatment to address the transport of released uranium into the shallow groundwater and surface water. | Operation and maintenance cost, including remote monitoring (e.g., transducers, telemetry, and cameras) and performance monitoring (e.g., sampling, analysis, and reporting), ranges between $20,000 to $40,000 per month. The capital cost for the construction of the PRB and STC was approximately $1.2M including the media, trenching, infiltration gallery, cover, and stormwater controls, or roughly $180/cubic yard of reactive media (1,200 cubic yards for the PRB and 5,500 cubic yards for the STC). | System is seep treatment cell effluent to PRB. Treatment media: 50% granular support media, 12.5% chopped alfalfa hay, 37.5% woodchips/shavings. Average hydraulic conductivity of 8.8-116.2 ft/day in the media. Trench excavated to dry, silty-clay, weathered Dinwoody Formation material to prevent groundwater flow from bypassing under the PRB. Eroded overburden was encountered. Media placed to a depth of 2 ft bgs, covered by non-woven geotextile and 2 ft of Dinwoody Formation material. Infiltration gallery was constructed upgradient to the PRB, and overburden was encountered. Infiltration gallery was overexcavated and compacted Dinwoody Formation materials were used on the base and sidewalls to reduce water contact with the overburden. It was backfilled with coarse drain rock and covered with non-woven geotextile and Dinwoody Formation material. PRB is relatively easy to implement with readily available material and equipment but using the technology to treat seeps or shallow groundwater in close proximity to overburden disposal piles should be approached with caution. The presence of run-of-mine shales in and around excavations contributes to mobilization of unwanted constituents (e.g. arsenic, uranium) | The objectives for the Pilot Study are consistent with the preliminary Remedial Action Objectives (RAOs) for groundwater remedies at Conda. Based on observations from the 2019 and 2020 monitoring, modifications were made to the Pilot Study in fall of 2020. In coordination with the Agencies, it was decided that the modification will require further monitoring in 2021 to fully meet the Pilot Study objectives. 2018-2019 start up period had differing conditions from 2020-2021, and the conditions were not considered representative of long term trends, but reflect the capability of the media to rapidly reach redox and geochemical conditions that facilitate microbially mediated reduction. 2020-2021 are operational conditions. The treatment media contributes to total Ar, Fe and Mn concentrations above the MCLs and drinking water standards. Data indicate that the treatment media in the Seep Treatment Cell and PRB is capable of treating water entering the system with total Se concentrations as high as 6.87 mg/L as well as total Cd concentrations up to 0.00847 mg/L to levels below their respective MCLs. | None, other than those presented elsewhere | Seep treatment cell (STC) pretreatment system influent STC-NES5-IF (upgradient) to STC pretreatment effluent (STC-NES5-EF) (downgradient) is through the central flow path. Data collection for upgradient/downgradient wells is in some instances shifted by 1-2 days. Reporting on effluents from STC-NES5-IF is only considered during the period that effluent from the pretreatment is available for comparison (June 2019-Oct 2021)
Final Treatability Study Findings Report Field-Scale Permeable Reactive Barrier Pilot Study Conda/Woodall Mountain Mine | Conda/Woodall Mountain Mine | IDN001002862 | N/A | N/A | STC-NES5-IF | Former mining site | Permeable reactive barrier (PRB) with seep treatment cell pre-treatment | Passive | Permeable reactive barrier (PRB) | Pre-treatment | Overburden pile in the headwaters areas of Pedro Creek | Y | STC (pretreatment) | Specific technologies not specified. PRB is chemical and microbially mediated processes that reduce selenate to selenite and then selenium. Treatment media includes a carbon source (i.e. woodchips), alfalfa hay, and inert sand. Seep treatment cell is pre-treatment cell with treatment media. | Access to the groundwater table is needed. Trench excavated through water-bearing zones of alluvial deposits and into underlying weathered bedrock. | Pilot | 2018-2021, modifications made in 2019 to address seepage | Manganese | Mn, total | mg/L | N | N/A | 0.19 | 7.03 | -3600 | [9 empty] | 0.0988 | 2020 - 2021 Average, from operational period, not whole dataset | Data not provided | Data not provided | 6.53 | 2020 - 2021 Average, from operational period, not whole dataset | Data not provided | Data not provided | Data not provided | Upgradient | 6.88 | 4.17 | mg/L | 10.3 | °C | Data not provided | N/A | Data not provided | N/A | -34.9 | mV | 3182 | µmhos/cm | Turbidity = 131.9 | NTU | data not provided | data not provided | data not provided | data not provided | data not provided | data not provided | N | Groundwater Comparison Value: U.S. EPA Secondary Drinking Water Standard 0.05 mg/L Assessment of treatment goals based on well-specific averages for 2020-2021 | No samples were collected at STC-NES5-EF between November 2018 and April 2019. | An insufficient amount of time since completion of the Pilot Study to adequately evaluate lifespan of the treatment media. The change in alkalinity can be used as an indicator of change in the ability of the media to treat selenium. Alkalinity remained relatively similar after 2 years of operation indicating that after 2 years of operation the microbially-mediated chemical reduction of selenium remains similar to the study onset. | Design had insufficient capacity to contain the flux of snow melt in addition to seep water. Soils in the area of the PRB are tight. In the future, when in an layered alluvial system, incorporate a gravel "pressure relief/effluent storage" zone on the downgradient edge to allow for increased ability to receive effluent water and/or flow onto the land surface if capacity is reached. The hydrogeological study was performed during fall low flow conditions as were the excavation and installation of the PRB bench. Additional water zones may be present during different water levels, so future design data collection should include a hydrogeological investigation in the spring to better characterize flux and water bearing zones in the aquifer during high water conditions. The PRB increased Ar, Fe, Mn and Ur due to eroded overburden material in the lenses on the walls of the excavation and from the seep and sedimentation basin sediments transferred to the PRB. Oxidizing conditions favorable to mobilization of Ur exist when ORP is above -200 mV. Bicarbonate that is likely dominant in the near neutral pH conditions in the vicinity of the PRB can enhance Ur mobility. Redox cycling from fluctuating water table can cause Ur mobilization. Heterogeneity of groundwater inflow along the trench, contact with runoff of mine materials, and microbial activity all contribute to factors affecting degree of treatment within the PRB. The incorporation of the Pilot Study into a potential remedy for the Pedro Creek Sub-Basin, at its current scale and in absence of other actions, may require some modifications to facilitate handling of high spring inflows and additional treatment to address the transport of released uranium into the shallow groundwater and surface water. | Operation and maintenance cost, including remote monitoring (e.g., transducers, telemetry, and cameras) and performance monitoring (e.g., sampling, analysis, and reporting), ranges between $20,000 to $40,000 per month. The capital cost for the construction of the PRB and STC was approximately $1.2M including the media, trenching, infiltration gallery, cover, and stormwater controls, or roughly $180/cubic yard of reactive media (1,200 cubic yards for the PRB and 5,500 cubic yards for the STC). | System is seep treatment cell effluent to PRB. Treatment media: 50% granular support media, 12.5% chopped alfalfa hay, 37.5% woodchips/shavings. Average hydraulic conductivity of 8.8-116.2 ft/day in the media. Trench excavated to dry, silty-clay, weathered Dinwoody Formation material to prevent groundwater flow from bypassing under the PRB. Eroded overburden was encountered. Media placed to a depth of 2 ft bgs, covered by non-woven geotextile and 2 ft of Dinwoody Formation material. Infiltration gallery was constructed upgradient to the PRB, and overburden was encountered. Infiltration gallery was overexcavated and compacted Dinwoody Formation materials were used on the base and sidewalls to reduce water contact with the overburden. It was backfilled with coarse drain rock and covered with non-woven geotextile and Dinwoody Formation material. PRB is relatively easy to implement with readily available material and equipment but using the technology to treat seeps or shallow groundwater in close proximity to overburden disposal piles should be approached with caution. The presence of run-of-mine shales in and around excavations contributes to mobilization of unwanted constituents (e.g. arsenic, uranium) | The objectives for the Pilot Study are consistent with the preliminary Remedial Action Objectives (RAOs) for groundwater remedies at Conda. Based on observations from the 2019 and 2020 monitoring, modifications were made to the Pilot Study in fall of 2020. In coordination with the Agencies, it was decided that the modification will require further monitoring in 2021 to fully meet the Pilot Study objectives. 2018-2019 start up period had differing conditions from 2020-2021, and the conditions were not considered representative of long term trends, but reflect the capability of the media to rapidly reach redox and geochemical conditions that facilitate microbially mediated reduction. 2020-2021 are operational conditions. The treatment media contributes to total Ar, Fe and Mn concentrations above the MCLs and drinking water standards. Data indicate that the treatment media in the Seep Treatment Cell and PRB is capable of treating water entering the system with total Se concentrations as high as 6.87 mg/L as well as total Cd concentrations up to 0.00847 mg/L to levels below their respective MCLs. | None, other than those presented elsewhere | Seep treatment cell (STC) pretreatment system influent STC-NES5-IF (upgradient) to STC pretreatment effluent (STC-NES5-EF) (downgradient) is through the central flow path. Data collection for upgradient/downgradient wells is in some instances shifted by 1-2 days. Reporting on effluents from STC-NES5-IF is only considered during the period that effluent from the pretreatment is available for comparison (June 2019-Oct 2021)
Final Treatability Study Findings Report Field-Scale Permeable Reactive Barrier Pilot Study Conda/Woodall Mountain Mine | Conda/Woodall Mountain Mine | IDN001002862 | N/A | N/A | STC-NES5-IF | Former mining site | Permeable reactive barrier (PRB) with seep treatment cell pre-treatment | Passive | Permeable reactive barrier (PRB) | Pre-treatment | Overburden pile in the headwaters areas of Pedro Creek | Y | STC (pretreatment) | Specific technologies not specified. PRB is chemical and microbially mediated processes that reduce selenate to selenite and then selenium. Treatment media includes a carbon source (i.e. woodchips), alfalfa hay, and inert sand. Seep treatment cell is pre-treatment cell with treatment media. | Access to the groundwater table is needed. Trench excavated through water-bearing zones of alluvial deposits and into underlying weathered bedrock. | Pilot | 2018-2021, modifications made in 2019 to address seepage | Manganese | Mn, dissolved | mg/L | N | N/A |  |  |  | ND | 5.14–13.2 | Not Applicable | [6 empty] | 0.0083 | 2020 - 2021 Average, from operational period, not whole dataset | Data not provided | Data not provided | 6.9 | 2020 - 2021 Average, from operational period, not whole dataset | Data not provided | Data not provided | Data not provided | Upgradient | 6.81–6.86 | 4.26–5.9 | mg/L | 9.4–11.73 | °C | Data not provided | N/A | Data not provided | N/A | (-)181.3–198.5 | mV | 3,329–3,382.2 | µmhos/cm | Turbidity = 3.18–33.34 | NTU | data not provided | data not provided | data not provided | data not provided | data not provided | data not provided | N/A | No groundwater comparison value | No samples were collected at STC-NES5-EF between November 2018 and April 2019. | An insufficient amount of time since completion of the Pilot Study to adequately evaluate lifespan of the treatment media. The change in alkalinity can be used as an indicator of change in the ability of the media to treat selenium. Alkalinity remained relatively similar after 2 years of operation indicating that after 2 years of operation the microbially-mediated chemical reduction of selenium remains similar to the study onset. | Design had insufficient capacity to contain the flux of snow melt in addition to seep water. Soils in the area of the PRB are tight. In the future, when in an layered alluvial system, incorporate a gravel "pressure relief/effluent storage" zone on the downgradient edge to allow for increased ability to receive effluent water and/or flow onto the land surface if capacity is reached. The hydrogeological study was performed during fall low flow conditions as were the excavation and installation of the PRB bench. Additional water zones may be present during different water levels, so future design data collection should include a hydrogeological investigation in the spring to better characterize flux and water bearing zones in the aquifer during high water conditions. The PRB increased Ar, Fe, Mn and Ur due to eroded overburden material in the lenses on the walls of the excavation and from the seep and sedimentation basin sediments transferred to the PRB. Oxidizing conditions favorable to mobilization of Ur exist when ORP is above -200 mV. Bicarbonate that is likely dominant in the near neutral pH conditions in the vicinity of the PRB can enhance Ur mobility. Redox cycling from fluctuating water table can cause Ur mobilization. Heterogeneity of groundwater inflow along the trench, contact with runoff of mine materials, and microbial activity all contribute to factors affecting degree of treatment within the PRB. The incorporation of the Pilot Study into a potential remedy for the Pedro Creek Sub-Basin, at its current scale and in absence of other actions, may require some modifications to facilitate handling of high spring inflows and additional treatment to address the transport of released uranium into the shallow groundwater and surface water. | Operation and maintenance cost, including remote monitoring (e.g., transducers, telemetry, and cameras) and performance monitoring (e.g., sampling, analysis, and reporting), ranges between $20,000 to $40,000 per month. The capital cost for the construction of the PRB and STC was approximately $1.2M including the media, trenching, infiltration gallery, cover, and stormwater controls, or roughly $180/cubic yard of reactive media (1,200 cubic yards for the PRB and 5,500 cubic yards for the STC). | System is seep treatment cell effluent to PRB. Treatment media: 50% granular support media, 12.5% chopped alfalfa hay, 37.5% woodchips/shavings. Average hydraulic conductivity of 8.8-116.2 ft/day in the media. Trench excavated to dry, silty-clay, weathered Dinwoody Formation material to prevent groundwater flow from bypassing under the PRB. Eroded overburden was encountered. Media placed to a depth of 2 ft bgs, covered by non-woven geotextile and 2 ft of Dinwoody Formation material. Infiltration gallery was constructed upgradient to the PRB, and overburden was encountered. Infiltration gallery was overexcavated and compacted Dinwoody Formation materials were used on the base and sidewalls to reduce water contact with the overburden. It was backfilled with coarse drain rock and covered with non-woven geotextile and Dinwoody Formation material. PRB is relatively easy to implement with readily available material and equipment but using the technology to treat seeps or shallow groundwater in close proximity to overburden disposal piles should be approached with caution. The presence of run-of-mine shales in and around excavations contributes to mobilization of unwanted constituents (e.g. arsenic, uranium) | The objectives for the Pilot Study are consistent with the preliminary Remedial Action Objectives (RAOs) for groundwater remedies at Conda. Based on observations from the 2019 and 2020 monitoring, modifications were made to the Pilot Study in fall of 2020. In coordination with the Agencies, it was decided that the modification will require further monitoring in 2021 to fully meet the Pilot Study objectives. 2018-2019 start up period had differing conditions from 2020-2021, and the conditions were not considered representative of long term trends, but reflect the capability of the media to rapidly reach redox and geochemical conditions that facilitate microbially mediated reduction. 2020-2021 are operational conditions. The treatment media contributes to total Ar, Fe and Mn concentrations above the MCLs and drinking water standards. Data indicate that the treatment media in the Seep Treatment Cell and PRB is capable of treating water entering the system with total Se concentrations as high as 6.87 mg/L as well as total Cd concentrations up to 0.00847 mg/L to levels below their respective MCLs. | None, other than those presented elsewhere | Seep treatment cell (STC) pretreatment system influent STC-NES5-IF (upgradient) to STC pretreatment effluent (STC-NES5-EF) (downgradient) is through the central flow path. Data collection for upgradient/downgradient wells is in some instances shifted by 1-2 days. Reporting on effluents from STC-NES5-IF is only considered during the period that effluent from the pretreatment is available for comparison (June 2019-Oct 2021). ND = Non detect. ND value is 0.0034 mg/L
Final Treatability Study Findings Report Field-Scale Permeable Reactive Barrier Pilot Study Conda/Woodall Mountain Mine | Conda/Woodall Mountain Mine | IDN001002862 | N/A | N/A | STC-NES5-IF | Former mining site | Permeable reactive barrier (PRB) with seep treatment cell pre-treatment | Passive | Permeable reactive barrier (PRB) | Pre-treatment | Overburden pile in the headwaters areas of Pedro Creek | Y | STC (pretreatment) | Specific technologies not specified. PRB is chemical and microbially mediated processes that reduce selenate to selenite and then selenium. Treatment media includes a carbon source (i.e. woodchips), alfalfa hay, and inert sand. Seep treatment cell is pre-treatment cell with treatment media. | Access to the groundwater table is needed. Trench excavated through water-bearing zones of alluvial deposits and into underlying weathered bedrock. | Pilot | 2018-2021, modifications made in 2019 to address seepage | Manganese | Mn, total | mg/L | N | N/A |  |  |  | 0.0146 | 23.5 | -160858.9041 | [6 empty] | 0.0988 | 2020 - 2021 Average, from operational period, not whole dataset | Data not provided | Data not provided | 6.53 | 2020 - 2021 Average, from operational period, not whole dataset | Data not provided | Data not provided | Data not provided | Upgradient | 6.83 | 2.85 | mg/L | 13.77 | °C | Data not provided | N/A | Data not provided | N/A | 129.1 | mV | 3094.4 | µmhos/cm | Turbidity = 3.97 | NTU | data not provided | data not provided | data not provided | data not provided | data not provided | data not provided | N | Groundwater Comparison Value: U.S. EPA Secondary Drinking Water Standard 0.05 mg/L Assessment of treatment goals based on well-specific averages for 2020-2021 | No samples were collected at STC-NES5-EF between November 2018 and April 2019. | An insufficient amount of time since completion of the Pilot Study to adequately evaluate lifespan of the treatment media. The change in alkalinity can be used as an indicator of change in the ability of the media to treat selenium. Alkalinity remained relatively similar after 2 years of operation indicating that after 2 years of operation the microbially-mediated chemical reduction of selenium remains similar to the study onset. | Design had insufficient capacity to contain the flux of snow melt in addition to seep water. Soils in the area of the PRB are tight. In the future, when in an layered alluvial system, incorporate a gravel "pressure relief/effluent storage" zone on the downgradient edge to allow for increased ability to receive effluent water and/or flow onto the land surface if capacity is reached. The hydrogeological study was performed during fall low flow conditions as were the excavation and installation of the PRB bench. Additional water zones may be present during different water levels, so future design data collection should include a hydrogeological investigation in the spring to better characterize flux and water bearing zones in the aquifer during high water conditions. The PRB increased Ar, Fe, Mn and Ur due to eroded overburden material in the lenses on the walls of the excavation and from the seep and sedimentation basin sediments transferred to the PRB. Oxidizing conditions favorable to mobilization of Ur exist when ORP is above -200 mV. Bicarbonate that is likely dominant in the near neutral pH conditions in the vicinity of the PRB can enhance Ur mobility. Redox cycling from fluctuating water table can cause Ur mobilization. Heterogeneity of groundwater inflow along the trench, contact with runoff of mine materials, and microbial activity all contribute to factors affecting degree of treatment within the PRB. The incorporation of the Pilot Study into a potential remedy for the Pedro Creek Sub-Basin, at its current scale and in absence of other actions, may require some modifications to facilitate handling of high spring inflows and additional treatment to address the transport of released uranium into the shallow groundwater and surface water. | Operation and maintenance cost, including remote monitoring (e.g., transducers, telemetry, and cameras) and performance monitoring (e.g., sampling, analysis, and reporting), ranges between $20,000 to $40,000 per month. The capital cost for the construction of the PRB and STC was approximately $1.2M including the media, trenching, infiltration gallery, cover, and stormwater controls, or roughly $180/cubic yard of reactive media (1,200 cubic yards for the PRB and 5,500 cubic yards for the STC). | System is seep treatment cell effluent to PRB. Treatment media: 50% granular support media, 12.5% chopped alfalfa hay, 37.5% woodchips/shavings. Average hydraulic conductivity of 8.8-116.2 ft/day in the media. Trench excavated to dry, silty-clay, weathered Dinwoody Formation material to prevent groundwater flow from bypassing under the PRB. Eroded overburden was encountered. Media placed to a depth of 2 ft bgs, covered by non-woven geotextile and 2 ft of Dinwoody Formation material. Infiltration gallery was constructed upgradient to the PRB, and overburden was encountered. Infiltration gallery was overexcavated and compacted Dinwoody Formation materials were used on the base and sidewalls to reduce water contact with the overburden. It was backfilled with coarse drain rock and covered with non-woven geotextile and Dinwoody Formation material. PRB is relatively easy to implement with readily available material and equipment but using the technology to treat seeps or shallow groundwater in close proximity to overburden disposal piles should be approached with caution. The presence of run-of-mine shales in and around excavations contributes to mobilization of unwanted constituents (e.g. arsenic, uranium) | The objectives for the Pilot Study are consistent with the preliminary Remedial Action Objectives (RAOs) for groundwater remedies at Conda. Based on observations from the 2019 and 2020 monitoring, modifications were made to the Pilot Study in fall of 2020. In coordination with the Agencies, it was decided that the modification will require further monitoring in 2021 to fully meet the Pilot Study objectives. 2018-2019 start up period had differing conditions from 2020-2021, and the conditions were not considered representative of long term trends, but reflect the capability of the media to rapidly reach redox and geochemical conditions that facilitate microbially mediated reduction. 2020-2021 are operational conditions. The treatment media contributes to total Ar, Fe and Mn concentrations above the MCLs and drinking water standards. Data indicate that the treatment media in the Seep Treatment Cell and PRB is capable of treating water entering the system with total Se concentrations as high as 6.87 mg/L as well as total Cd concentrations up to 0.00847 mg/L to levels below their respective MCLs. | None, other than those presented elsewhere | Seep treatment cell (STC) pretreatment system influent STC-NES5-IF (upgradient) to STC pretreatment effluent (STC-NES5-EF) (downgradient) is through the central flow path. Data collection for upgradient/downgradient wells is in some instances shifted by 1-2 days. Reporting on effluents from STC-NES5-IF is only considered during the period that effluent from the pretreatment is available for comparison (June 2019-Oct 2021)
Final Treatability Study Findings Report Field-Scale Permeable Reactive Barrier Pilot Study Conda/Woodall Mountain Mine | Conda/Woodall Mountain Mine | IDN001002862 | N/A | N/A | STC-NES5-EF | Former mining site | Permeable reactive barrier (PRB) with seep treatment cell pre-treatment | Passive | Permeable reactive barrier (PRB) | Pre-treatment | Overburden pile in the headwaters areas of Pedro Creek | Y | STC (pretreatment) | Specific technologies not specified. PRB is chemical and microbially mediated processes that reduce selenate to selenite and then selenium. Treatment media includes a carbon source (i.e. woodchips), alfalfa hay, and inert sand. Seep treatment cell is pre-treatment cell with treatment media. | Access to the groundwater table is needed. Trench excavated through water-bearing zones of alluvial deposits and into underlying weathered bedrock. | Pilot | 2018-2021, modifications made in 2019 to address seepage | Manganese | Mn, dissolved | mg/L | N | N/A | [6 empty] | 25.9 | 0.0049 | -528471.4286 |  |  |  | 0.0083 | 2020 - 2021 Average, from operational period, not whole dataset | Data not provided | Data not provided | 6.9 | 2020 - 2021 Average, from operational period, not whole dataset | Data not provided | Data not provided | Data not provided | Downgradient | 6.67 | 4.08 | mg/L | 11.5 | °C | Data not provided | N/A | Data not provided | N/A | -76.5 | mV | 3328 | µmhos/cm | Turbidity = 205 | NTU | data not provided | data not provided | data not provided | data not provided | data not provided | data not provided | N/A | No groundwater comparison value | No samples were collected at STC-NES5-EF between November 2018 and April 2019. | An insufficient amount of time since completion of the Pilot Study to adequately evaluate lifespan of the treatment media. The change in alkalinity can be used as an indicator of change in the ability of the media to treat selenium. Alkalinity remained relatively similar after 2 years of operation indicating that after 2 years of operation the microbially-mediated chemical reduction of selenium remains similar to the study onset. | Design had insufficient capacity to contain the flux of snow melt in addition to seep water. Soils in the area of the PRB are tight. In the future, when in an layered alluvial system, incorporate a gravel "pressure relief/effluent storage" zone on the downgradient edge to allow for increased ability to receive effluent water and/or flow onto the land surface if capacity is reached. The hydrogeological study was performed during fall low flow conditions as were the excavation and installation of the PRB bench. Additional water zones may be present during different water levels, so future design data collection should include a hydrogeological investigation in the spring to better characterize flux and water bearing zones in the aquifer during high water conditions. The PRB increased Ar, Fe, Mn and Ur due to eroded overburden material in the lenses on the walls of the excavation and from the seep and sedimentation basin sediments transferred to the PRB. Oxidizing conditions favorable to mobilization of Ur exist when ORP is above -200 mV. Bicarbonate that is likely dominant in the near neutral pH conditions in the vicinity of the PRB can enhance Ur mobility. Redox cycling from fluctuating water table can cause Ur mobilization. Heterogeneity of groundwater inflow along the trench, contact with runoff of mine materials, and microbial activity all contribute to factors affecting degree of treatment within the PRB. The incorporation of the Pilot Study into a potential remedy for the Pedro Creek Sub-Basin, at its current scale and in absence of other actions, may require some modifications to facilitate handling of high spring inflows and additional treatment to address the transport of released uranium into the shallow groundwater and surface water. | Operation and maintenance cost, including remote monitoring (e.g., transducers, telemetry, and cameras) and performance monitoring (e.g., sampling, analysis, and reporting), ranges between $20,000 to $40,000 per month. The capital cost for the construction of the PRB and STC was approximately $1.2M including the media, trenching, infiltration gallery, cover, and stormwater controls, or roughly $180/cubic yard of reactive media (1,200 cubic yards for the PRB and 5,500 cubic yards for the STC). | System is seep treatment cell effluent to PRB. Treatment media: 50% granular support media, 12.5% chopped alfalfa hay, 37.5% woodchips/shavings. Average hydraulic conductivity of 8.8-116.2 ft/day in the media. Trench excavated to dry, silty-clay, weathered Dinwoody Formation material to prevent groundwater flow from bypassing under the PRB. Eroded overburden was encountered. Media placed to a depth of 2 ft bgs, covered by non-woven geotextile and 2 ft of Dinwoody Formation material. Infiltration gallery was constructed upgradient to the PRB, and overburden was encountered. Infiltration gallery was overexcavated and compacted Dinwoody Formation materials were used on the base and sidewalls to reduce water contact with the overburden. It was backfilled with coarse drain rock and covered with non-woven geotextile and Dinwoody Formation material. PRB is relatively easy to implement with readily available material and equipment but using the technology to treat seeps or shallow groundwater in close proximity to overburden disposal piles should be approached with caution. The presence of run-of-mine shales in and around excavations contributes to mobilization of unwanted constituents (e.g. arsenic, uranium) | The objectives for the Pilot Study are consistent with the preliminary Remedial Action Objectives (RAOs) for groundwater remedies at Conda. Based on observations from the 2019 and 2020 monitoring, modifications were made to the Pilot Study in fall of 2020. In coordination with the Agencies, it was decided that the modification will require further monitoring in 2021 to fully meet the Pilot Study objectives. 2018-2019 start up period had differing conditions from 2020-2021, and the conditions were not considered representative of long term trends, but reflect the capability of the media to rapidly reach redox and geochemical conditions that facilitate microbially mediated reduction. 2020-2021 are operational conditions. The treatment media contributes to total Ar, Fe and Mn concentrations above the MCLs and drinking water standards. Data indicate that the treatment media in the Seep Treatment Cell and PRB is capable of treating water entering the system with total Se concentrations as high as 6.87 mg/L as well as total Cd concentrations up to 0.00847 mg/L to levels below their respective MCLs. | None, other than those presented elsewhere | Seep treatment cell (STC) pretreatment system influent STC-NES5-IF (upgradient) to STC pretreatment effluent (STC-NES5-EF) (downgradient) is through the central flow path. Data collection for upgradient/downgradient wells is in some instances shifted by 1-2 days. Reporting on effluents from STC-NES5-IF is only considered during the period that effluent from the pretreatment is available for comparison (June 2019-Oct 2021)
Final Treatability Study Findings Report Field-Scale Permeable Reactive Barrier Pilot Study Conda/Woodall Mountain Mine | Conda/Woodall Mountain Mine | IDN001002862 | N/A | N/A | STC-NES5-EF | Former mining site | Permeable reactive barrier (PRB) with seep treatment cell pre-treatment | Passive | Permeable reactive barrier (PRB) | Pre-treatment | Overburden pile in the headwaters areas of Pedro Creek | Y | STC (pretreatment) | Specific technologies not specified. PRB is chemical and microbially mediated processes that reduce selenate to selenite and then selenium. Treatment media includes a carbon source (i.e. woodchips), alfalfa hay, and inert sand. Seep treatment cell is pre-treatment cell with treatment media. | Access to the groundwater table is needed. Trench excavated through water-bearing zones of alluvial deposits and into underlying weathered bedrock. | Pilot | 2018-2021, modifications made in 2019 to address seepage | Manganese | Mn, total | mg/L | N | N/A | [6 empty] | 29 | 0.0596 | -48557.7181 |  |  |  | 0.0988 | 2020 - 2021 Average, from operational period, not whole dataset | Data not provided | Data not provided | 6.53 | 2020 - 2021 Average, from operational period, not whole dataset | Data not provided | Data not provided | Data not provided | Downgradient | 7.04 | 0.02 | mg/L | 17.02 | °C | Data not provided | N/A | Data not provided | N/A | -234.9 | mV | 534.32 | µmhos/cm | Turbidity = 164.4 | NTU | data not provided | data not provided | data not provided | data not provided | data not provided | data not provided | N | Groundwater Comparison Value: U.S. EPA Secondary Drinking Water Standard 0.05 mg/L Assessment of treatment goals based on well-specific averages for 2020-2021 | No samples were collected at STC-NES5-EF between November 2018 and April 2019. | An insufficient amount of time since completion of the Pilot Study to adequately evaluate lifespan of the treatment media. The change in alkalinity can be used as an indicator of change in the ability of the media to treat selenium. Alkalinity remained relatively similar after 2 years of operation indicating that after 2 years of operation the microbially-mediated chemical reduction of selenium remains similar to the study onset. | Design had insufficient capacity to contain the flux of snow melt in addition to seep water. Soils in the area of the PRB are tight. In the future, when in an layered alluvial system, incorporate a gravel "pressure relief/effluent storage" zone on the downgradient edge to allow for increased ability to receive effluent water and/or flow onto the land surface if capacity is reached. The hydrogeological study was performed during fall low flow conditions as were the excavation and installation of the PRB bench. Additional water zones may be present during different water levels, so future design data collection should include a hydrogeological investigation in the spring to better characterize flux and water bearing zones in the aquifer during high water conditions. The PRB increased Ar, Fe, Mn and Ur due to eroded overburden material in the lenses on the walls of the excavation and from the seep and sedimentation basin sediments transferred to the PRB. Oxidizing conditions favorable to mobilization of Ur exist when ORP is above -200 mV. Bicarbonate that is likely dominant in the near neutral pH conditions in the vicinity of the PRB can enhance Ur mobility. Redox cycling from fluctuating water table can cause Ur mobilization. Heterogeneity of groundwater inflow along the trench, contact with runoff of mine materials, and microbial activity all contribute to factors affecting degree of treatment within the PRB. The incorporation of the Pilot Study into a potential remedy for the Pedro Creek Sub-Basin, at its current scale and in absence of other actions, may require some modifications to facilitate handling of high spring inflows and additional treatment to address the transport of released uranium into the shallow groundwater and surface water. | Operation and maintenance cost, including remote monitoring (e.g., transducers, telemetry, and cameras) and performance monitoring (e.g., sampling, analysis, and reporting), ranges between $20,000 to $40,000 per month. The capital cost for the construction of the PRB and STC was approximately $1.2M including the media, trenching, infiltration gallery, cover, and stormwater controls, or roughly $180/cubic yard of reactive media (1,200 cubic yards for the PRB and 5,500 cubic yards for the STC). | System is seep treatment cell effluent to PRB. Treatment media: 50% granular support media, 12.5% chopped alfalfa hay, 37.5% woodchips/shavings. Average hydraulic conductivity of 8.8-116.2 ft/day in the media. Trench excavated to dry, silty-clay, weathered Dinwoody Formation material to prevent groundwater flow from bypassing under the PRB. Eroded overburden was encountered. Media placed to a depth of 2 ft bgs, covered by non-woven geotextile and 2 ft of Dinwoody Formation material. Infiltration gallery was constructed upgradient to the PRB, and overburden was encountered. Infiltration gallery was overexcavated and compacted Dinwoody Formation materials were used on the base and sidewalls to reduce water contact with the overburden. It was backfilled with coarse drain rock and covered with non-woven geotextile and Dinwoody Formation material. PRB is relatively easy to implement with readily available material and equipment but using the technology to treat seeps or shallow groundwater in close proximity to overburden disposal piles should be approached with caution. The presence of run-of-mine shales in and around excavations contributes to mobilization of unwanted constituents (e.g. arsenic, uranium) | The objectives for the Pilot Study are consistent with the preliminary Remedial Action Objectives (RAOs) for groundwater remedies at Conda. Based on observations from the 2019 and 2020 monitoring, modifications were made to the Pilot Study in fall of 2020. In coordination with the Agencies, it was decided that the modification will require further monitoring in 2021 to fully meet the Pilot Study objectives. 2018-2019 start up period had differing conditions from 2020-2021, and the conditions were not considered representative of long term trends, but reflect the capability of the media to rapidly reach redox and geochemical conditions that facilitate microbially mediated reduction. 2020-2021 are operational conditions. The treatment media contributes to total Ar, Fe and Mn concentrations above the MCLs and drinking water standards. Data indicate that the treatment media in the Seep Treatment Cell and PRB is capable of treating water entering the system with total Se concentrations as high as 6.87 mg/L as well as total Cd concentrations up to 0.00847 mg/L to levels below their respective MCLs. | None, other than those presented elsewhere | Seep treatment cell (STC) pretreatment system influent STC-NES5-IF (upgradient) to STC pretreatment effluent (STC-NES5-EF) (downgradient) is through the central flow path. Data collection for upgradient/downgradient wells is in some instances shifted by 1-2 days. Reporting on effluents from STC-NES5-IF is only considered during the period that effluent from the pretreatment is available for comparison (June 2019-Oct 2021)
Final Treatability Study Findings Report Field-Scale Permeable Reactive Barrier Pilot Study Conda/Woodall Mountain Mine | Conda/Woodall Mountain Mine | IDN001002862 | N/A | N/A | STC-NES5-EF | Former mining site | Permeable reactive barrier (PRB) with seep treatment cell pre-treatment | Passive | Permeable reactive barrier (PRB) | Pre-treatment | Overburden pile in the headwaters areas of Pedro Creek | Y | STC (pretreatment) | Specific technologies not specified. PRB is chemical and microbially mediated processes that reduce selenate to selenite and then selenium. Treatment media includes a carbon source (i.e. woodchips), alfalfa hay, and inert sand. Seep treatment cell is pre-treatment cell with treatment media. | Access to the groundwater table is needed. Trench excavated through water-bearing zones of alluvial deposits and into underlying weathered bedrock. | Pilot | 2018-2021, modifications made in 2019 to address seepage | Manganese | Mn, dissolved | mg/L | N | N/A | [9 empty] | 5.14 | ND | Not Applicable | 0.0083 | 2020 - 2021 Average, from operational period, not whole dataset | Data not provided | Data not provided | 6.9 | 2020 - 2021 Average, from operational period, not whole dataset | Data not provided | Data not provided | Data not provided | Downgradient | 7.43 | 5.54 | mg/L | 6.5 | °C | Data not provided | N/A | Data not provided | N/A | -103.1 | mV | 2831 | µmhos/cm | Turbidity = 55.11 | NTU | data not provided | data not provided | data not provided | data not provided | data not provided | data not provided | N/A | No groundwater comparison value | No samples were collected at STC-NES5-EF between November 2018 and April 2019. | An insufficient amount of time since completion of the Pilot Study to adequately evaluate lifespan of the treatment media. The change in alkalinity can be used as an indicator of change in the ability of the media to treat selenium. Alkalinity remained relatively similar after 2 years of operation indicating that after 2 years of operation the microbially-mediated chemical reduction of selenium remains similar to the study onset. | Design had insufficient capacity to contain the flux of snow melt in addition to seep water. Soils in the area of the PRB are tight. In the future, when in an layered alluvial system, incorporate a gravel "pressure relief/effluent storage" zone on the downgradient edge to allow for increased ability to receive effluent water and/or flow onto the land surface if capacity is reached. The hydrogeological study was performed during fall low flow conditions as were the excavation and installation of the PRB bench. Additional water zones may be present during different water levels, so future design data collection should include a hydrogeological investigation in the spring to better characterize flux and water bearing zones in the aquifer during high water conditions. The PRB increased Ar, Fe, Mn and Ur due to eroded overburden material in the lenses on the walls of the excavation and from the seep and sedimentation basin sediments transferred to the PRB. Oxidizing conditions favorable to mobilization of Ur exist when ORP is above -200 mV. Bicarbonate that is likely dominant in the near neutral pH conditions in the vicinity of the PRB can enhance Ur mobility. Redox cycling from fluctuating water table can cause Ur mobilization. Heterogeneity of groundwater inflow along the trench, contact with runoff of mine materials, and microbial activity all contribute to factors affecting degree of treatment within the PRB. The incorporation of the Pilot Study into a potential remedy for the Pedro Creek Sub-Basin, at its current scale and in absence of other actions, may require some modifications to facilitate handling of high spring inflows and additional treatment to address the transport of released uranium into the shallow groundwater and surface water. | Operation and maintenance cost, including remote monitoring (e.g., transducers, telemetry, and cameras) and performance monitoring (e.g., sampling, analysis, and reporting), ranges between $20,000 to $40,000 per month. The capital cost for the construction of the PRB and STC was approximately $1.2M including the media, trenching, infiltration gallery, cover, and stormwater controls, or roughly $180/cubic yard of reactive media (1,200 cubic yards for the PRB and 5,500 cubic yards for the STC). | System is seep treatment cell effluent to PRB. Treatment media: 50% granular support media, 12.5% chopped alfalfa hay, 37.5% woodchips/shavings. Average hydraulic conductivity of 8.8-116.2 ft/day in the media. Trench excavated to dry, silty-clay, weathered Dinwoody Formation material to prevent groundwater flow from bypassing under the PRB. Eroded overburden was encountered. Media placed to a depth of 2 ft bgs, covered by non-woven geotextile and 2 ft of Dinwoody Formation material. Infiltration gallery was constructed upgradient to the PRB, and overburden was encountered. Infiltration gallery was overexcavated and compacted Dinwoody Formation materials were used on the base and sidewalls to reduce water contact with the overburden. It was backfilled with coarse drain rock and covered with non-woven geotextile and Dinwoody Formation material. PRB is relatively easy to implement with readily available material and equipment but using the technology to treat seeps or shallow groundwater in close proximity to overburden disposal piles should be approached with caution. The presence of run-of-mine shales in and around excavations contributes to mobilization of unwanted constituents (e.g. arsenic, uranium) | The objectives for the Pilot Study are consistent with the preliminary Remedial Action Objectives (RAOs) for groundwater remedies at Conda. Based on observations from the 2019 and 2020 monitoring, modifications were made to the Pilot Study in fall of 2020. In coordination with the Agencies, it was decided that the modification will require further monitoring in 2021 to fully meet the Pilot Study objectives. 2018-2019 start up period had differing conditions from 2020-2021, and the conditions were not considered representative of long term trends, but reflect the capability of the media to rapidly reach redox and geochemical conditions that facilitate microbially mediated reduction. 2020-2021 are operational conditions. The treatment media contributes to total Ar, Fe and Mn concentrations above the MCLs and drinking water standards. Data indicate that the treatment media in the Seep Treatment Cell and PRB is capable of treating water entering the system with total Se concentrations as high as 6.87 mg/L as well as total Cd concentrations up to 0.00847 mg/L to levels below their respective MCLs. | None, other than those presented elsewhere | Seep treatment cell (STC) pretreatment system influent STC-NES5-IF (upgradient) to STC pretreatment effluent (STC-NES5-EF) (downgradient) is through the central flow path. Data collection for upgradient/downgradient wells is in some instances shifted by 1-2 days. Reporting on effluents from STC-NES5-IF is only considered during the period that effluent from the pretreatment is available for comparison (June 2019-Oct 2021) ND = Non detect. ND value is 0.0034
Final Treatability Study Findings Report Field-Scale Permeable Reactive Barrier Pilot Study Conda/Woodall Mountain Mine | Conda/Woodall Mountain Mine | IDN001002862 | N/A | N/A | STC-NES5-EF | Former mining site | Permeable reactive barrier (PRB) with seep treatment cell pre-treatment | Passive | Permeable reactive barrier (PRB) | Pre-treatment | Overburden pile in the headwaters areas of Pedro Creek | Y | STC (pretreatment) | Specific technologies not specified. PRB is chemical and microbially mediated processes that reduce selenate to selenite and then selenium. Treatment media includes a carbon source (i.e. woodchips), alfalfa hay, and inert sand. Seep treatment cell is pre-treatment cell with treatment media. | Access to the groundwater table is needed. Trench excavated through water-bearing zones of alluvial deposits and into underlying weathered bedrock. | Pilot | 2018-2021, modifications made in 2019 to address seepage | Manganese | Mn, total | mg/L | N | N/A | [9 empty] | 4.77 | 0.046 | -10269.5652 | 0.0988 | 2020 - 2021 Average, from operational period, not whole dataset | Data not provided | Data not provided | 6.53 | 2020 - 2021 Average, from operational period, not whole dataset | Data not provided | Data not provided | Data not provided | Downgradient | 7.43 | 5.54 | mg/L | 6.5 | °C | Data not provided | N/A | Data not provided | N/A | -103.1 | mV | 2831 | µmhos/cm | Turbidity = 55.11 | NTU | data not provided | data not provided | data not provided | data not provided | data not provided | data not provided | N | Groundwater Comparison Value: U.S. EPA Secondary Drinking Water Standard 0.05 mg/L Assessment of treatment goals based on well-specific averages for 2020-2021 | No samples were collected at STC-NES5-EF between November 2018 and April 2019. | An insufficient amount of time since completion of the Pilot Study to adequately evaluate lifespan of the treatment media. The change in alkalinity can be used as an indicator of change in the ability of the media to treat selenium. Alkalinity remained relatively similar after 2 years of operation indicating that after 2 years of operation the microbially-mediated chemical reduction of selenium remains similar to the study onset. | Design had insufficient capacity to contain the flux of snow melt in addition to seep water. Soils in the area of the PRB are tight. In the future, when in an layered alluvial system, incorporate a gravel "pressure relief/effluent storage" zone on the downgradient edge to allow for increased ability to receive effluent water and/or flow onto the land surface if capacity is reached. The hydrogeological study was performed during fall low flow conditions as were the excavation and installation of the PRB bench. Additional water zones may be present during different water levels, so future design data collection should include a hydrogeological investigation in the spring to better characterize flux and water bearing zones in the aquifer during high water conditions. The PRB increased Ar, Fe, Mn and Ur due to eroded overburden material in the lenses on the walls of the excavation and from the seep and sedimentation basin sediments transferred to the PRB. Oxidizing conditions favorable to mobilization of Ur exist when ORP is above -200 mV. Bicarbonate that is likely dominant in the near neutral pH conditions in the vicinity of the PRB can enhance Ur mobility. Redox cycling from fluctuating water table can cause Ur mobilization. Heterogeneity of groundwater inflow along the trench, contact with runoff of mine materials, and microbial activity all contribute to factors affecting degree of treatment within the PRB. The incorporation of the Pilot Study into a potential remedy for the Pedro Creek Sub-Basin, at its current scale and in absence of other actions, may require some modifications to facilitate handling of high spring inflows and additional treatment to address the transport of released uranium into the shallow groundwater and surface water. | Operation and maintenance cost, including remote monitoring (e.g., transducers, telemetry, and cameras) and performance monitoring (e.g., sampling, analysis, and reporting), ranges between $20,000 to $40,000 per month. The capital cost for the construction of the PRB and STC was approximately $1.2M including the media, trenching, infiltration gallery, cover, and stormwater controls, or roughly $180/cubic yard of reactive media (1,200 cubic yards for the PRB and 5,500 cubic yards for the STC). | System is seep treatment cell effluent to PRB. Treatment media: 50% granular support media, 12.5% chopped alfalfa hay, 37.5% woodchips/shavings. Average hydraulic conductivity of 8.8-116.2 ft/day in the media. Trench excavated to dry, silty-clay, weathered Dinwoody Formation material to prevent groundwater flow from bypassing under the PRB. Eroded overburden was encountered. Media placed to a depth of 2 ft bgs, covered by non-woven geotextile and 2 ft of Dinwoody Formation material. Infiltration gallery was constructed upgradient to the PRB, and overburden was encountered. Infiltration gallery was overexcavated and compacted Dinwoody Formation materials were used on the base and sidewalls to reduce water contact with the overburden. It was backfilled with coarse drain rock and covered with non-woven geotextile and Dinwoody Formation material. PRB is relatively easy to implement with readily available material and equipment but using the technology to treat seeps or shallow groundwater in close proximity to overburden disposal piles should be approached with caution. The presence of run-of-mine shales in and around excavations contributes to mobilization of unwanted constituents (e.g. arsenic, uranium) | The objectives for the Pilot Study are consistent with the preliminary Remedial Action Objectives (RAOs) for groundwater remedies at Conda. Based on observations from the 2019 and 2020 monitoring, modifications were made to the Pilot Study in fall of 2020. In coordination with the Agencies, it was decided that the modification will require further monitoring in 2021 to fully meet the Pilot Study objectives. 2018-2019 start up period had differing conditions from 2020-2021, and the conditions were not considered representative of long term trends, but reflect the capability of the media to rapidly reach redox and geochemical conditions that facilitate microbially mediated reduction. 2020-2021 are operational conditions. The treatment media contributes to total Ar, Fe and Mn concentrations above the MCLs and drinking water standards. Data indicate that the treatment media in the Seep Treatment Cell and PRB is capable of treating water entering the system with total Se concentrations as high as 6.87 mg/L as well as total Cd concentrations up to 0.00847 mg/L to levels below their respective MCLs. | None, other than those presented elsewhere | Seep treatment cell (STC) pretreatment system influent STC-NES5-IF (upgradient) to STC pretreatment effluent (STC-NES5-EF) (downgradient) is through the central flow path. Data collection for upgradient/downgradient wells is in some instances shifted by 1-2 days. Reporting on effluents from STC-NES5-IF is only considered during the period that effluent from the pretreatment is available for comparison (June 2019-Oct 2021)
Final Treatability Study Findings Report Field-Scale Permeable Reactive Barrier Pilot Study Conda/Woodall Mountain Mine | Conda/Woodall Mountain Mine | IDN001002862 | N/A | N/A | STC-NES5-IF | Former mining site | Permeable reactive barrier (PRB) with seep treatment cell pre-treatment | Passive | Permeable reactive barrier (PRB) | Pre-treatment | Overburden pile in the headwaters areas of Pedro Creek | Y | STC (pretreatment) | Specific technologies not specified. PRB is chemical and microbially mediated processes that reduce selenate to selenite and then selenium. Treatment media includes a carbon source (i.e. woodchips), alfalfa hay, and inert sand. Seep treatment cell is pre-treatment cell with treatment media. | Access to the groundwater table is needed. Trench excavated through water-bearing zones of alluvial deposits and into underlying weathered bedrock. | Pilot | 2018-2021, modifications made in 2019 to address seepage | Uranium | U, dissolved | mg/L | N | N/A | 0.0232 | Data not provided | Not Available | [9 empty] | 0.0214 | 2020 - 2021 Average, from operational period, not whole dataset | Data not provided | Data not provided | 0.00197 | 2020 - 2021 Average, from operational period, not whole dataset | Data not provided | Data not provided | Data not provided | Upgradient | 6.91 | 4.87 | mg/L | 10.8 | °C | Data not provided | N/A | Data not provided | N/A | 78.9 | mV | 3324 | µmhos/cm | Turbidity = 78.14 | NTU | data not provided | data not provided | data not provided | data not provided | data not provided | data not provided | N/A | No groundwater comparison value | No samples were collected at STC-NES5-EF between November 2018 and April 2019. | An insufficient amount of time since completion of the Pilot Study to adequately evaluate lifespan of the treatment media. The change in alkalinity can be used as an indicator of change in the ability of the media to treat selenium. Alkalinity remained relatively similar after 2 years of operation indicating that after 2 years of operation the microbially-mediated chemical reduction of selenium remains similar to the study onset. | Design had insufficient capacity to contain the flux of snow melt in addition to seep water. Soils in the area of the PRB are tight. In the future, when in an layered alluvial system, incorporate a gravel "pressure relief/effluent storage" zone on the downgradient edge to allow for increased ability to receive effluent water and/or flow onto the land surface if capacity is reached. The hydrogeological study was performed during fall low flow conditions as were the excavation and installation of the PRB bench. Additional water zones may be present during different water levels, so future design data collection should include a hydrogeological investigation in the spring to better characterize flux and water bearing zones in the aquifer during high water conditions. The PRB increased Ar, Fe, Mn and Ur due to eroded overburden material in the lenses on the walls of the excavation and from the seep and sedimentation basin sediments transferred to the PRB. Oxidizing conditions favorable to mobilization of Ur exist when ORP is above -200 mV. Bicarbonate that is likely dominant in the near neutral pH conditions in the vicinity of the PRB can enhance Ur mobility. Redox cycling from fluctuating water table can cause Ur mobilization. Heterogeneity of groundwater inflow along the trench, contact with runoff of mine materials, and microbial activity all contribute to factors affecting degree of treatment within the PRB. The incorporation of the Pilot Study into a potential remedy for the Pedro Creek Sub-Basin, at its current scale and in absence of other actions, may require some modifications to facilitate handling of high spring inflows and additional treatment to address the transport of released uranium into the shallow groundwater and surface water. | Operation and maintenance cost, including remote monitoring (e.g., transducers, telemetry, and cameras) and performance monitoring (e.g., sampling, analysis, and reporting), ranges between $20,000 to $40,000 per month. The capital cost for the construction of the PRB and STC was approximately $1.2M including the media, trenching, infiltration gallery, cover, and stormwater controls, or roughly $180/cubic yard of reactive media (1,200 cubic yards for the PRB and 5,500 cubic yards for the STC). | System is seep treatment cell effluent to PRB. Treatment media: 50% granular support media, 12.5% chopped alfalfa hay, 37.5% woodchips/shavings. Average hydraulic conductivity of 8.8-116.2 ft/day in the media. Trench excavated to dry, silty-clay, weathered Dinwoody Formation material to prevent groundwater flow from bypassing under the PRB. Eroded overburden was encountered. Media placed to a depth of 2 ft bgs, covered by non-woven geotextile and 2 ft of Dinwoody Formation material. Infiltration gallery was constructed upgradient to the PRB, and overburden was encountered. Infiltration gallery was overexcavated and compacted Dinwoody Formation materials were used on the base and sidewalls to reduce water contact with the overburden. It was backfilled with coarse drain rock and covered with non-woven geotextile and Dinwoody Formation material. PRB is relatively easy to implement with readily available material and equipment but using the technology to treat seeps or shallow groundwater in close proximity to overburden disposal piles should be approached with caution. The presence of run-of-mine shales in and around excavations contributes to mobilization of unwanted constituents (e.g. arsenic, uranium) | The objectives for the Pilot Study are consistent with the preliminary Remedial Action Objectives (RAOs) for groundwater remedies at Conda. Based on observations from the 2019 and 2020 monitoring, modifications were made to the Pilot Study in fall of 2020. In coordination with the Agencies, it was decided that the modification will require further monitoring in 2021 to fully meet the Pilot Study objectives. 2018-2019 start up period had differing conditions from 2020-2021, and the conditions were not considered representative of long term trends, but reflect the capability of the media to rapidly reach redox and geochemical conditions that facilitate microbially mediated reduction. 2020-2021 are operational conditions. The treatment media contributes to total Ar, Fe and Mn concentrations above the MCLs and drinking water standards. Data indicate that the treatment media in the Seep Treatment Cell and PRB is capable of treating water entering the system with total Se concentrations as high as 6.87 mg/L as well as total Cd concentrations up to 0.00847 mg/L to levels below their respective MCLs. | None, other than those presented elsewhere | Seep treatment cell (STC) pretreatment system influent STC-NES5-IF (upgradient) to STC pretreatment effluent (STC-NES5-EF) (downgradient) is through the central flow path. Data collection for upgradient/downgradient wells is in some instances shifted by 1-2 days. Reporting on effluents from STC-NES5-IF is only considered during the period that effluent from the pretreatment is available for comparison (June 2019-Oct 2021)
Final Treatability Study Findings Report Field-Scale Permeable Reactive Barrier Pilot Study Conda/Woodall Mountain Mine | Conda/Woodall Mountain Mine | IDN001002862 | N/A | N/A | STC-NES5-IF | Former mining site | Permeable reactive barrier (PRB) with seep treatment cell pre-treatment | Passive | Permeable reactive barrier (PRB) | Pre-treatment | Overburden pile in the headwaters areas of Pedro Creek | Y | STC (pretreatment) | Specific technologies not specified. PRB is chemical and microbially mediated processes that reduce selenate to selenite and then selenium. Treatment media includes a carbon source (i.e. woodchips), alfalfa hay, and inert sand. Seep treatment cell is pre-treatment cell with treatment media. | Access to the groundwater table is needed. Trench excavated through water-bearing zones of alluvial deposits and into underlying weathered bedrock. | Pilot | 2018-2021, modifications made in 2019 to address seepage | Uranium | U, total | mg/L | N | N/A | 0.0249 | 0.00269 | 89.1968 | [9 empty] | 0.0235 | 2020 - 2021 Average, from operational period, not whole dataset | Data not provided | Data not provided | 0.00196 | 2020 - 2021 Average, from operational period, not whole dataset | Data not provided | Data not provided | Data not provided | Upgradient | 6.73 | 2.75 | mg/L | 10.1 | °C | Data not provided | N/A | Data not provided | N/A | 90.5 | mV | 3217 | µmhos/cm | Turbidity = 11.41 | NTU | data not provided | data not provided | data not provided | data not provided | data not provided | data not provided | Y | Groundwater Comparison Value: U.S. EPA MCL 0.03 mg/L Assessment of treatment goals based on well-specific averages for 2020-2021 | No samples were collected at STC-NES5-EF between November 2018 and April 2019. | An insufficient amount of time since completion of the Pilot Study to adequately evaluate lifespan of the treatment media. The change in alkalinity can be used as an indicator of change in the ability of the media to treat selenium. Alkalinity remained relatively similar after 2 years of operation indicating that after 2 years of operation the microbially-mediated chemical reduction of selenium remains similar to the study onset. | Design had insufficient capacity to contain the flux of snow melt in addition to seep water. Soils in the area of the PRB are tight. In the future, when in an layered alluvial system, incorporate a gravel "pressure relief/effluent storage" zone on the downgradient edge to allow for increased ability to receive effluent water and/or flow onto the land surface if capacity is reached. The hydrogeological study was performed during fall low flow conditions as were the excavation and installation of the PRB bench. Additional water zones may be present during different water levels, so future design data collection should include a hydrogeological investigation in the spring to better characterize flux and water bearing zones in the aquifer during high water conditions. The PRB increased Ar, Fe, Mn and Ur due to eroded overburden material in the lenses on the walls of the excavation and from the seep and sedimentation basin sediments transferred to the PRB. Oxidizing conditions favorable to mobilization of Ur exist when ORP is above -200 mV. Bicarbonate that is likely dominant in the near neutral pH conditions in the vicinity of the PRB can enhance Ur mobility. Redox cycling from fluctuating water table can cause Ur mobilization. Heterogeneity of groundwater inflow along the trench, contact with runoff of mine materials, and microbial activity all contribute to factors affecting degree of treatment within the PRB. The incorporation of the Pilot Study into a potential remedy for the Pedro Creek Sub-Basin, at its current scale and in absence of other actions, may require some modifications to facilitate handling of high spring inflows and additional treatment to address the transport of released uranium into the shallow groundwater and surface water. | Operation and maintenance cost, including remote monitoring (e.g., transducers, telemetry, and cameras) and performance monitoring (e.g., sampling, analysis, and reporting), ranges between $20,000 to $40,000 per month. The capital cost for the construction of the PRB and STC was approximately $1.2M including the media, trenching, infiltration gallery, cover, and stormwater controls, or roughly $180/cubic yard of reactive media (1,200 cubic yards for the PRB and 5,500 cubic yards for the STC). | System is seep treatment cell effluent to PRB. Treatment media: 50% granular support media, 12.5% chopped alfalfa hay, 37.5% woodchips/shavings. Average hydraulic conductivity of 8.8-116.2 ft/day in the media. Trench excavated to dry, silty-clay, weathered Dinwoody Formation material to prevent groundwater flow from bypassing under the PRB. Eroded overburden was encountered. Media placed to a depth of 2 ft bgs, covered by non-woven geotextile and 2 ft of Dinwoody Formation material. Infiltration gallery was constructed upgradient to the PRB, and overburden was encountered. Infiltration gallery was overexcavated and compacted Dinwoody Formation materials were used on the base and sidewalls to reduce water contact with the overburden. It was backfilled with coarse drain rock and covered with non-woven geotextile and Dinwoody Formation material. PRB is relatively easy to implement with readily available material and equipment but using the technology to treat seeps or shallow groundwater in close proximity to overburden disposal piles should be approached with caution. The presence of run-of-mine shales in and around excavations contributes to mobilization of unwanted constituents (e.g. arsenic, uranium) | The objectives for the Pilot Study are consistent with the preliminary Remedial Action Objectives (RAOs) for groundwater remedies at Conda. Based on observations from the 2019 and 2020 monitoring, modifications were made to the Pilot Study in fall of 2020. In coordination with the Agencies, it was decided that the modification will require further monitoring in 2021 to fully meet the Pilot Study objectives. 2018-2019 start up period had differing conditions from 2020-2021, and the conditions were not considered representative of long term trends, but reflect the capability of the media to rapidly reach redox and geochemical conditions that facilitate microbially mediated reduction. 2020-2021 are operational conditions. The treatment media contributes to total Ar, Fe and Mn concentrations above the MCLs and drinking water standards. Data indicate that the treatment media in the Seep Treatment Cell and PRB is capable of treating water entering the system with total Se concentrations as high as 6.87 mg/L as well as total Cd concentrations up to 0.00847 mg/L to levels below their respective MCLs. | None, other than those presented elsewhere | Seep treatment cell (STC) pretreatment system influent STC-NES5-IF (upgradient) to STC pretreatment effluent (STC-NES5-EF) (downgradient) is through the central flow path. Data collection for upgradient/downgradient wells is in some instances shifted by 1-2 days. Reporting on effluents from STC-NES5-IF is only considered during the period that effluent from the pretreatment is available for comparison (June 2019-Oct 2021)
Final Treatability Study Findings Report Field-Scale Permeable Reactive Barrier Pilot Study Conda/Woodall Mountain Mine | Conda/Woodall Mountain Mine | IDN001002862 | N/A | N/A | STC-NES5-IF | Former mining site | Permeable reactive barrier (PRB) with seep treatment cell pre-treatment | Passive | Permeable reactive barrier (PRB) | Pre-treatment | Overburden pile in the headwaters areas of Pedro Creek | Y | STC (pretreatment) | Specific technologies not specified. PRB is chemical and microbially mediated processes that reduce selenate to selenite and then selenium. Treatment media includes a carbon source (i.e. woodchips), alfalfa hay, and inert sand. Seep treatment cell is pre-treatment cell with treatment media. | Access to the groundwater table is needed. Trench excavated through water-bearing zones of alluvial deposits and into underlying weathered bedrock. | Pilot | 2018-2021, modifications made in 2019 to address seepage | Uranium | U, dissolved | mg/L | N | N/A |  |  |  | 0.0186 | 0.00169 | 90.914 | [6 empty] | 0.0214 | 2020 - 2021 Average, from operational period, not whole dataset | Data not provided | Data not provided | 0.00197 | 2020 - 2021 Average, from operational period, not whole dataset | Data not provided | Data not provided | Data not provided | Upgradient | 6.96 | 4.51 | mg/L | 10.4 | °C | Data not provided | N/A | Data not provided | N/A | -68.2 | mV | 3089 | µmhos/cm | Turbidity = 187 | NTU | data not provided | data not provided | data not provided | data not provided | data not provided | data not provided | N/A | No groundwater comparison value | No samples were collected at STC-NES5-EF between November 2018 and April 2019. | An insufficient amount of time since completion of the Pilot Study to adequately evaluate lifespan of the treatment media. The change in alkalinity can be used as an indicator of change in the ability of the media to treat selenium. Alkalinity remained relatively similar after 2 years of operation indicating that after 2 years of operation the microbially-mediated chemical reduction of selenium remains similar to the study onset. | Design had insufficient capacity to contain the flux of snow melt in addition to seep water. Soils in the area of the PRB are tight. In the future, when in an layered alluvial system, incorporate a gravel "pressure relief/effluent storage" zone on the downgradient edge to allow for increased ability to receive effluent water and/or flow onto the land surface if capacity is reached. The hydrogeological study was performed during fall low flow conditions as were the excavation and installation of the PRB bench. Additional water zones may be present during different water levels, so future design data collection should include a hydrogeological investigation in the spring to better characterize flux and water bearing zones in the aquifer during high water conditions. The PRB increased Ar, Fe, Mn and Ur due to eroded overburden material in the lenses on the walls of the excavation and from the seep and sedimentation basin sediments transferred to the PRB. Oxidizing conditions favorable to mobilization of Ur exist when ORP is above -200 mV. Bicarbonate that is likely dominant in the near neutral pH conditions in the vicinity of the PRB can enhance Ur mobility. Redox cycling from fluctuating water table can cause Ur mobilization. Heterogeneity of groundwater inflow along the trench, contact with runoff of mine materials, and microbial activity all contribute to factors affecting degree of treatment within the PRB. The incorporation of the Pilot Study into a potential remedy for the Pedro Creek Sub-Basin, at its current scale and in absence of other actions, may require some modifications to facilitate handling of high spring inflows and additional treatment to address the transport of released uranium into the shallow groundwater and surface water. | Operation and maintenance cost, including remote monitoring (e.g., transducers, telemetry, and cameras) and performance monitoring (e.g., sampling, analysis, and reporting), ranges between $20,000 to $40,000 per month. The capital cost for the construction of the PRB and STC was approximately $1.2M including the media, trenching, infiltration gallery, cover, and stormwater controls, or roughly $180/cubic yard of reactive media (1,200 cubic yards for the PRB and 5,500 cubic yards for the STC). | System is seep treatment cell effluent to PRB. Treatment media: 50% granular support media, 12.5% chopped alfalfa hay, 37.5% woodchips/shavings. Average hydraulic conductivity of 8.8-116.2 ft/day in the media. Trench excavated to dry, silty-clay, weathered Dinwoody Formation material to prevent groundwater flow from bypassing under the PRB. Eroded overburden was encountered. Media placed to a depth of 2 ft bgs, covered by non-woven geotextile and 2 ft of Dinwoody Formation material. Infiltration gallery was constructed upgradient to the PRB, and overburden was encountered. Infiltration gallery was overexcavated and compacted Dinwoody Formation materials were used on the base and sidewalls to reduce water contact with the overburden. It was backfilled with coarse drain rock and covered with non-woven geotextile and Dinwoody Formation material. PRB is relatively easy to implement with readily available material and equipment but using the technology to treat seeps or shallow groundwater in close proximity to overburden disposal piles should be approached with caution. The presence of run-of-mine shales in and around excavations contributes to mobilization of unwanted constituents (e.g. arsenic, uranium) | The objectives for the Pilot Study are consistent with the preliminary Remedial Action Objectives (RAOs) for groundwater remedies at Conda. Based on observations from the 2019 and 2020 monitoring, modifications were made to the Pilot Study in fall of 2020. In coordination with the Agencies, it was decided that the modification will require further monitoring in 2021 to fully meet the Pilot Study objectives. 2018-2019 start up period had differing conditions from 2020-2021, and the conditions were not considered representative of long term trends, but reflect the capability of the media to rapidly reach redox and geochemical conditions that facilitate microbially mediated reduction. 2020-2021 are operational conditions. The treatment media contributes to total Ar, Fe and Mn concentrations above the MCLs and drinking water standards. Data indicate that the treatment media in the Seep Treatment Cell and PRB is capable of treating water entering the system with total Se concentrations as high as 6.87 mg/L as well as total Cd concentrations up to 0.00847 mg/L to levels below their respective MCLs. | None, other than those presented elsewhere | Seep treatment cell (STC) pretreatment system influent STC-NES5-IF (upgradient) to STC pretreatment effluent (STC-NES5-EF) (downgradient) is through the central flow path. Data collection for upgradient/downgradient wells is in some instances shifted by 1-2 days. Reporting on effluents from STC-NES5-IF is only considered during the period that effluent from the pretreatment is available for comparison (June 2019-Oct 2021)
Final Treatability Study Findings Report Field-Scale Permeable Reactive Barrier Pilot Study Conda/Woodall Mountain Mine | Conda/Woodall Mountain Mine | IDN001002862 | N/A | N/A | STC-NES5-IF | Former mining site | Permeable reactive barrier (PRB) with seep treatment cell pre-treatment | Passive | Permeable reactive barrier (PRB) | Pre-treatment | Overburden pile in the headwaters areas of Pedro Creek | Y | STC (pretreatment) | Specific technologies not specified. PRB is chemical and microbially mediated processes that reduce selenate to selenite and then selenium. Treatment media includes a carbon source (i.e. woodchips), alfalfa hay, and inert sand. Seep treatment cell is pre-treatment cell with treatment media. | Access to the groundwater table is needed. Trench excavated through water-bearing zones of alluvial deposits and into underlying weathered bedrock. | Pilot | 2018-2021, modifications made in 2019 to address seepage | Uranium | U, total | mg/L | N | N/A |  |  |  | 0.0204 | 0.00073 | 96.4216 | [6 empty] | 0.0235 | 2020 - 2021 Average, from operational period, not whole dataset | Data not provided | Data not provided | 0.00196 | 2020 - 2021 Average, from operational period, not whole dataset | Data not provided | Data not provided | Data not provided | Upgradient | 6.81 | 4.6 | mg/L | 9.9 | °C | Data not provided | N/A | Data not provided | N/A | 198.5 | mV | 3379 | µmhos/cm | Turbidity = 3.18 | NTU | data not provided | data not provided | data not provided | data not provided | data not provided | data not provided | Y | Groundwater Comparison Value: U.S. EPA MCL 0.03 mg/L Assessment of treatment goals based on well-specific averages for 2020-2021 | No samples were collected at STC-NES5-EF between November 2018 and April 2019. | An insufficient amount of time since completion of the Pilot Study to adequately evaluate lifespan of the treatment media. The change in alkalinity can be used as an indicator of change in the ability of the media to treat selenium. Alkalinity remained relatively similar after 2 years of operation indicating that after 2 years of operation the microbially-mediated chemical reduction of selenium remains similar to the study onset. | Design had insufficient capacity to contain the flux of snow melt in addition to seep water. Soils in the area of the PRB are tight. In the future, when in an layered alluvial system, incorporate a gravel "pressure relief/effluent storage" zone on the downgradient edge to allow for increased ability to receive effluent water and/or flow onto the land surface if capacity is reached. The hydrogeological study was performed during fall low flow conditions as were the excavation and installation of the PRB bench. Additional water zones may be present during different water levels, so future design data collection should include a hydrogeological investigation in the spring to better characterize flux and water bearing zones in the aquifer during high water conditions. The PRB increased Ar, Fe, Mn and Ur due to eroded overburden material in the lenses on the walls of the excavation and from the seep and sedimentation basin sediments transferred to the PRB. Oxidizing conditions favorable to mobilization of Ur exist when ORP is above -200 mV. Bicarbonate that is likely dominant in the near neutral pH conditions in the vicinity of the PRB can enhance Ur mobility. Redox cycling from fluctuating water table can cause Ur mobilization. Heterogeneity of groundwater inflow along the trench, contact with runoff of mine materials, and microbial activity all contribute to factors affecting degree of treatment within the PRB. The incorporation of the Pilot Study into a potential remedy for the Pedro Creek Sub-Basin, at its current scale and in absence of other actions, may require some modifications to facilitate handling of high spring inflows and additional treatment to address the transport of released uranium into the shallow groundwater and surface water. | Operation and maintenance cost, including remote monitoring (e.g., transducers, telemetry, and cameras) and performance monitoring (e.g., sampling, analysis, and reporting), ranges between $20,000 to $40,000 per month. The capital cost for the construction of the PRB and STC was approximately $1.2M including the media, trenching, infiltration gallery, cover, and stormwater controls, or roughly $180/cubic yard of reactive media (1,200 cubic yards for the PRB and 5,500 cubic yards for the STC). | System is seep treatment cell effluent to PRB. Treatment media: 50% granular support media, 12.5% chopped alfalfa hay, 37.5% woodchips/shavings. Average hydraulic conductivity of 8.8-116.2 ft/day in the media. Trench excavated to dry, silty-clay, weathered Dinwoody Formation material to prevent groundwater flow from bypassing under the PRB. Eroded overburden was encountered. Media placed to a depth of 2 ft bgs, covered by non-woven geotextile and 2 ft of Dinwoody Formation material. Infiltration gallery was constructed upgradient to the PRB, and overburden was encountered. Infiltration gallery was overexcavated and compacted Dinwoody Formation materials were used on the base and sidewalls to reduce water contact with the overburden. It was backfilled with coarse drain rock and covered with non-woven geotextile and Dinwoody Formation material. PRB is relatively easy to implement with readily available material and equipment but using the technology to treat seeps or shallow groundwater in close proximity to overburden disposal piles should be approached with caution. The presence of run-of-mine shales in and around excavations contributes to mobilization of unwanted constituents (e.g. arsenic, uranium) | The objectives for the Pilot Study are consistent with the preliminary Remedial Action Objectives (RAOs) for groundwater remedies at Conda. Based on observations from the 2019 and 2020 monitoring, modifications were made to the Pilot Study in fall of 2020. In coordination with the Agencies, it was decided that the modification will require further monitoring in 2021 to fully meet the Pilot Study objectives. 2018-2019 start up period had differing conditions from 2020-2021, and the conditions were not considered representative of long term trends, but reflect the capability of the media to rapidly reach redox and geochemical conditions that facilitate microbially mediated reduction. 2020-2021 are operational conditions. The treatment media contributes to total Ar, Fe and Mn concentrations above the MCLs and drinking water standards. Data indicate that the treatment media in the Seep Treatment Cell and PRB is capable of treating water entering the system with total Se concentrations as high as 6.87 mg/L as well as total Cd concentrations up to 0.00847 mg/L to levels below their respective MCLs. | None, other than those presented elsewhere | Seep treatment cell (STC) pretreatment system influent STC-NES5-IF (upgradient) to STC pretreatment effluent (STC-NES5-EF) (downgradient) is through the central flow path. Data collection for upgradient/downgradient wells is in some instances shifted by 1-2 days. Reporting on effluents from STC-NES5-IF is only considered during the period that effluent from the pretreatment is available for comparison (June 2019-Oct 2021)
Final Treatability Study Findings Report Field-Scale Permeable Reactive Barrier Pilot Study Conda/Woodall Mountain Mine | Conda/Woodall Mountain Mine | IDN001002862 | N/A | N/A | STC-NES5-EF | Former mining site | Permeable reactive barrier (PRB) with seep treatment cell pre-treatment | Passive | Permeable reactive barrier (PRB) | Pre-treatment | Overburden pile in the headwaters areas of Pedro Creek | Y | STC (pretreatment) | Specific technologies not specified. PRB is chemical and microbially mediated processes that reduce selenate to selenite and then selenium. Treatment media includes a carbon source (i.e. woodchips), alfalfa hay, and inert sand. Seep treatment cell is pre-treatment cell with treatment media. | Access to the groundwater table is needed. Trench excavated through water-bearing zones of alluvial deposits and into underlying weathered bedrock. | Pilot | 2018-2021, modifications made in 2019 to address seepage | Uranium | U, dissolved | mg/L | N | N/A | [6 empty] | 0.00375 | 0.0208 | 81.9712 |  |  |  | 0.0214 | 2020 - 2021 Average, from operational period, not whole dataset | Data not provided | Data not provided | 0.00197 | 2020 - 2021 Average, from operational period, not whole dataset | Data not provided | Data not provided | Data not provided | Downgradient | 7.43 | 5.54 | mg/L | 6.5 | °C | Data not provided | N/A | Data not provided | N/A | -103.1 | mV | 2831 | µmhos/cm | Turbidity = 55.11 | NTU | data not provided | data not provided | data not provided | data not provided | data not provided | data not provided | N/A | No groundwater comparison value | No samples were collected at STC-NES5-EF between November 2018 and April 2019. | An insufficient amount of time since completion of the Pilot Study to adequately evaluate lifespan of the treatment media. The change in alkalinity can be used as an indicator of change in the ability of the media to treat selenium. Alkalinity remained relatively similar after 2 years of operation indicating that after 2 years of operation the microbially-mediated chemical reduction of selenium remains similar to the study onset. | Design had insufficient capacity to contain the flux of snow melt in addition to seep water. Soils in the area of the PRB are tight. In the future, when in an layered alluvial system, incorporate a gravel "pressure relief/effluent storage" zone on the downgradient edge to allow for increased ability to receive effluent water and/or flow onto the land surface if capacity is reached. The hydrogeological study was performed during fall low flow conditions as were the excavation and installation of the PRB bench. Additional water zones may be present during different water levels, so future design data collection should include a hydrogeological investigation in the spring to better characterize flux and water bearing zones in the aquifer during high water conditions. The PRB increased Ar, Fe, Mn and Ur due to eroded overburden material in the lenses on the walls of the excavation and from the seep and sedimentation basin sediments transferred to the PRB. Oxidizing conditions favorable to mobilization of Ur exist when ORP is above -200 mV. Bicarbonate that is likely dominant in the near neutral pH conditions in the vicinity of the PRB can enhance Ur mobility. Redox cycling from fluctuating water table can cause Ur mobilization. Heterogeneity of groundwater inflow along the trench, contact with runoff of mine materials, and microbial activity all contribute to factors affecting degree of treatment within the PRB. The incorporation of the Pilot Study into a potential remedy for the Pedro Creek Sub-Basin, at its current scale and in absence of other actions, may require some modifications to facilitate handling of high spring inflows and additional treatment to address the transport of released uranium into the shallow groundwater and surface water. | Operation and maintenance cost, including remote monitoring (e.g., transducers, telemetry, and cameras) and performance monitoring (e.g., sampling, analysis, and reporting), ranges between $20,000 to $40,000 per month. The capital cost for the construction of the PRB and STC was approximately $1.2M including the media, trenching, infiltration gallery, cover, and stormwater controls, or roughly $180/cubic yard of reactive media (1,200 cubic yards for the PRB and 5,500 cubic yards for the STC). | System is seep treatment cell effluent to PRB. Treatment media: 50% granular support media, 12.5% chopped alfalfa hay, 37.5% woodchips/shavings. Average hydraulic conductivity of 8.8-116.2 ft/day in the media. Trench excavated to dry, silty-clay, weathered Dinwoody Formation material to prevent groundwater flow from bypassing under the PRB. Eroded overburden was encountered. Media placed to a depth of 2 ft bgs, covered by non-woven geotextile and 2 ft of Dinwoody Formation material. Infiltration gallery was constructed upgradient to the PRB, and overburden was encountered. Infiltration gallery was overexcavated and compacted Dinwoody Formation materials were used on the base and sidewalls to reduce water contact with the overburden. It was backfilled with coarse drain rock and covered with non-woven geotextile and Dinwoody Formation material. PRB is relatively easy to implement with readily available material and equipment but using the technology to treat seeps or shallow groundwater in close proximity to overburden disposal piles should be approached with caution. The presence of run-of-mine shales in and around excavations contributes to mobilization of unwanted constituents (e.g. arsenic, uranium) | The objectives for the Pilot Study are consistent with the preliminary Remedial Action Objectives (RAOs) for groundwater remedies at Conda. Based on observations from the 2019 and 2020 monitoring, modifications were made to the Pilot Study in fall of 2020. In coordination with the Agencies, it was decided that the modification will require further monitoring in 2021 to fully meet the Pilot Study objectives. 2018-2019 start up period had differing conditions from 2020-2021, and the conditions were not considered representative of long term trends, but reflect the capability of the media to rapidly reach redox and geochemical conditions that facilitate microbially mediated reduction. 2020-2021 are operational conditions. The treatment media contributes to total Ar, Fe and Mn concentrations above the MCLs and drinking water standards. Data indicate that the treatment media in the Seep Treatment Cell and PRB is capable of treating water entering the system with total Se concentrations as high as 6.87 mg/L as well as total Cd concentrations up to 0.00847 mg/L to levels below their respective MCLs. | None, other than those presented elsewhere | Seep treatment cell (STC) pretreatment system influent STC-NES5-IF (upgradient) to STC pretreatment effluent (STC-NES5-EF) (downgradient) is through the central flow path. Data collection for upgradient/downgradient wells is in some instances shifted by 1-2 days. Reporting on effluents from STC-NES5-IF is only considered during the period that effluent from the pretreatment is available for comparison (June 2019-Oct 2021)
Final Treatability Study Findings Report Field-Scale Permeable Reactive Barrier Pilot Study Conda/Woodall Mountain Mine | Conda/Woodall Mountain Mine | IDN001002862 | N/A | N/A | STC-NES5-EF | Former mining site | Permeable reactive barrier (PRB) with seep treatment cell pre-treatment | Passive | Permeable reactive barrier (PRB) | Pre-treatment | Overburden pile in the headwaters areas of Pedro Creek | Y | STC (pretreatment) | Specific technologies not specified. PRB is chemical and microbially mediated processes that reduce selenate to selenite and then selenium. Treatment media includes a carbon source (i.e. woodchips), alfalfa hay, and inert sand. Seep treatment cell is pre-treatment cell with treatment media. | Access to the groundwater table is needed. Trench excavated through water-bearing zones of alluvial deposits and into underlying weathered bedrock. | Pilot | 2018-2021, modifications made in 2019 to address seepage | Uranium | U, total | mg/L | N | N/A | [6 empty] | 0.0036 | 0.0241 | 85.0622 |  |  |  | 0.0235 | 2020 - 2021 Average, from operational period, not whole dataset | Data not provided | Data not provided | 0.00196 | 2020 - 2021 Average, from operational period, not whole dataset | Data not provided | Data not provided | Data not provided | Downgradient | 7.43 | 5.54 | mg/L | 6.5 | °C | Data not provided | N/A | Data not provided | N/A | -103.1 | mV | 2831 | µmhos/cm | Turbidity = 55.11 | NTU | data not provided | data not provided | data not provided | data not provided | data not provided | data not provided | Y | Groundwater Comparison Value: U.S. EPA MCL 0.03 mg/L Assessment of treatment goals based on well-specific averages for 2020-2021 | No samples were collected at STC-NES5-EF between November 2018 and April 2019. | An insufficient amount of time since completion of the Pilot Study to adequately evaluate lifespan of the treatment media. The change in alkalinity can be used as an indicator of change in the ability of the media to treat selenium. Alkalinity remained relatively similar after 2 years of operation indicating that after 2 years of operation the microbially-mediated chemical reduction of selenium remains similar to the study onset. | Design had insufficient capacity to contain the flux of snow melt in addition to seep water. Soils in the area of the PRB are tight. In the future, when in an layered alluvial system, incorporate a gravel "pressure relief/effluent storage" zone on the downgradient edge to allow for increased ability to receive effluent water and/or flow onto the land surface if capacity is reached. The hydrogeological study was performed during fall low flow conditions as were the excavation and installation of the PRB bench. Additional water zones may be present during different water levels, so future design data collection should include a hydrogeological investigation in the spring to better characterize flux and water bearing zones in the aquifer during high water conditions. The PRB increased Ar, Fe, Mn and Ur due to eroded overburden material in the lenses on the walls of the excavation and from the seep and sedimentation basin sediments transferred to the PRB. Oxidizing conditions favorable to mobilization of Ur exist when ORP is above -200 mV. Bicarbonate that is likely dominant in the near neutral pH conditions in the vicinity of the PRB can enhance Ur mobility. Redox cycling from fluctuating water table can cause Ur mobilization. Heterogeneity of groundwater inflow along the trench, contact with runoff of mine materials, and microbial activity all contribute to factors affecting degree of treatment within the PRB. The incorporation of the Pilot Study into a potential remedy for the Pedro Creek Sub-Basin, at its current scale and in absence of other actions, may require some modifications to facilitate handling of high spring inflows and additional treatment to address the transport of released uranium into the shallow groundwater and surface water. | Operation and maintenance cost, including remote monitoring (e.g., transducers, telemetry, and cameras) and performance monitoring (e.g., sampling, analysis, and reporting), ranges between $20,000 to $40,000 per month. The capital cost for the construction of the PRB and STC was approximately $1.2M including the media, trenching, infiltration gallery, cover, and stormwater controls, or roughly $180/cubic yard of reactive media (1,200 cubic yards for the PRB and 5,500 cubic yards for the STC). | System is seep treatment cell effluent to PRB. Treatment media: 50% granular support media, 12.5% chopped alfalfa hay, 37.5% woodchips/shavings. Average hydraulic conductivity of 8.8-116.2 ft/day in the media. Trench excavated to dry, silty-clay, weathered Dinwoody Formation material to prevent groundwater flow from bypassing under the PRB. Eroded overburden was encountered. Media placed to a depth of 2 ft bgs, covered by non-woven geotextile and 2 ft of Dinwoody Formation material. Infiltration gallery was constructed upgradient to the PRB, and overburden was encountered. Infiltration gallery was overexcavated and compacted Dinwoody Formation materials were used on the base and sidewalls to reduce water contact with the overburden. It was backfilled with coarse drain rock and covered with non-woven geotextile and Dinwoody Formation material. PRB is relatively easy to implement with readily available material and equipment but using the technology to treat seeps or shallow groundwater in close proximity to overburden disposal piles should be approached with caution. The presence of run-of-mine shales in and around excavations contributes to mobilization of unwanted constituents (e.g. arsenic, uranium) | The objectives for the Pilot Study are consistent with the preliminary Remedial Action Objectives (RAOs) for groundwater remedies at Conda. Based on observations from the 2019 and 2020 monitoring, modifications were made to the Pilot Study in fall of 2020. In coordination with the Agencies, it was decided that the modification will require further monitoring in 2021 to fully meet the Pilot Study objectives. 2018-2019 start up period had differing conditions from 2020-2021, and the conditions were not considered representative of long term trends, but reflect the capability of the media to rapidly reach redox and geochemical conditions that facilitate microbially mediated reduction. 2020-2021 are operational conditions. The treatment media contributes to total Ar, Fe and Mn concentrations above the MCLs and drinking water standards. Data indicate that the treatment media in the Seep Treatment Cell and PRB is capable of treating water entering the system with total Se concentrations as high as 6.87 mg/L as well as total Cd concentrations up to 0.00847 mg/L to levels below their respective MCLs. | None, other than those presented elsewhere | Seep treatment cell (STC) pretreatment system influent STC-NES5-IF (upgradient) to STC pretreatment effluent (STC-NES5-EF) (downgradient) is through the central flow path. Data collection for upgradient/downgradient wells is in some instances shifted by 1-2 days. Reporting on effluents from STC-NES5-IF is only considered during the period that effluent from the pretreatment is available for comparison (June 2019-Oct 2021)
Final Treatability Study Findings Report Field-Scale Permeable Reactive Barrier Pilot Study Conda/Woodall Mountain Mine | Conda/Woodall Mountain Mine | IDN001002862 | N/A | N/A | STC-NES5-EF | Former mining site | Permeable reactive barrier (PRB) with seep treatment cell pre-treatment | Passive | Permeable reactive barrier (PRB) | Pre-treatment | Overburden pile in the headwaters areas of Pedro Creek | Y | STC (pretreatment) | Specific technologies not specified. PRB is chemical and microbially mediated processes that reduce selenate to selenite and then selenium. Treatment media includes a carbon source (i.e. woodchips), alfalfa hay, and inert sand. Seep treatment cell is pre-treatment cell with treatment media. | Access to the groundwater table is needed. Trench excavated through water-bearing zones of alluvial deposits and into underlying weathered bedrock. | Pilot | 2018-2021, modifications made in 2019 to address seepage | Uranium | U, dissolved | mg/L | N | N/A | [9 empty] | 0.00029 | 0.021 | 98.619 | 0.0214 | 2020 - 2021 Average, from operational period, not whole dataset | Data not provided | Data not provided | 0.00197 | 2020 - 2021 Average, from operational period, not whole dataset | Data not provided | Data not provided | Data not provided | Downgradient | 7.04 | 0.02 | mg/L | 17.02 | °C | Data not provided | N/A | Data not provided | N/A | -234.9 | mV | 534.32 | µmhos/cm | Turbidity = 164.4 | NTU | data not provided | data not provided | data not provided | data not provided | data not provided | data not provided | N/A | No groundwater comparison value | No samples were collected at STC-NES5-EF between November 2018 and April 2019. | An insufficient amount of time since completion of the Pilot Study to adequately evaluate lifespan of the treatment media. The change in alkalinity can be used as an indicator of change in the ability of the media to treat selenium. Alkalinity remained relatively similar after 2 years of operation indicating that after 2 years of operation the microbially-mediated chemical reduction of selenium remains similar to the study onset. | Design had insufficient capacity to contain the flux of snow melt in addition to seep water. Soils in the area of the PRB are tight. In the future, when in an layered alluvial system, incorporate a gravel "pressure relief/effluent storage" zone on the downgradient edge to allow for increased ability to receive effluent water and/or flow onto the land surface if capacity is reached. The hydrogeological study was performed during fall low flow conditions as were the excavation and installation of the PRB bench. Additional water zones may be present during different water levels, so future design data collection should include a hydrogeological investigation in the spring to better characterize flux and water bearing zones in the aquifer during high water conditions. The PRB increased Ar, Fe, Mn and Ur due to eroded overburden material in the lenses on the walls of the excavation and from the seep and sedimentation basin sediments transferred to the PRB. Oxidizing conditions favorable to mobilization of Ur exist when ORP is above -200 mV. Bicarbonate that is likely dominant in the near neutral pH conditions in the vicinity of the PRB can enhance Ur mobility. Redox cycling from fluctuating water table can cause Ur mobilization. Heterogeneity of groundwater inflow along the trench, contact with runoff of mine materials, and microbial activity all contribute to factors affecting degree of treatment within the PRB. The incorporation of the Pilot Study into a potential remedy for the Pedro Creek Sub-Basin, at its current scale and in absence of other actions, may require some modifications to facilitate handling of high spring inflows and additional treatment to address the transport of released uranium into the shallow groundwater and surface water. | Operation and maintenance cost, including remote monitoring (e.g., transducers, telemetry, and cameras) and performance monitoring (e.g., sampling, analysis, and reporting), ranges between $20,000 to $40,000 per month. The capital cost for the construction of the PRB and STC was approximately $1.2M including the media, trenching, infiltration gallery, cover, and stormwater controls, or roughly $180/cubic yard of reactive media (1,200 cubic yards for the PRB and 5,500 cubic yards for the STC). | System is seep treatment cell effluent to PRB. Treatment media: 50% granular support media, 12.5% chopped alfalfa hay, 37.5% woodchips/shavings. Average hydraulic conductivity of 8.8-116.2 ft/day in the media. Trench excavated to dry, silty-clay, weathered Dinwoody Formation material to prevent groundwater flow from bypassing under the PRB. Eroded overburden was encountered. Media placed to a depth of 2 ft bgs, covered by non-woven geotextile and 2 ft of Dinwoody Formation material. Infiltration gallery was constructed upgradient to the PRB, and overburden was encountered. Infiltration gallery was overexcavated and compacted Dinwoody Formation materials were used on the base and sidewalls to reduce water contact with the overburden. It was backfilled with coarse drain rock and covered with non-woven geotextile and Dinwoody Formation material. PRB is relatively easy to implement with readily available material and equipment but using the technology to treat seeps or shallow groundwater in close proximity to overburden disposal piles should be approached with caution. The presence of run-of-mine shales in and around excavations contributes to mobilization of unwanted constituents (e.g. arsenic, uranium) | The objectives for the Pilot Study are consistent with the preliminary Remedial Action Objectives (RAOs) for groundwater remedies at Conda. Based on observations from the 2019 and 2020 monitoring, modifications were made to the Pilot Study in fall of 2020. In coordination with the Agencies, it was decided that the modification will require further monitoring in 2021 to fully meet the Pilot Study objectives. 2018-2019 start up period had differing conditions from 2020-2021, and the conditions were not considered representative of long term trends, but reflect the capability of the media to rapidly reach redox and geochemical conditions that facilitate microbially mediated reduction. 2020-2021 are operational conditions. The treatment media contributes to total Ar, Fe and Mn concentrations above the MCLs and drinking water standards. Data indicate that the treatment media in the Seep Treatment Cell and PRB is capable of treating water entering the system with total Se concentrations as high as 6.87 mg/L as well as total Cd concentrations up to 0.00847 mg/L to levels below their respective MCLs. | None, other than those presented elsewhere | Seep treatment cell (STC) pretreatment system influent STC-NES5-IF (upgradient) to STC pretreatment effluent (STC-NES5-EF) (downgradient) is through the central flow path. Data collection for upgradient/downgradient wells is in some instances shifted by 1-2 days. Reporting on effluents from STC-NES5-IF is only considered during the period that effluent from the pretreatment is available for comparison (June 2019-Oct 2021)
Final Treatability Study Findings Report Field-Scale Permeable Reactive Barrier Pilot Study Conda/Woodall Mountain Mine | Conda/Woodall Mountain Mine | IDN001002862 | N/A | N/A | STC-NES5-EF | Former mining site | Permeable reactive barrier (PRB) with seep treatment cell pre-treatment | Passive | Permeable reactive barrier (PRB) | Pre-treatment | Overburden pile in the headwaters areas of Pedro Creek | Y | STC (pretreatment) | Specific technologies not specified. PRB is chemical and microbially mediated processes that reduce selenate to selenite and then selenium. Treatment media includes a carbon source (i.e. woodchips), alfalfa hay, and inert sand. Seep treatment cell is pre-treatment cell with treatment media. | Access to the groundwater table is needed. Trench excavated through water-bearing zones of alluvial deposits and into underlying weathered bedrock. | Pilot | 2018-2021, modifications made in 2019 to address seepage | Uranium | U, total | mg/L | N | N/A | [9 empty] | 0.00042 | 0.0207 | 97.971 | 0.0235 | 2020 - 2021 Average, from operational period, not whole dataset | Data not provided | Data not provided | 0.00196 | 2020 - 2021 Average, from operational period, not whole dataset | Data not provided | Data not provided | Data not provided | Downgradient | 6.66 | 0.31 | mg/L | 17.8 | °C | Data not provided | N/A | Data not provided | N/A | -55.9 | mV | 1114.7 | µmhos/cm | Turbidity = 12.7 | NTU | data not provided | data not provided | data not provided | data not provided | data not provided | data not provided | Y | Groundwater Comparison Value: U.S. EPA MCL 0.03 mg/L Assessment of treatment goals based on well-specific averages for 2020-2021 | No samples were collected at STC-NES5-EF between November 2018 and April 2019. | An insufficient amount of time since completion of the Pilot Study to adequately evaluate lifespan of the treatment media. The change in alkalinity can be used as an indicator of change in the ability of the media to treat selenium. Alkalinity remained relatively similar after 2 years of operation indicating that after 2 years of operation the microbially-mediated chemical reduction of selenium remains similar to the study onset. | Design had insufficient capacity to contain the flux of snow melt in addition to seep water. Soils in the area of the PRB are tight. In the future, when in an layered alluvial system, incorporate a gravel "pressure relief/effluent storage" zone on the downgradient edge to allow for increased ability to receive effluent water and/or flow onto the land surface if capacity is reached. The hydrogeological study was performed during fall low flow conditions as were the excavation and installation of the PRB bench. Additional water zones may be present during different water levels, so future design data collection should include a hydrogeological investigation in the spring to better characterize flux and water bearing zones in the aquifer during high water conditions. The PRB increased Ar, Fe, Mn and Ur due to eroded overburden material in the lenses on the walls of the excavation and from the seep and sedimentation basin sediments transferred to the PRB. Oxidizing conditions favorable to mobilization of Ur exist when ORP is above -200 mV. Bicarbonate that is likely dominant in the near neutral pH conditions in the vicinity of the PRB can enhance Ur mobility. Redox cycling from fluctuating water table can cause Ur mobilization. Heterogeneity of groundwater inflow along the trench, contact with runoff of mine materials, and microbial activity all contribute to factors affecting degree of treatment within the PRB. The incorporation of the Pilot Study into a potential remedy for the Pedro Creek Sub-Basin, at its current scale and in absence of other actions, may require some modifications to facilitate handling of high spring inflows and additional treatment to address the transport of released uranium into the shallow groundwater and surface water. | Operation and maintenance cost, including remote monitoring (e.g., transducers, telemetry, and cameras) and performance monitoring (e.g., sampling, analysis, and reporting), ranges between $20,000 to $40,000 per month. The capital cost for the construction of the PRB and STC was approximately $1.2M including the media, trenching, infiltration gallery, cover, and stormwater controls, or roughly $180/cubic yard of reactive media (1,200 cubic yards for the PRB and 5,500 cubic yards for the STC). | System is seep treatment cell effluent to PRB. Treatment media: 50% granular support media, 12.5% chopped alfalfa hay, 37.5% woodchips/shavings. Average hydraulic conductivity of 8.8-116.2 ft/day in the media. Trench excavated to dry, silty-clay, weathered Dinwoody Formation material to prevent groundwater flow from bypassing under the PRB. Eroded overburden was encountered. Media placed to a depth of 2 ft bgs, covered by non-woven geotextile and 2 ft of Dinwoody Formation material. Infiltration gallery was constructed upgradient to the PRB, and overburden was encountered. Infiltration gallery was overexcavated and compacted Dinwoody Formation materials were used on the base and sidewalls to reduce water contact with the overburden. It was backfilled with coarse drain rock and covered with non-woven geotextile and Dinwoody Formation material. PRB is relatively easy to implement with readily available material and equipment but using the technology to treat seeps or shallow groundwater in close proximity to overburden disposal piles should be approached with caution. The presence of run-of-mine shales in and around excavations contributes to mobilization of unwanted constituents (e.g. arsenic, uranium) | The objectives for the Pilot Study are consistent with the preliminary Remedial Action Objectives (RAOs) for groundwater remedies at Conda. Based on observations from the 2019 and 2020 monitoring, modifications were made to the Pilot Study in fall of 2020. In coordination with the Agencies, it was decided that the modification will require further monitoring in 2021 to fully meet the Pilot Study objectives. 2018-2019 start up period had differing conditions from 2020-2021, and the conditions were not considered representative of long term trends, but reflect the capability of the media to rapidly reach redox and geochemical conditions that facilitate microbially mediated reduction. 2020-2021 are operational conditions. The treatment media contributes to total Ar, Fe and Mn concentrations above the MCLs and drinking water standards. Data indicate that the treatment media in the Seep Treatment Cell and PRB is capable of treating water entering the system with total Se concentrations as high as 6.87 mg/L as well as total Cd concentrations up to 0.00847 mg/L to levels below their respective MCLs. | None, other than those presented elsewhere | Seep treatment cell (STC) pretreatment system influent STC-NES5-IF (upgradient) to STC pretreatment effluent (STC-NES5-EF) (downgradient) is through the central flow path. Data collection for upgradient/downgradient wells is in some instances shifted by 1-2 days. Reporting on effluents from STC-NES5-IF is only considered during the period that effluent from the pretreatment is available for comparison (June 2019-Oct 2021)
Final Treatability Study Findings Report Field-Scale Permeable Reactive Barrier Pilot Study Conda/Woodall Mountain Mine | Conda/Woodall Mountain Mine | IDN001002862 | N/A | N/A | STC-NES5-IF | Former mining site | Permeable reactive barrier (PRB) with seep treatment cell pre-treatment | Passive | Permeable reactive barrier (PRB) | Pre-treatment | Overburden pile in the headwaters areas of Pedro Creek | Y | STC (pretreatment) | Specific technologies not specified. PRB is chemical and microbially mediated processes that reduce selenate to selenite and then selenium. Treatment media includes a carbon source (i.e. woodchips), alfalfa hay, and inert sand. Seep treatment cell is pre-treatment cell with treatment media. | Access to the groundwater table is needed. Trench excavated through water-bearing zones of alluvial deposits and into underlying weathered bedrock. | Pilot | 2018-2021, modifications made in 2019 to address seepage | Vanadium | V, dissolved | mg/L | N | N/A | 0.0277 | 0.00507 | 81.6968 | [9 empty] | 0.0244 | 2020 - 2021 Average, from operational period, not whole dataset | Data not provided | Data not provided | 0.00902 | 2020 - 2021 Average, from operational period, not whole dataset | Data not provided | Data not provided | Data not provided | Upgradient | 6.96 | 4.51 | mg/L | 10.4 | °C | Data not provided | N/A | Data not provided | N/A | -68.2 | mV | 3089 | µmhos/cm | Turbidity = 187 | NTU | data not provided | data not provided | data not provided | data not provided | data not provided | data not provided | N/A | No groundwater comparison value | No samples were collected at STC-NES5-EF between November 2018 and April 2019. | An insufficient amount of time since completion of the Pilot Study to adequately evaluate lifespan of the treatment media. The change in alkalinity can be used as an indicator of change in the ability of the media to treat selenium. Alkalinity remained relatively similar after 2 years of operation indicating that after 2 years of operation the microbially-mediated chemical reduction of selenium remains similar to the study onset. | Design had insufficient capacity to contain the flux of snow melt in addition to seep water. Soils in the area of the PRB are tight. In the future, when in an layered alluvial system, incorporate a gravel "pressure relief/effluent storage" zone on the downgradient edge to allow for increased ability to receive effluent water and/or flow onto the land surface if capacity is reached. The hydrogeological study was performed during fall low flow conditions as were the excavation and installation of the PRB bench. Additional water zones may be present during different water levels, so future design data collection should include a hydrogeological investigation in the spring to better characterize flux and water bearing zones in the aquifer during high water conditions. The PRB increased Ar, Fe, Mn and Ur due to eroded overburden material in the lenses on the walls of the excavation and from the seep and sedimentation basin sediments transferred to the PRB. Oxidizing conditions favorable to mobilization of Ur exist when ORP is above -200 mV. Bicarbonate that is likely dominant in the near neutral pH conditions in the vicinity of the PRB can enhance Ur mobility. Redox cycling from fluctuating water table can cause Ur mobilization. Heterogeneity of groundwater inflow along the trench, contact with runoff of mine materials, and microbial activity all contribute to factors affecting degree of treatment within the PRB. The incorporation of the Pilot Study into a potential remedy for the Pedro Creek Sub-Basin, at its current scale and in absence of other actions, may require some modifications to facilitate handling of high spring inflows and additional treatment to address the transport of released uranium into the shallow groundwater and surface water. | Operation and maintenance cost, including remote monitoring (e.g., transducers, telemetry, and cameras) and performance monitoring (e.g., sampling, analysis, and reporting), ranges between $20,000 to $40,000 per month. The capital cost for the construction of the PRB and STC was approximately $1.2M including the media, trenching, infiltration gallery, cover, and stormwater controls, or roughly $180/cubic yard of reactive media (1,200 cubic yards for the PRB and 5,500 cubic yards for the STC). | System is seep treatment cell effluent to PRB. Treatment media: 50% granular support media, 12.5% chopped alfalfa hay, 37.5% woodchips/shavings. Average hydraulic conductivity of 8.8-116.2 ft/day in the media. Trench excavated to dry, silty-clay, weathered Dinwoody Formation material to prevent groundwater flow from bypassing under the PRB. Eroded overburden was encountered. Media placed to a depth of 2 ft bgs, covered by non-woven geotextile and 2 ft of Dinwoody Formation material. Infiltration gallery was constructed upgradient to the PRB, and overburden was encountered. Infiltration gallery was overexcavated and compacted Dinwoody Formation materials were used on the base and sidewalls to reduce water contact with the overburden. It was backfilled with coarse drain rock and covered with non-woven geotextile and Dinwoody Formation material. PRB is relatively easy to implement with readily available material and equipment but using the technology to treat seeps or shallow groundwater in close proximity to overburden disposal piles should be approached with caution. The presence of run-of-mine shales in and around excavations contributes to mobilization of unwanted constituents (e.g. arsenic, uranium) | The objectives for the Pilot Study are consistent with the preliminary Remedial Action Objectives (RAOs) for groundwater remedies at Conda. Based on observations from the 2019 and 2020 monitoring, modifications were made to the Pilot Study in fall of 2020. In coordination with the Agencies, it was decided that the modification will require further monitoring in 2021 to fully meet the Pilot Study objectives. 2018-2019 start up period had differing conditions from 2020-2021, and the conditions were not considered representative of long term trends, but reflect the capability of the media to rapidly reach redox and geochemical conditions that facilitate microbially mediated reduction. 2020-2021 are operational conditions. The treatment media contributes to total Ar, Fe and Mn concentrations above the MCLs and drinking water standards. Data indicate that the treatment media in the Seep Treatment Cell and PRB is capable of treating water entering the system with total Se concentrations as high as 6.87 mg/L as well as total Cd concentrations up to 0.00847 mg/L to levels below their respective MCLs. | None, other than those presented elsewhere | Seep treatment cell (STC) pretreatment system influent STC-NES5-IF (upgradient) to STC pretreatment effluent (STC-NES5-EF) (downgradient) is through the central flow path. Data collection for upgradient/downgradient wells is in some instances shifted by 1-2 days. Reporting on effluents from STC-NES5-IF is only considered during the period that effluent from the pretreatment is available for comparison (June 2019-Oct 2021)
Final Treatability Study Findings Report Field-Scale Permeable Reactive Barrier Pilot Study Conda/Woodall Mountain Mine | Conda/Woodall Mountain Mine | IDN001002862 | N/A | N/A | STC-NES5-IF | Former mining site | Permeable reactive barrier (PRB) with seep treatment cell pre-treatment | Passive | Permeable reactive barrier (PRB) | Pre-treatment | Overburden pile in the headwaters areas of Pedro Creek | Y | STC (pretreatment) | Specific technologies not specified. PRB is chemical and microbially mediated processes that reduce selenate to selenite and then selenium. Treatment media includes a carbon source (i.e. woodchips), alfalfa hay, and inert sand. Seep treatment cell is pre-treatment cell with treatment media. | Access to the groundwater table is needed. Trench excavated through water-bearing zones of alluvial deposits and into underlying weathered bedrock. | Pilot | 2018-2021, modifications made in 2019 to address seepage | Vanadium | V, total | mg/L | N | N/A | 0.0956 | 0.0205 | 78.5565 | [9 empty] | 0.0663 | 2020 - 2021 Average, from operational period, not whole dataset | Data not provided | Data not provided | 0.0245 | 2020 - 2021 Average, from operational period, not whole dataset | Data not provided | Data not provided | Data not provided | Upgradient | 6.83 | 2.85 | mg/L | 13.77 | °C | Data not provided | N/A | Data not provided | N/A | 129.1 | mV | 3094.4 | µmhos/cm | Turbidity = 3.97 | NTU | data not provided | data not provided | data not provided | data not provided | data not provided | data not provided | Y | Groundwater Comparison Values: U.S. EPA Residential Tap Water Regional Screening Level, Hazard Index 1.0 0.086 mg/L Assessment of treatment goals based on well-specific averages for 2020-2021 | No samples were collected at STC-NES5-EF between November 2018 and April 2019. | An insufficient amount of time since completion of the Pilot Study to adequately evaluate lifespan of the treatment media. The change in alkalinity can be used as an indicator of change in the ability of the media to treat selenium. Alkalinity remained relatively similar after 2 years of operation indicating that after 2 years of operation the microbially-mediated chemical reduction of selenium remains similar to the study onset. | Design had insufficient capacity to contain the flux of snow melt in addition to seep water. Soils in the area of the PRB are tight. In the future, when in an layered alluvial system, incorporate a gravel "pressure relief/effluent storage" zone on the downgradient edge to allow for increased ability to receive effluent water and/or flow onto the land surface if capacity is reached. The hydrogeological study was performed during fall low flow conditions as were the excavation and installation of the PRB bench. Additional water zones may be present during different water levels, so future design data collection should include a hydrogeological investigation in the spring to better characterize flux and water bearing zones in the aquifer during high water conditions. The PRB increased Ar, Fe, Mn and Ur due to eroded overburden material in the lenses on the walls of the excavation and from the seep and sedimentation basin sediments transferred to the PRB. Oxidizing conditions favorable to mobilization of Ur exist when ORP is above -200 mV. Bicarbonate that is likely dominant in the near neutral pH conditions in the vicinity of the PRB can enhance Ur mobility. Redox cycling from fluctuating water table can cause Ur mobilization. Heterogeneity of groundwater inflow along the trench, contact with runoff of mine materials, and microbial activity all contribute to factors affecting degree of treatment within the PRB. The incorporation of the Pilot Study into a potential remedy for the Pedro Creek Sub-Basin, at its current scale and in absence of other actions, may require some modifications to facilitate handling of high spring inflows and additional treatment to address the transport of released uranium into the shallow groundwater and surface water. | Operation and maintenance cost, including remote monitoring (e.g., transducers, telemetry, and cameras) and performance monitoring (e.g., sampling, analysis, and reporting), ranges between $20,000 to $40,000 per month. The capital cost for the construction of the PRB and STC was approximately $1.2M including the media, trenching, infiltration gallery, cover, and stormwater controls, or roughly $180/cubic yard of reactive media (1,200 cubic yards for the PRB and 5,500 cubic yards for the STC). | System is seep treatment cell effluent to PRB. Treatment media: 50% granular support media, 12.5% chopped alfalfa hay, 37.5% woodchips/shavings. Average hydraulic conductivity of 8.8-116.2 ft/day in the media. Trench excavated to dry, silty-clay, weathered Dinwoody Formation material to prevent groundwater flow from bypassing under the PRB. Eroded overburden was encountered. Media placed to a depth of 2 ft bgs, covered by non-woven geotextile and 2 ft of Dinwoody Formation material. Infiltration gallery was constructed upgradient to the PRB, and overburden was encountered. Infiltration gallery was overexcavated and compacted Dinwoody Formation materials were used on the base and sidewalls to reduce water contact with the overburden. It was backfilled with coarse drain rock and covered with non-woven geotextile and Dinwoody Formation material. PRB is relatively easy to implement with readily available material and equipment but using the technology to treat seeps or shallow groundwater in close proximity to overburden disposal piles should be approached with caution. The presence of run-of-mine shales in and around excavations contributes to mobilization of unwanted constituents (e.g. arsenic, uranium) | The objectives for the Pilot Study are consistent with the preliminary Remedial Action Objectives (RAOs) for groundwater remedies at Conda. Based on observations from the 2019 and 2020 monitoring, modifications were made to the Pilot Study in fall of 2020. In coordination with the Agencies, it was decided that the modification will require further monitoring in 2021 to fully meet the Pilot Study objectives. 2018-2019 start up period had differing conditions from 2020-2021, and the conditions were not considered representative of long term trends, but reflect the capability of the media to rapidly reach redox and geochemical conditions that facilitate microbially mediated reduction. 2020-2021 are operational conditions. The treatment media contributes to total Ar, Fe and Mn concentrations above the MCLs and drinking water standards. Data indicate that the treatment media in the Seep Treatment Cell and PRB is capable of treating water entering the system with total Se concentrations as high as 6.87 mg/L as well as total Cd concentrations up to 0.00847 mg/L to levels below their respective MCLs. | None, other than those presented elsewhere | Seep treatment cell (STC) pretreatment system influent STC-NES5-IF (upgradient) to STC pretreatment effluent (STC-NES5-EF) (downgradient) is through the central flow path. Data collection for upgradient/downgradient wells is in some instances shifted by 1-2 days. Reporting on effluents from STC-NES5-IF is only considered during the period that effluent from the pretreatment is available for comparison (June 2019-Oct 2021)
Final Treatability Study Findings Report Field-Scale Permeable Reactive Barrier Pilot Study Conda/Woodall Mountain Mine | Conda/Woodall Mountain Mine | IDN001002862 | N/A | N/A | STC-NES5-IF | Former mining site | Permeable reactive barrier (PRB) with seep treatment cell pre-treatment | Passive | Permeable reactive barrier (PRB) | Pre-treatment | Overburden pile in the headwaters areas of Pedro Creek | Y | STC (pretreatment) | Specific technologies not specified. PRB is chemical and microbially mediated processes that reduce selenate to selenite and then selenium. Treatment media includes a carbon source (i.e. woodchips), alfalfa hay, and inert sand. Seep treatment cell is pre-treatment cell with treatment media. | Access to the groundwater table is needed. Trench excavated through water-bearing zones of alluvial deposits and into underlying weathered bedrock. | Pilot | 2018-2021, modifications made in 2019 to address seepage | Vanadium | V, dissolved | mg/L | N | N/A |  |  |  | 0.0143 | 0.0179 | -25.1748 | [6 empty] | 0.0244 | 2020 - 2021 Average, from operational period, not whole dataset | Data not provided | Data not provided | 0.00902 | 2020 - 2021 Average, from operational period, not whole dataset | Data not provided | Data not provided | Data not provided | Upgradient | 6.83 | 2.85 | mg/L | 13.77 | °C | Data not provided | N/A | Data not provided | N/A | 129.1 | mV | 3094.4 | µmhos/cm | Turbidity = 3.97 | NTU | data not provided | data not provided | data not provided | data not provided | data not provided | data not provided | N/A | No groundwater comparison value | No samples were collected at STC-NES5-EF between November 2018 and April 2019. | An insufficient amount of time since completion of the Pilot Study to adequately evaluate lifespan of the treatment media. The change in alkalinity can be used as an indicator of change in the ability of the media to treat selenium. Alkalinity remained relatively similar after 2 years of operation indicating that after 2 years of operation the microbially-mediated chemical reduction of selenium remains similar to the study onset. | Design had insufficient capacity to contain the flux of snow melt in addition to seep water. Soils in the area of the PRB are tight. In the future, when in an layered alluvial system, incorporate a gravel "pressure relief/effluent storage" zone on the downgradient edge to allow for increased ability to receive effluent water and/or flow onto the land surface if capacity is reached. The hydrogeological study was performed during fall low flow conditions as were the excavation and installation of the PRB bench. Additional water zones may be present during different water levels, so future design data collection should include a hydrogeological investigation in the spring to better characterize flux and water bearing zones in the aquifer during high water conditions. The PRB increased Ar, Fe, Mn and Ur due to eroded overburden material in the lenses on the walls of the excavation and from the seep and sedimentation basin sediments transferred to the PRB. Oxidizing conditions favorable to mobilization of Ur exist when ORP is above -200 mV. Bicarbonate that is likely dominant in the near neutral pH conditions in the vicinity of the PRB can enhance Ur mobility. Redox cycling from fluctuating water table can cause Ur mobilization. Heterogeneity of groundwater inflow along the trench, contact with runoff of mine materials, and microbial activity all contribute to factors affecting degree of treatment within the PRB. The incorporation of the Pilot Study into a potential remedy for the Pedro Creek Sub-Basin, at its current scale and in absence of other actions, may require some modifications to facilitate handling of high spring inflows and additional treatment to address the transport of released uranium into the shallow groundwater and surface water. | Operation and maintenance cost, including remote monitoring (e.g., transducers, telemetry, and cameras) and performance monitoring (e.g., sampling, analysis, and reporting), ranges between $20,000 to $40,000 per month. The capital cost for the construction of the PRB and STC was approximately $1.2M including the media, trenching, infiltration gallery, cover, and stormwater controls, or roughly $180/cubic yard of reactive media (1,200 cubic yards for the PRB and 5,500 cubic yards for the STC). | System is seep treatment cell effluent to PRB. Treatment media: 50% granular support media, 12.5% chopped alfalfa hay, 37.5% woodchips/shavings. Average hydraulic conductivity of 8.8-116.2 ft/day in the media. Trench excavated to dry, silty-clay, weathered Dinwoody Formation material to prevent groundwater flow from bypassing under the PRB. Eroded overburden was encountered. Media placed to a depth of 2 ft bgs, covered by non-woven geotextile and 2 ft of Dinwoody Formation material. Infiltration gallery was constructed upgradient to the PRB, and overburden was encountered. Infiltration gallery was overexcavated and compacted Dinwoody Formation materials were used on the base and sidewalls to reduce water contact with the overburden. It was backfilled with coarse drain rock and covered with non-woven geotextile and Dinwoody Formation material. PRB is relatively easy to implement with readily available material and equipment but using the technology to treat seeps or shallow groundwater in close proximity to overburden disposal piles should be approached with caution. The presence of run-of-mine shales in and around excavations contributes to mobilization of unwanted constituents (e.g. arsenic, uranium) | The objectives for the Pilot Study are consistent with the preliminary Remedial Action Objectives (RAOs) for groundwater remedies at Conda. Based on observations from the 2019 and 2020 monitoring, modifications were made to the Pilot Study in fall of 2020. In coordination with the Agencies, it was decided that the modification will require further monitoring in 2021 to fully meet the Pilot Study objectives. 2018-2019 start up period had differing conditions from 2020-2021, and the conditions were not considered representative of long term trends, but reflect the capability of the media to rapidly reach redox and geochemical conditions that facilitate microbially mediated reduction. 2020-2021 are operational conditions. The treatment media contributes to total Ar, Fe and Mn concentrations above the MCLs and drinking water standards. Data indicate that the treatment media in the Seep Treatment Cell and PRB is capable of treating water entering the system with total Se concentrations as high as 6.87 mg/L as well as total Cd concentrations up to 0.00847 mg/L to levels below their respective MCLs. | None, other than those presented elsewhere | Seep treatment cell (STC) pretreatment system influent STC-NES5-IF (upgradient) to STC pretreatment effluent (STC-NES5-EF) (downgradient) is through the central flow path. Data collection for upgradient/downgradient wells is in some instances shifted by 1-2 days. Reporting on effluents from STC-NES5-IF is only considered during the period that effluent from the pretreatment is available for comparison (June 2019-Oct 2021)
Final Treatability Study Findings Report Field-Scale Permeable Reactive Barrier Pilot Study Conda/Woodall Mountain Mine | Conda/Woodall Mountain Mine | IDN001002862 | N/A | N/A | STC-NES5-IF | Former mining site | Permeable reactive barrier (PRB) with seep treatment cell pre-treatment | Passive | Permeable reactive barrier (PRB) | Pre-treatment | Overburden pile in the headwaters areas of Pedro Creek | Y | STC (pretreatment) | Specific technologies not specified. PRB is chemical and microbially mediated processes that reduce selenate to selenite and then selenium. Treatment media includes a carbon source (i.e. woodchips), alfalfa hay, and inert sand. Seep treatment cell is pre-treatment cell with treatment media. | Access to the groundwater table is needed. Trench excavated through water-bearing zones of alluvial deposits and into underlying weathered bedrock. | Pilot | 2018-2021, modifications made in 2019 to address seepage | Vanadium | V, total | mg/L | N | N/A |  |  |  | 0.0132 | 0.0456 | -245.4545 | [6 empty] | 0.0663 | 2020 - 2021 Average, from operational period, not whole dataset | Data not provided | Data not provided | 0.0245 | 2020 - 2021 Average, from operational period, not whole dataset | Data not provided | Data not provided | Data not provided | Upgradient | 6.73 | 2.75 | mg/L | 10.1 | °C | Data not provided | N/A | Data not provided | N/A | 90.5 | mV | 3217 | µmhos/cm | Turbidity = 11.41 | NTU | data not provided | data not provided | data not provided | data not provided | data not provided | data not provided | Y | Groundwater Comparison Values: U.S. EPA Residential Tap Water Regional Screening Level, Hazard Index 1.0 0.086 mg/L Assessment of treatment goals based on well-specific averages for 2020-2021 | No samples were collected at STC-NES5-EF between November 2018 and April 2019. | An insufficient amount of time since completion of the Pilot Study to adequately evaluate lifespan of the treatment media. The change in alkalinity can be used as an indicator of change in the ability of the media to treat selenium. Alkalinity remained relatively similar after 2 years of operation indicating that after 2 years of operation the microbially-mediated chemical reduction of selenium remains similar to the study onset. | Design had insufficient capacity to contain the flux of snow melt in addition to seep water. Soils in the area of the PRB are tight. In the future, when in an layered alluvial system, incorporate a gravel "pressure relief/effluent storage" zone on the downgradient edge to allow for increased ability to receive effluent water and/or flow onto the land surface if capacity is reached. The hydrogeological study was performed during fall low flow conditions as were the excavation and installation of the PRB bench. Additional water zones may be present during different water levels, so future design data collection should include a hydrogeological investigation in the spring to better characterize flux and water bearing zones in the aquifer during high water conditions. The PRB increased Ar, Fe, Mn and Ur due to eroded overburden material in the lenses on the walls of the excavation and from the seep and sedimentation basin sediments transferred to the PRB. Oxidizing conditions favorable to mobilization of Ur exist when ORP is above -200 mV. Bicarbonate that is likely dominant in the near neutral pH conditions in the vicinity of the PRB can enhance Ur mobility. Redox cycling from fluctuating water table can cause Ur mobilization. Heterogeneity of groundwater inflow along the trench, contact with runoff of mine materials, and microbial activity all contribute to factors affecting degree of treatment within the PRB. The incorporation of the Pilot Study into a potential remedy for the Pedro Creek Sub-Basin, at its current scale and in absence of other actions, may require some modifications to facilitate handling of high spring inflows and additional treatment to address the transport of released uranium into the shallow groundwater and surface water. | Operation and maintenance cost, including remote monitoring (e.g., transducers, telemetry, and cameras) and performance monitoring (e.g., sampling, analysis, and reporting), ranges between $20,000 to $40,000 per month. The capital cost for the construction of the PRB and STC was approximately $1.2M including the media, trenching, infiltration gallery, cover, and stormwater controls, or roughly $180/cubic yard of reactive media (1,200 cubic yards for the PRB and 5,500 cubic yards for the STC). | System is seep treatment cell effluent to PRB. Treatment media: 50% granular support media, 12.5% chopped alfalfa hay, 37.5% woodchips/shavings. Average hydraulic conductivity of 8.8-116.2 ft/day in the media. Trench excavated to dry, silty-clay, weathered Dinwoody Formation material to prevent groundwater flow from bypassing under the PRB. Eroded overburden was encountered. Media placed to a depth of 2 ft bgs, covered by non-woven geotextile and 2 ft of Dinwoody Formation material. Infiltration gallery was constructed upgradient to the PRB, and overburden was encountered. Infiltration gallery was overexcavated and compacted Dinwoody Formation materials were used on the base and sidewalls to reduce water contact with the overburden. It was backfilled with coarse drain rock and covered with non-woven geotextile and Dinwoody Formation material. PRB is relatively easy to implement with readily available material and equipment but using the technology to treat seeps or shallow groundwater in close proximity to overburden disposal piles should be approached with caution. The presence of run-of-mine shales in and around excavations contributes to mobilization of unwanted constituents (e.g. arsenic, uranium) | The objectives for the Pilot Study are consistent with the preliminary Remedial Action Objectives (RAOs) for groundwater remedies at Conda. Based on observations from the 2019 and 2020 monitoring, modifications were made to the Pilot Study in fall of 2020. In coordination with the Agencies, it was decided that the modification will require further monitoring in 2021 to fully meet the Pilot Study objectives. 2018-2019 start up period had differing conditions from 2020-2021, and the conditions were not considered representative of long term trends, but reflect the capability of the media to rapidly reach redox and geochemical conditions that facilitate microbially mediated reduction. 2020-2021 are operational conditions. The treatment media contributes to total Ar, Fe and Mn concentrations above the MCLs and drinking water standards. Data indicate that the treatment media in the Seep Treatment Cell and PRB is capable of treating water entering the system with total Se concentrations as high as 6.87 mg/L as well as total Cd concentrations up to 0.00847 mg/L to levels below their respective MCLs. | None, other than those presented elsewhere | Seep treatment cell (STC) pretreatment system influent STC-NES5-IF (upgradient) to STC pretreatment effluent (STC-NES5-EF) (downgradient) is through the central flow path. Data collection for upgradient/downgradient wells is in some instances shifted by 1-2 days. Reporting on effluents from STC-NES5-IF is only considered during the period that effluent from the pretreatment is available for comparison (June 2019-Oct 2021)
Final Treatability Study Findings Report Field-Scale Permeable Reactive Barrier Pilot Study Conda/Woodall Mountain Mine | Conda/Woodall Mountain Mine | IDN001002862 | N/A | N/A | STC-NES5-EF | Former mining site | Permeable reactive barrier (PRB) with seep treatment cell pre-treatment | Passive | Permeable reactive barrier (PRB) | Pre-treatment | Overburden pile in the headwaters areas of Pedro Creek | Y | STC (pretreatment) | Specific technologies not specified. PRB is chemical and microbially mediated processes that reduce selenate to selenite and then selenium. Treatment media includes a carbon source (i.e. woodchips), alfalfa hay, and inert sand. Seep treatment cell is pre-treatment cell with treatment media. | Access to the groundwater table is needed. Trench excavated through water-bearing zones of alluvial deposits and into underlying weathered bedrock. | Pilot | 2018-2021, modifications made in 2019 to address seepage | Vanadium | V, dissolved | mg/L | N | N/A | [6 empty] | 0.0197 | 0.0185 | -6.4865 |  |  |  | 0.0244 | 2020 - 2021 Average, from operational period, not whole dataset | Data not provided | Data not provided | 0.00902 | 2020 - 2021 Average, from operational period, not whole dataset | Data not provided | Data not provided | Data not provided | Downgradient | 7.04 | 0.02 | mg/L | 17.02 | °C | Data not provided | N/A | Data not provided | N/A | -234.9 | mV | 534.32 | µmhos/cm | Turbidity = 164.4 | NTU | data not provided | data not provided | data not provided | data not provided | data not provided | data not provided | N/A | No groundwater comparison value | No samples were collected at STC-NES5-EF between November 2018 and April 2019. | An insufficient amount of time since completion of the Pilot Study to adequately evaluate lifespan of the treatment media. The change in alkalinity can be used as an indicator of change in the ability of the media to treat selenium. Alkalinity remained relatively similar after 2 years of operation indicating that after 2 years of operation the microbially-mediated chemical reduction of selenium remains similar to the study onset. | Design had insufficient capacity to contain the flux of snow melt in addition to seep water. Soils in the area of the PRB are tight. In the future, when in an layered alluvial system, incorporate a gravel "pressure relief/effluent storage" zone on the downgradient edge to allow for increased ability to receive effluent water and/or flow onto the land surface if capacity is reached. The hydrogeological study was performed during fall low flow conditions as were the excavation and installation of the PRB bench. Additional water zones may be present during different water levels, so future design data collection should include a hydrogeological investigation in the spring to better characterize flux and water bearing zones in the aquifer during high water conditions. The PRB increased Ar, Fe, Mn and Ur due to eroded overburden material in the lenses on the walls of the excavation and from the seep and sedimentation basin sediments transferred to the PRB. Oxidizing conditions favorable to mobilization of Ur exist when ORP is above -200 mV. Bicarbonate that is likely dominant in the near neutral pH conditions in the vicinity of the PRB can enhance Ur mobility. Redox cycling from fluctuating water table can cause Ur mobilization. Heterogeneity of groundwater inflow along the trench, contact with runoff of mine materials, and microbial activity all contribute to factors affecting degree of treatment within the PRB. The incorporation of the Pilot Study into a potential remedy for the Pedro Creek Sub-Basin, at its current scale and in absence of other actions, may require some modifications to facilitate handling of high spring inflows and additional treatment to address the transport of released uranium into the shallow groundwater and surface water. | Operation and maintenance cost, including remote monitoring (e.g., transducers, telemetry, and cameras) and performance monitoring (e.g., sampling, analysis, and reporting), ranges between $20,000 to $40,000 per month. The capital cost for the construction of the PRB and STC was approximately $1.2M including the media, trenching, infiltration gallery, cover, and stormwater controls, or roughly $180/cubic yard of reactive media (1,200 cubic yards for the PRB and 5,500 cubic yards for the STC). | System is seep treatment cell effluent to PRB. Treatment media: 50% granular support media, 12.5% chopped alfalfa hay, 37.5% woodchips/shavings. Average hydraulic conductivity of 8.8-116.2 ft/day in the media. Trench excavated to dry, silty-clay, weathered Dinwoody Formation material to prevent groundwater flow from bypassing under the PRB. Eroded overburden was encountered. Media placed to a depth of 2 ft bgs, covered by non-woven geotextile and 2 ft of Dinwoody Formation material. Infiltration gallery was constructed upgradient to the PRB, and overburden was encountered. Infiltration gallery was overexcavated and compacted Dinwoody Formation materials were used on the base and sidewalls to reduce water contact with the overburden. It was backfilled with coarse drain rock and covered with non-woven geotextile and Dinwoody Formation material. PRB is relatively easy to implement with readily available material and equipment but using the technology to treat seeps or shallow groundwater in close proximity to overburden disposal piles should be approached with caution. The presence of run-of-mine shales in and around excavations contributes to mobilization of unwanted constituents (e.g. arsenic, uranium) | The objectives for the Pilot Study are consistent with the preliminary Remedial Action Objectives (RAOs) for groundwater remedies at Conda. Based on observations from the 2019 and 2020 monitoring, modifications were made to the Pilot Study in fall of 2020. In coordination with the Agencies, it was decided that the modification will require further monitoring in 2021 to fully meet the Pilot Study objectives. 2018-2019 start up period had differing conditions from 2020-2021, and the conditions were not considered representative of long term trends, but reflect the capability of the media to rapidly reach redox and geochemical conditions that facilitate microbially mediated reduction. 2020-2021 are operational conditions. The treatment media contributes to total Ar, Fe and Mn concentrations above the MCLs and drinking water standards. Data indicate that the treatment media in the Seep Treatment Cell and PRB is capable of treating water entering the system with total Se concentrations as high as 6.87 mg/L as well as total Cd concentrations up to 0.00847 mg/L to levels below their respective MCLs. | None, other than those presented elsewhere | Seep treatment cell (STC) pretreatment system influent STC-NES5-IF (upgradient) to STC pretreatment effluent (STC-NES5-EF) (downgradient) is through the central flow path. Data collection for upgradient/downgradient wells is in some instances shifted by 1-2 days. Reporting on effluents from STC-NES5-IF is only considered during the period that effluent from the pretreatment is available for comparison (June 2019-Oct 2021)
Final Treatability Study Findings Report Field-Scale Permeable Reactive Barrier Pilot Study Conda/Woodall Mountain Mine | Conda/Woodall Mountain Mine | IDN001002862 | N/A | N/A | STC-NES5-EF | Former mining site | Permeable reactive barrier (PRB) with seep treatment cell pre-treatment | Passive | Permeable reactive barrier (PRB) | Pre-treatment | Overburden pile in the headwaters areas of Pedro Creek | Y | STC (pretreatment) | Specific technologies not specified. PRB is chemical and microbially mediated processes that reduce selenate to selenite and then selenium. Treatment media includes a carbon source (i.e. woodchips), alfalfa hay, and inert sand. Seep treatment cell is pre-treatment cell with treatment media. | Access to the groundwater table is needed. Trench excavated through water-bearing zones of alluvial deposits and into underlying weathered bedrock. | Pilot | 2018-2021, modifications made in 2019 to address seepage | Vanadium | V, total | mg/L | N | N/A | [6 empty] | 0.143 | 0.0298 | -379.8658 |  |  |  | 0.0663 | 2020 - 2021 Average, from operational period, not whole dataset | Data not provided | Data not provided | 0.0245 | 2020 - 2021 Average, from operational period, not whole dataset | Data not provided | Data not provided | Data not provided | Downgradient | 7.04 | 0.02 | mg/L | 17.02 | °C | Data not provided | N/A | Data not provided | N/A | -234.9 | mV | 534.32 | µmhos/cm | Turbidity = 164.4 | NTU | data not provided | data not provided | data not provided | data not provided | data not provided | data not provided | Y | Groundwater Comparison Values: U.S. EPA Residential Tap Water Regional Screening Level, Hazard Index 1.0 0.086 mg/L Assessment of treatment goals based on well-specific averages for 2020-2021 | No samples were collected at STC-NES5-EF between November 2018 and April 2019. | An insufficient amount of time since completion of the Pilot Study to adequately evaluate lifespan of the treatment media. The change in alkalinity can be used as an indicator of change in the ability of the media to treat selenium. Alkalinity remained relatively similar after 2 years of operation indicating that after 2 years of operation the microbially-mediated chemical reduction of selenium remains similar to the study onset. | Design had insufficient capacity to contain the flux of snow melt in addition to seep water. Soils in the area of the PRB are tight. In the future, when in an layered alluvial system, incorporate a gravel "pressure relief/effluent storage" zone on the downgradient edge to allow for increased ability to receive effluent water and/or flow onto the land surface if capacity is reached. The hydrogeological study was performed during fall low flow conditions as were the excavation and installation of the PRB bench. Additional water zones may be present during different water levels, so future design data collection should include a hydrogeological investigation in the spring to better characterize flux and water bearing zones in the aquifer during high water conditions. The PRB increased Ar, Fe, Mn and Ur due to eroded overburden material in the lenses on the walls of the excavation and from the seep and sedimentation basin sediments transferred to the PRB. Oxidizing conditions favorable to mobilization of Ur exist when ORP is above -200 mV. Bicarbonate that is likely dominant in the near neutral pH conditions in the vicinity of the PRB can enhance Ur mobility. Redox cycling from fluctuating water table can cause Ur mobilization. Heterogeneity of groundwater inflow along the trench, contact with runoff of mine materials, and microbial activity all contribute to factors affecting degree of treatment within the PRB. The incorporation of the Pilot Study into a potential remedy for the Pedro Creek Sub-Basin, at its current scale and in absence of other actions, may require some modifications to facilitate handling of high spring inflows and additional treatment to address the transport of released uranium into the shallow groundwater and surface water. | Operation and maintenance cost, including remote monitoring (e.g., transducers, telemetry, and cameras) and performance monitoring (e.g., sampling, analysis, and reporting), ranges between $20,000 to $40,000 per month. The capital cost for the construction of the PRB and STC was approximately $1.2M including the media, trenching, infiltration gallery, cover, and stormwater controls, or roughly $180/cubic yard of reactive media (1,200 cubic yards for the PRB and 5,500 cubic yards for the STC). | System is seep treatment cell effluent to PRB. Treatment media: 50% granular support media, 12.5% chopped alfalfa hay, 37.5% woodchips/shavings. Average hydraulic conductivity of 8.8-116.2 ft/day in the media. Trench excavated to dry, silty-clay, weathered Dinwoody Formation material to prevent groundwater flow from bypassing under the PRB. Eroded overburden was encountered. Media placed to a depth of 2 ft bgs, covered by non-woven geotextile and 2 ft of Dinwoody Formation material. Infiltration gallery was constructed upgradient to the PRB, and overburden was encountered. Infiltration gallery was overexcavated and compacted Dinwoody Formation materials were used on the base and sidewalls to reduce water contact with the overburden. It was backfilled with coarse drain rock and covered with non-woven geotextile and Dinwoody Formation material. PRB is relatively easy to implement with readily available material and equipment but using the technology to treat seeps or shallow groundwater in close proximity to overburden disposal piles should be approached with caution. The presence of run-of-mine shales in and around excavations contributes to mobilization of unwanted constituents (e.g. arsenic, uranium) | The objectives for the Pilot Study are consistent with the preliminary Remedial Action Objectives (RAOs) for groundwater remedies at Conda. Based on observations from the 2019 and 2020 monitoring, modifications were made to the Pilot Study in fall of 2020. In coordination with the Agencies, it was decided that the modification will require further monitoring in 2021 to fully meet the Pilot Study objectives. 2018-2019 start up period had differing conditions from 2020-2021, and the conditions were not considered representative of long term trends, but reflect the capability of the media to rapidly reach redox and geochemical conditions that facilitate microbially mediated reduction. 2020-2021 are operational conditions. The treatment media contributes to total Ar, Fe and Mn concentrations above the MCLs and drinking water standards. Data indicate that the treatment media in the Seep Treatment Cell and PRB is capable of treating water entering the system with total Se concentrations as high as 6.87 mg/L as well as total Cd concentrations up to 0.00847 mg/L to levels below their respective MCLs. | None, other than those presented elsewhere | Seep treatment cell (STC) pretreatment system influent STC-NES5-IF (upgradient) to STC pretreatment effluent (STC-NES5-EF) (downgradient) is through the central flow path. Data collection for upgradient/downgradient wells is in some instances shifted by 1-2 days. Reporting on effluents from STC-NES5-IF is only considered during the period that effluent from the pretreatment is available for comparison (June 2019-Oct 2021)
Final Treatability Study Findings Report Field-Scale Permeable Reactive Barrier Pilot Study Conda/Woodall Mountain Mine | Conda/Woodall Mountain Mine | IDN001002862 | N/A | N/A | STC-NES5-EF | Former mining site | Permeable reactive barrier (PRB) with seep treatment cell pre-treatment | Passive | Permeable reactive barrier (PRB) | Pre-treatment | Overburden pile in the headwaters areas of Pedro Creek | Y | STC (pretreatment) | Specific technologies not specified. PRB is chemical and microbially mediated processes that reduce selenate to selenite and then selenium. Treatment media includes a carbon source (i.e. woodchips), alfalfa hay, and inert sand. Seep treatment cell is pre-treatment cell with treatment media. | Access to the groundwater table is needed. Trench excavated through water-bearing zones of alluvial deposits and into underlying weathered bedrock. | Pilot | 2018-2021, modifications made in 2019 to address seepage | Vanadium | V, dissolved | mg/L | N | N/A | [9 empty] | 0.00507 | 0.0277 | 81.6968 | 0.0244 | 2020 - 2021 Average, from operational period, not whole dataset | Data not provided | Data not provided | 0.00902 | 2020 - 2021 Average, from operational period, not whole dataset | Data not provided | Data not provided | Data not provided | Downgradient | 7.22 | 4.99 | mg/L | 21.4 | °C | Data not provided | N/A | Data not provided | N/A | -100.9 | mV | 2828 | µmhos/cm | Turbidity = 47 | NTU | data not provided | data not provided | data not provided | data not provided | data not provided | data not provided | N/A | No groundwater comparison value | No samples were collected at STC-NES5-EF between November 2018 and April 2019. | An insufficient amount of time since completion of the Pilot Study to adequately evaluate lifespan of the treatment media. The change in alkalinity can be used as an indicator of change in the ability of the media to treat selenium. Alkalinity remained relatively similar after 2 years of operation indicating that after 2 years of operation the microbially-mediated chemical reduction of selenium remains similar to the study onset. | Design had insufficient capacity to contain the flux of snow melt in addition to seep water. Soils in the area of the PRB are tight. In the future, when in an layered alluvial system, incorporate a gravel "pressure relief/effluent storage" zone on the downgradient edge to allow for increased ability to receive effluent water and/or flow onto the land surface if capacity is reached. The hydrogeological study was performed during fall low flow conditions as were the excavation and installation of the PRB bench. Additional water zones may be present during different water levels, so future design data collection should include a hydrogeological investigation in the spring to better characterize flux and water bearing zones in the aquifer during high water conditions. The PRB increased Ar, Fe, Mn and Ur due to eroded overburden material in the lenses on the walls of the excavation and from the seep and sedimentation basin sediments transferred to the PRB. Oxidizing conditions favorable to mobilization of Ur exist when ORP is above -200 mV. Bicarbonate that is likely dominant in the near neutral pH conditions in the vicinity of the PRB can enhance Ur mobility. Redox cycling from fluctuating water table can cause Ur mobilization. Heterogeneity of groundwater inflow along the trench, contact with runoff of mine materials, and microbial activity all contribute to factors affecting degree of treatment within the PRB. The incorporation of the Pilot Study into a potential remedy for the Pedro Creek Sub-Basin, at its current scale and in absence of other actions, may require some modifications to facilitate handling of high spring inflows and additional treatment to address the transport of released uranium into the shallow groundwater and surface water. | Operation and maintenance cost, including remote monitoring (e.g., transducers, telemetry, and cameras) and performance monitoring (e.g., sampling, analysis, and reporting), ranges between $20,000 to $40,000 per month. The capital cost for the construction of the PRB and STC was approximately $1.2M including the media, trenching, infiltration gallery, cover, and stormwater controls, or roughly $180/cubic yard of reactive media (1,200 cubic yards for the PRB and 5,500 cubic yards for the STC). | System is seep treatment cell effluent to PRB. Treatment media: 50% granular support media, 12.5% chopped alfalfa hay, 37.5% woodchips/shavings. Average hydraulic conductivity of 8.8-116.2 ft/day in the media. Trench excavated to dry, silty-clay, weathered Dinwoody Formation material to prevent groundwater flow from bypassing under the PRB. Eroded overburden was encountered. Media placed to a depth of 2 ft bgs, covered by non-woven geotextile and 2 ft of Dinwoody Formation material. Infiltration gallery was constructed upgradient to the PRB, and overburden was encountered. Infiltration gallery was overexcavated and compacted Dinwoody Formation materials were used on the base and sidewalls to reduce water contact with the overburden. It was backfilled with coarse drain rock and covered with non-woven geotextile and Dinwoody Formation material. PRB is relatively easy to implement with readily available material and equipment but using the technology to treat seeps or shallow groundwater in close proximity to overburden disposal piles should be approached with caution. The presence of run-of-mine shales in and around excavations contributes to mobilization of unwanted constituents (e.g. arsenic, uranium) | The objectives for the Pilot Study are consistent with the preliminary Remedial Action Objectives (RAOs) for groundwater remedies at Conda. Based on observations from the 2019 and 2020 monitoring, modifications were made to the Pilot Study in fall of 2020. In coordination with the Agencies, it was decided that the modification will require further monitoring in 2021 to fully meet the Pilot Study objectives. 2018-2019 start up period had differing conditions from 2020-2021, and the conditions were not considered representative of long term trends, but reflect the capability of the media to rapidly reach redox and geochemical conditions that facilitate microbially mediated reduction. 2020-2021 are operational conditions. The treatment media contributes to total Ar, Fe and Mn concentrations above the MCLs and drinking water standards. Data indicate that the treatment media in the Seep Treatment Cell and PRB is capable of treating water entering the system with total Se concentrations as high as 6.87 mg/L as well as total Cd concentrations up to 0.00847 mg/L to levels below their respective MCLs. | None, other than those presented elsewhere | Seep treatment cell (STC) pretreatment system influent STC-NES5-IF (upgradient) to STC pretreatment effluent (STC-NES5-EF) (downgradient) is through the central flow path. Data collection for upgradient/downgradient wells is in some instances shifted by 1-2 days. Reporting on effluents from STC-NES5-IF is only considered during the period that effluent from the pretreatment is available for comparison (June 2019-Oct 2021)
Final Treatability Study Findings Report Field-Scale Permeable Reactive Barrier Pilot Study Conda/Woodall Mountain Mine | Conda/Woodall Mountain Mine | IDN001002862 | N/A | N/A | STC-NES5-EF | Former mining site | Permeable reactive barrier (PRB) with seep treatment cell pre-treatment | Passive | Permeable reactive barrier (PRB) | Pre-treatment | Overburden pile in the headwaters areas of Pedro Creek | Y | STC (pretreatment) | Specific technologies not specified. PRB is chemical and microbially mediated processes that reduce selenate to selenite and then selenium. Treatment media includes a carbon source (i.e. woodchips), alfalfa hay, and inert sand. Seep treatment cell is pre-treatment cell with treatment media. | Access to the groundwater table is needed. Trench excavated through water-bearing zones of alluvial deposits and into underlying weathered bedrock. | Pilot | 2018-2021, modifications made in 2019 to address seepage | Vanadium | V, total | mg/L | N | N/A | [9 empty] | 0.008 | 0.0875 | 90.8571 | 0.0663 | 2020 - 2021 Average, from operational period, not whole dataset | Data not provided | Data not provided | 0.0245 | 2020 - 2021 Average, from operational period, not whole dataset | Data not provided | Data not provided | Data not provided | Downgradient | 7.01 | 1.51 | mg/L | 11.2 | °C | Data not provided | N/A | Data not provided | N/A | -122.6 | mV | 2067 | µmhos/cm | Turbidity = 225.61 | NTU | data not provided | data not provided | data not provided | data not provided | data not provided | data not provided | Y | Groundwater Comparison Values: U.S. EPA Residential Tap Water Regional Screening Level, Hazard Index 1.0 0.086 mg/L Assessment of treatment goals based on well-specific averages for 2020-2021 | No samples were collected at STC-NES5-EF between November 2018 and April 2019. | An insufficient amount of time since completion of the Pilot Study to adequately evaluate lifespan of the treatment media. The change in alkalinity can be used as an indicator of change in the ability of the media to treat selenium. Alkalinity remained relatively similar after 2 years of operation indicating that after 2 years of operation the microbially-mediated chemical reduction of selenium remains similar to the study onset. | Design had insufficient capacity to contain the flux of snow melt in addition to seep water. Soils in the area of the PRB are tight. In the future, when in an layered alluvial system, incorporate a gravel "pressure relief/effluent storage" zone on the downgradient edge to allow for increased ability to receive effluent water and/or flow onto the land surface if capacity is reached. The hydrogeological study was performed during fall low flow conditions as were the excavation and installation of the PRB bench. Additional water zones may be present during different water levels, so future design data collection should include a hydrogeological investigation in the spring to better characterize flux and water bearing zones in the aquifer during high water conditions. The PRB increased Ar, Fe, Mn and Ur due to eroded overburden material in the lenses on the walls of the excavation and from the seep and sedimentation basin sediments transferred to the PRB. Oxidizing conditions favorable to mobilization of Ur exist when ORP is above -200 mV. Bicarbonate that is likely dominant in the near neutral pH conditions in the vicinity of the PRB can enhance Ur mobility. Redox cycling from fluctuating water table can cause Ur mobilization. Heterogeneity of groundwater inflow along the trench, contact with runoff of mine materials, and microbial activity all contribute to factors affecting degree of treatment within the PRB. The incorporation of the Pilot Study into a potential remedy for the Pedro Creek Sub-Basin, at its current scale and in absence of other actions, may require some modifications to facilitate handling of high spring inflows and additional treatment to address the transport of released uranium into the shallow groundwater and surface water. | Operation and maintenance cost, including remote monitoring (e.g., transducers, telemetry, and cameras) and performance monitoring (e.g., sampling, analysis, and reporting), ranges between $20,000 to $40,000 per month. The capital cost for the construction of the PRB and STC was approximately $1.2M including the media, trenching, infiltration gallery, cover, and stormwater controls, or roughly $180/cubic yard of reactive media (1,200 cubic yards for the PRB and 5,500 cubic yards for the STC). | System is seep treatment cell effluent to PRB. Treatment media: 50% granular support media, 12.5% chopped alfalfa hay, 37.5% woodchips/shavings. Average hydraulic conductivity of 8.8-116.2 ft/day in the media. Trench excavated to dry, silty-clay, weathered Dinwoody Formation material to prevent groundwater flow from bypassing under the PRB. Eroded overburden was encountered. Media placed to a depth of 2 ft bgs, covered by non-woven geotextile and 2 ft of Dinwoody Formation material. Infiltration gallery was constructed upgradient to the PRB, and overburden was encountered. Infiltration gallery was overexcavated and compacted Dinwoody Formation materials were used on the base and sidewalls to reduce water contact with the overburden. It was backfilled with coarse drain rock and covered with non-woven geotextile and Dinwoody Formation material. PRB is relatively easy to implement with readily available material and equipment but using the technology to treat seeps or shallow groundwater in close proximity to overburden disposal piles should be approached with caution. The presence of run-of-mine shales in and around excavations contributes to mobilization of unwanted constituents (e.g. arsenic, uranium) | The objectives for the Pilot Study are consistent with the preliminary Remedial Action Objectives (RAOs) for groundwater remedies at Conda. Based on observations from the 2019 and 2020 monitoring, modifications were made to the Pilot Study in fall of 2020. In coordination with the Agencies, it was decided that the modification will require further monitoring in 2021 to fully meet the Pilot Study objectives. 2018-2019 start up period had differing conditions from 2020-2021, and the conditions were not considered representative of long term trends, but reflect the capability of the media to rapidly reach redox and geochemical conditions that facilitate microbially mediated reduction. 2020-2021 are operational conditions. The treatment media contributes to total Ar, Fe and Mn concentrations above the MCLs and drinking water standards. Data indicate that the treatment media in the Seep Treatment Cell and PRB is capable of treating water entering the system with total Se concentrations as high as 6.87 mg/L as well as total Cd concentrations up to 0.00847 mg/L to levels below their respective MCLs. | None, other than those presented elsewhere | Seep treatment cell (STC) pretreatment system influent STC-NES5-IF (upgradient) to STC pretreatment effluent (STC-NES5-EF) (downgradient) is through the central flow path. Data collection for upgradient/downgradient wells is in some instances shifted by 1-2 days. Reporting on effluents from STC-NES5-IF is only considered during the period that effluent from the pretreatment is available for comparison (June 2019-Oct 2021)
Final Treatability Study Findings Report Field-Scale Permeable Reactive Barrier Pilot Study Conda/Woodall Mountain Mine | Conda/Woodall Mountain Mine | IDN001002862 | N/A | N/A | STC-NES5-IF | Former mining site | Permeable reactive barrier (PRB) with seep treatment cell pre-treatment | Passive | Permeable reactive barrier (PRB) | Pre-treatment | Overburden pile in the headwaters areas of Pedro Creek | Y | STC (pretreatment) | Specific technologies not specified. PRB is chemical and microbially mediated processes that reduce selenate to selenite and then selenium. Treatment media includes a carbon source (i.e. woodchips), alfalfa hay, and inert sand. Seep treatment cell is pre-treatment cell with treatment media. | Access to the groundwater table is needed. Trench excavated through water-bearing zones of alluvial deposits and into underlying weathered bedrock. | Pilot | 2018-2021, modifications made in 2019 to address seepage | Zinc | Zn, dissolved | mg/L | N | N/A | 1.13 | Data not provided | Not Available | [9 empty] | 1.01 | 2020 - 2021 Average, from operational period, not whole dataset | Data not provided | Data not provided | 0.0024 | 2020 - 2021 Average, from operational period, not whole dataset | Data not provided | Data not provided | Data not provided | Upgradient | 6.91 | 4.87 | mg/L | 10.8 | °C | Data not provided | N/A | Data not provided | N/A | 78.9 | mV | 3324 | µmhos/cm | Turbidity = 78.14 | NTU | data not provided | data not provided | data not provided | data not provided | data not provided | data not provided | N/A | No groundwater comparison value | No samples were collected at STC-NES5-EF between November 2018 and April 2019. | An insufficient amount of time since completion of the Pilot Study to adequately evaluate lifespan of the treatment media. The change in alkalinity can be used as an indicator of change in the ability of the media to treat selenium. Alkalinity remained relatively similar after 2 years of operation indicating that after 2 years of operation the microbially-mediated chemical reduction of selenium remains similar to the study onset. | Design had insufficient capacity to contain the flux of snow melt in addition to seep water. Soils in the area of the PRB are tight. In the future, when in an layered alluvial system, incorporate a gravel "pressure relief/effluent storage" zone on the downgradient edge to allow for increased ability to receive effluent water and/or flow onto the land surface if capacity is reached. The hydrogeological study was performed during fall low flow conditions as were the excavation and installation of the PRB bench. Additional water zones may be present during different water levels, so future design data collection should include a hydrogeological investigation in the spring to better characterize flux and water bearing zones in the aquifer during high water conditions. The PRB increased Ar, Fe, Mn and Ur due to eroded overburden material in the lenses on the walls of the excavation and from the seep and sedimentation basin sediments transferred to the PRB. Oxidizing conditions favorable to mobilization of Ur exist when ORP is above -200 mV. Bicarbonate that is likely dominant in the near neutral pH conditions in the vicinity of the PRB can enhance Ur mobility. Redox cycling from fluctuating water table can cause Ur mobilization. Heterogeneity of groundwater inflow along the trench, contact with runoff of mine materials, and microbial activity all contribute to factors affecting degree of treatment within the PRB. The incorporation of the Pilot Study into a potential remedy for the Pedro Creek Sub-Basin, at its current scale and in absence of other actions, may require some modifications to facilitate handling of high spring inflows and additional treatment to address the transport of released uranium into the shallow groundwater and surface water. | Operation and maintenance cost, including remote monitoring (e.g., transducers, telemetry, and cameras) and performance monitoring (e.g., sampling, analysis, and reporting), ranges between $20,000 to $40,000 per month. The capital cost for the construction of the PRB and STC was approximately $1.2M including the media, trenching, infiltration gallery, cover, and stormwater controls, or roughly $180/cubic yard of reactive media (1,200 cubic yards for the PRB and 5,500 cubic yards for the STC). | System is seep treatment cell effluent to PRB. Treatment media: 50% granular support media, 12.5% chopped alfalfa hay, 37.5% woodchips/shavings. Average hydraulic conductivity of 8.8-116.2 ft/day in the media. Trench excavated to dry, silty-clay, weathered Dinwoody Formation material to prevent groundwater flow from bypassing under the PRB. Eroded overburden was encountered. Media placed to a depth of 2 ft bgs, covered by non-woven geotextile and 2 ft of Dinwoody Formation material. Infiltration gallery was constructed upgradient to the PRB, and overburden was encountered. Infiltration gallery was overexcavated and compacted Dinwoody Formation materials were used on the base and sidewalls to reduce water contact with the overburden. It was backfilled with coarse drain rock and covered with non-woven geotextile and Dinwoody Formation material. PRB is relatively easy to implement with readily available material and equipment but using the technology to treat seeps or shallow groundwater in close proximity to overburden disposal piles should be approached with caution. The presence of run-of-mine shales in and around excavations contributes to mobilization of unwanted constituents (e.g. arsenic, uranium) | The objectives for the Pilot Study are consistent with the preliminary Remedial Action Objectives (RAOs) for groundwater remedies at Conda. Based on observations from the 2019 and 2020 monitoring, modifications were made to the Pilot Study in fall of 2020. In coordination with the Agencies, it was decided that the modification will require further monitoring in 2021 to fully meet the Pilot Study objectives. 2018-2019 start up period had differing conditions from 2020-2021, and the conditions were not considered representative of long term trends, but reflect the capability of the media to rapidly reach redox and geochemical conditions that facilitate microbially mediated reduction. 2020-2021 are operational conditions. The treatment media contributes to total Ar, Fe and Mn concentrations above the MCLs and drinking water standards. Data indicate that the treatment media in the Seep Treatment Cell and PRB is capable of treating water entering the system with total Se concentrations as high as 6.87 mg/L as well as total Cd concentrations up to 0.00847 mg/L to levels below their respective MCLs. | None, other than those presented elsewhere | Seep treatment cell (STC) pretreatment system influent STC-NES5-IF (upgradient) to STC pretreatment effluent (STC-NES5-EF) (downgradient) is through the central flow path. Data collection for upgradient/downgradient wells is in some instances shifted by 1-2 days. Reporting on effluents from STC-NES5-IF is only considered during the period that effluent from the pretreatment is available for comparison (June 2019-Oct 2021)
Final Treatability Study Findings Report Field-Scale Permeable Reactive Barrier Pilot Study Conda/Woodall Mountain Mine | Conda/Woodall Mountain Mine | IDN001002862 | N/A | N/A | STC-NES5-IF | Former mining site | Permeable reactive barrier (PRB) with seep treatment cell pre-treatment | Passive | Permeable reactive barrier (PRB) | Pre-treatment | Overburden pile in the headwaters areas of Pedro Creek | Y | STC (pretreatment) | Specific technologies not specified. PRB is chemical and microbially mediated processes that reduce selenate to selenite and then selenium. Treatment media includes a carbon source (i.e. woodchips), alfalfa hay, and inert sand. Seep treatment cell is pre-treatment cell with treatment media. | Access to the groundwater table is needed. Trench excavated through water-bearing zones of alluvial deposits and into underlying weathered bedrock. | Pilot | 2018-2021, modifications made in 2019 to address seepage | Zinc | Zn, total | mg/L | N | N/A | 1.3 | Data not provided | Not Available | [9 empty] | 1.12 | 2020 - 2021 Average, from operational period, not whole dataset | Data not provided | Data not provided | 0.0027 | 2020 - 2021 Average, from operational period, not whole dataset | Data not provided | Data not provided | Data not provided | Upgradient | 6.91 | 4.87 | mg/L | 10.8 | °C | Data not provided | N/A | Data not provided | N/A | 78.9 | mV | 3324 | µmhos/cm | Turbidity = 78.14 | NTU | data not provided | data not provided | data not provided | data not provided | data not provided | data not provided | Y | Groundwater Comparison Value: U.S. EPA MCL 3.13 mg/L Assessment of treatment goals based on well-specific averages for 2020-2021 | No samples were collected at STC-NES5-EF between November 2018 and April 2019. | An insufficient amount of time since completion of the Pilot Study to adequately evaluate lifespan of the treatment media. The change in alkalinity can be used as an indicator of change in the ability of the media to treat selenium. Alkalinity remained relatively similar after 2 years of operation indicating that after 2 years of operation the microbially-mediated chemical reduction of selenium remains similar to the study onset. | Design had insufficient capacity to contain the flux of snow melt in addition to seep water. Soils in the area of the PRB are tight. In the future, when in an layered alluvial system, incorporate a gravel "pressure relief/effluent storage" zone on the downgradient edge to allow for increased ability to receive effluent water and/or flow onto the land surface if capacity is reached. The hydrogeological study was performed during fall low flow conditions as were the excavation and installation of the PRB bench. Additional water zones may be present during different water levels, so future design data collection should include a hydrogeological investigation in the spring to better characterize flux and water bearing zones in the aquifer during high water conditions. The PRB increased Ar, Fe, Mn and Ur due to eroded overburden material in the lenses on the walls of the excavation and from the seep and sedimentation basin sediments transferred to the PRB. Oxidizing conditions favorable to mobilization of Ur exist when ORP is above -200 mV. Bicarbonate that is likely dominant in the near neutral pH conditions in the vicinity of the PRB can enhance Ur mobility. Redox cycling from fluctuating water table can cause Ur mobilization. Heterogeneity of groundwater inflow along the trench, contact with runoff of mine materials, and microbial activity all contribute to factors affecting degree of treatment within the PRB. The incorporation of the Pilot Study into a potential remedy for the Pedro Creek Sub-Basin, at its current scale and in absence of other actions, may require some modifications to facilitate handling of high spring inflows and additional treatment to address the transport of released uranium into the shallow groundwater and surface water. | Operation and maintenance cost, including remote monitoring (e.g., transducers, telemetry, and cameras) and performance monitoring (e.g., sampling, analysis, and reporting), ranges between $20,000 to $40,000 per month. The capital cost for the construction of the PRB and STC was approximately $1.2M including the media, trenching, infiltration gallery, cover, and stormwater controls, or roughly $180/cubic yard of reactive media (1,200 cubic yards for the PRB and 5,500 cubic yards for the STC). | System is seep treatment cell effluent to PRB. Treatment media: 50% granular support media, 12.5% chopped alfalfa hay, 37.5% woodchips/shavings. Average hydraulic conductivity of 8.8-116.2 ft/day in the media. Trench excavated to dry, silty-clay, weathered Dinwoody Formation material to prevent groundwater flow from bypassing under the PRB. Eroded overburden was encountered. Media placed to a depth of 2 ft bgs, covered by non-woven geotextile and 2 ft of Dinwoody Formation material. Infiltration gallery was constructed upgradient to the PRB, and overburden was encountered. Infiltration gallery was overexcavated and compacted Dinwoody Formation materials were used on the base and sidewalls to reduce water contact with the overburden. It was backfilled with coarse drain rock and covered with non-woven geotextile and Dinwoody Formation material. PRB is relatively easy to implement with readily available material and equipment but using the technology to treat seeps or shallow groundwater in close proximity to overburden disposal piles should be approached with caution. The presence of run-of-mine shales in and around excavations contributes to mobilization of unwanted constituents (e.g. arsenic, uranium) | The objectives for the Pilot Study are consistent with the preliminary Remedial Action Objectives (RAOs) for groundwater remedies at Conda. Based on observations from the 2019 and 2020 monitoring, modifications were made to the Pilot Study in fall of 2020. In coordination with the Agencies, it was decided that the modification will require further monitoring in 2021 to fully meet the Pilot Study objectives. 2018-2019 start up period had differing conditions from 2020-2021, and the conditions were not considered representative of long term trends, but reflect the capability of the media to rapidly reach redox and geochemical conditions that facilitate microbially mediated reduction. 2020-2021 are operational conditions. The treatment media contributes to total Ar, Fe and Mn concentrations above the MCLs and drinking water standards. Data indicate that the treatment media in the Seep Treatment Cell and PRB is capable of treating water entering the system with total Se concentrations as high as 6.87 mg/L as well as total Cd concentrations up to 0.00847 mg/L to levels below their respective MCLs. | None, other than those presented elsewhere | Seep treatment cell (STC) pretreatment system influent STC-NES5-IF (upgradient) to STC pretreatment effluent (STC-NES5-EF) (downgradient) is through the central flow path. Data collection for upgradient/downgradient wells is in some instances shifted by 1-2 days. Reporting on effluents from STC-NES5-IF is only considered during the period that effluent from the pretreatment is available for comparison (June 2019-Oct 2021)
Final Treatability Study Findings Report Field-Scale Permeable Reactive Barrier Pilot Study Conda/Woodall Mountain Mine | Conda/Woodall Mountain Mine | IDN001002862 | N/A | N/A | STC-NES5-IF | Former mining site | Permeable reactive barrier (PRB) with seep treatment cell pre-treatment | Passive | Permeable reactive barrier (PRB) | Pre-treatment | Overburden pile in the headwaters areas of Pedro Creek | Y | STC (pretreatment) | Specific technologies not specified. PRB is chemical and microbially mediated processes that reduce selenate to selenite and then selenium. Treatment media includes a carbon source (i.e. woodchips), alfalfa hay, and inert sand. Seep treatment cell is pre-treatment cell with treatment media. | Access to the groundwater table is needed. Trench excavated through water-bearing zones of alluvial deposits and into underlying weathered bedrock. | Pilot | 2018-2021, modifications made in 2019 to address seepage | Zinc | Zn, dissolved | mg/L | N | N/A |  |  |  | 0.835 | 0.0034 | 99.5928 | [6 empty] | 1.01 | 2020 - 2021 Average, from operational period, not whole dataset | Data not provided | Data not provided | 0.0024 | 2020 - 2021 Average, from operational period, not whole dataset | Data not provided | Data not provided | Data not provided | Upgradient | 6.96 | 4.51 | mg/L | 10.4 | °C | Data not provided | N/A | Data not provided | N/A | -68.2 | mV | 3089 | µmhos/cm | Turbidity = 187 | NTU | data not provided | data not provided | data not provided | data not provided | data not provided | data not provided | N/A | No groundwater comparison value | No samples were collected at STC-NES5-EF between November 2018 and April 2019. | An insufficient amount of time since completion of the Pilot Study to adequately evaluate lifespan of the treatment media. The change in alkalinity can be used as an indicator of change in the ability of the media to treat selenium. Alkalinity remained relatively similar after 2 years of operation indicating that after 2 years of operation the microbially-mediated chemical reduction of selenium remains similar to the study onset. | Design had insufficient capacity to contain the flux of snow melt in addition to seep water. Soils in the area of the PRB are tight. In the future, when in an layered alluvial system, incorporate a gravel "pressure relief/effluent storage" zone on the downgradient edge to allow for increased ability to receive effluent water and/or flow onto the land surface if capacity is reached. The hydrogeological study was performed during fall low flow conditions as were the excavation and installation of the PRB bench. Additional water zones may be present during different water levels, so future design data collection should include a hydrogeological investigation in the spring to better characterize flux and water bearing zones in the aquifer during high water conditions. The PRB increased Ar, Fe, Mn and Ur due to eroded overburden material in the lenses on the walls of the excavation and from the seep and sedimentation basin sediments transferred to the PRB. Oxidizing conditions favorable to mobilization of Ur exist when ORP is above -200 mV. Bicarbonate that is likely dominant in the near neutral pH conditions in the vicinity of the PRB can enhance Ur mobility. Redox cycling from fluctuating water table can cause Ur mobilization. Heterogeneity of groundwater inflow along the trench, contact with runoff of mine materials, and microbial activity all contribute to factors affecting degree of treatment within the PRB. The incorporation of the Pilot Study into a potential remedy for the Pedro Creek Sub-Basin, at its current scale and in absence of other actions, may require some modifications to facilitate handling of high spring inflows and additional treatment to address the transport of released uranium into the shallow groundwater and surface water. | Operation and maintenance cost, including remote monitoring (e.g., transducers, telemetry, and cameras) and performance monitoring (e.g., sampling, analysis, and reporting), ranges between $20,000 to $40,000 per month. The capital cost for the construction of the PRB and STC was approximately $1.2M including the media, trenching, infiltration gallery, cover, and stormwater controls, or roughly $180/cubic yard of reactive media (1,200 cubic yards for the PRB and 5,500 cubic yards for the STC). | System is seep treatment cell effluent to PRB. Treatment media: 50% granular support media, 12.5% chopped alfalfa hay, 37.5% woodchips/shavings. Average hydraulic conductivity of 8.8-116.2 ft/day in the media. Trench excavated to dry, silty-clay, weathered Dinwoody Formation material to prevent groundwater flow from bypassing under the PRB. Eroded overburden was encountered. Media placed to a depth of 2 ft bgs, covered by non-woven geotextile and 2 ft of Dinwoody Formation material. Infiltration gallery was constructed upgradient to the PRB, and overburden was encountered. Infiltration gallery was overexcavated and compacted Dinwoody Formation materials were used on the base and sidewalls to reduce water contact with the overburden. It was backfilled with coarse drain rock and covered with non-woven geotextile and Dinwoody Formation material. PRB is relatively easy to implement with readily available material and equipment but using the technology to treat seeps or shallow groundwater in close proximity to overburden disposal piles should be approached with caution. The presence of run-of-mine shales in and around excavations contributes to mobilization of unwanted constituents (e.g. arsenic, uranium) | The objectives for the Pilot Study are consistent with the preliminary Remedial Action Objectives (RAOs) for groundwater remedies at Conda. Based on observations from the 2019 and 2020 monitoring, modifications were made to the Pilot Study in fall of 2020. In coordination with the Agencies, it was decided that the modification will require further monitoring in 2021 to fully meet the Pilot Study objectives. 2018-2019 start up period had differing conditions from 2020-2021, and the conditions were not considered representative of long term trends, but reflect the capability of the media to rapidly reach redox and geochemical conditions that facilitate microbially mediated reduction. 2020-2021 are operational conditions. The treatment media contributes to total Ar, Fe and Mn concentrations above the MCLs and drinking water standards. Data indicate that the treatment media in the Seep Treatment Cell and PRB is capable of treating water entering the system with total Se concentrations as high as 6.87 mg/L as well as total Cd concentrations up to 0.00847 mg/L to levels below their respective MCLs. | None, other than those presented elsewhere | Seep treatment cell (STC) pretreatment system influent STC-NES5-IF (upgradient) to STC pretreatment effluent (STC-NES5-EF) (downgradient) is through the central flow path. Data collection for upgradient/downgradient wells is in some instances shifted by 1-2 days. Reporting on effluents from STC-NES5-IF is only considered during the period that effluent from the pretreatment is available for comparison (June 2019-Oct 2021)
Final Treatability Study Findings Report Field-Scale Permeable Reactive Barrier Pilot Study Conda/Woodall Mountain Mine | Conda/Woodall Mountain Mine | IDN001002862 | N/A | N/A | STC-NES5-IF | Former mining site | Permeable reactive barrier (PRB) with seep treatment cell pre-treatment | Passive | Permeable reactive barrier (PRB) | Pre-treatment | Overburden pile in the headwaters areas of Pedro Creek | Y | STC (pretreatment) | Specific technologies not specified. PRB is chemical and microbially mediated processes that reduce selenate to selenite and then selenium. Treatment media includes a carbon source (i.e. woodchips), alfalfa hay, and inert sand. Seep treatment cell is pre-treatment cell with treatment media. | Access to the groundwater table is needed. Trench excavated through water-bearing zones of alluvial deposits and into underlying weathered bedrock. | Pilot | 2018-2021, modifications made in 2019 to address seepage | Zinc | Zn, total | mg/L | N | N/A |  |  |  | 0.657 | ND | 99.8478 | [6 empty] | 1.12 | 2020 - 2021 Average, from operational period, not whole dataset | Data not provided | Data not provided | 0.0027 | 2020 - 2021 Average, from operational period, not whole dataset | Data not provided | Data not provided | Data not provided | Upgradient | 6.85 | 5.9 | mg/L | 11.4 | °C | Data not provided | N/A | Data not provided | N/A | 134.1 | mV | 3374 | µmhos/cm | Turbidity = 7.4 | NTU | data not provided | data not provided | data not provided | data not provided | data not provided | data not provided | Y | Groundwater Comparison Value: U.S. EPA MCL 3.13 mg/L Assessment of treatment goals based on well-specific averages for 2020-2021 | No samples were collected at STC-NES5-EF between November 2018 and April 2019. | An insufficient amount of time since completion of the Pilot Study to adequately evaluate lifespan of the treatment media. The change in alkalinity can be used as an indicator of change in the ability of the media to treat selenium. Alkalinity remained relatively similar after 2 years of operation indicating that after 2 years of operation the microbially-mediated chemical reduction of selenium remains similar to the study onset. | Design had insufficient capacity to contain the flux of snow melt in addition to seep water. Soils in the area of the PRB are tight. In the future, when in an layered alluvial system, incorporate a gravel "pressure relief/effluent storage" zone on the downgradient edge to allow for increased ability to receive effluent water and/or flow onto the land surface if capacity is reached. The hydrogeological study was performed during fall low flow conditions as were the excavation and installation of the PRB bench. Additional water zones may be present during different water levels, so future design data collection should include a hydrogeological investigation in the spring to better characterize flux and water bearing zones in the aquifer during high water conditions. The PRB increased Ar, Fe, Mn and Ur due to eroded overburden material in the lenses on the walls of the excavation and from the seep and sedimentation basin sediments transferred to the PRB. Oxidizing conditions favorable to mobilization of Ur exist when ORP is above -200 mV. Bicarbonate that is likely dominant in the near neutral pH conditions in the vicinity of the PRB can enhance Ur mobility. Redox cycling from fluctuating water table can cause Ur mobilization. Heterogeneity of groundwater inflow along the trench, contact with runoff of mine materials, and microbial activity all contribute to factors affecting degree of treatment within the PRB. The incorporation of the Pilot Study into a potential remedy for the Pedro Creek Sub-Basin, at its current scale and in absence of other actions, may require some modifications to facilitate handling of high spring inflows and additional treatment to address the transport of released uranium into the shallow groundwater and surface water. | Operation and maintenance cost, including remote monitoring (e.g., transducers, telemetry, and cameras) and performance monitoring (e.g., sampling, analysis, and reporting), ranges between $20,000 to $40,000 per month. The capital cost for the construction of the PRB and STC was approximately $1.2M including the media, trenching, infiltration gallery, cover, and stormwater controls, or roughly $180/cubic yard of reactive media (1,200 cubic yards for the PRB and 5,500 cubic yards for the STC). | System is seep treatment cell effluent to PRB. Treatment media: 50% granular support media, 12.5% chopped alfalfa hay, 37.5% woodchips/shavings. Average hydraulic conductivity of 8.8-116.2 ft/day in the media. Trench excavated to dry, silty-clay, weathered Dinwoody Formation material to prevent groundwater flow from bypassing under the PRB. Eroded overburden was encountered. Media placed to a depth of 2 ft bgs, covered by non-woven geotextile and 2 ft of Dinwoody Formation material. Infiltration gallery was constructed upgradient to the PRB, and overburden was encountered. Infiltration gallery was overexcavated and compacted Dinwoody Formation materials were used on the base and sidewalls to reduce water contact with the overburden. It was backfilled with coarse drain rock and covered with non-woven geotextile and Dinwoody Formation material. PRB is relatively easy to implement with readily available material and equipment but using the technology to treat seeps or shallow groundwater in close proximity to overburden disposal piles should be approached with caution. The presence of run-of-mine shales in and around excavations contributes to mobilization of unwanted constituents (e.g. arsenic, uranium) | The objectives for the Pilot Study are consistent with the preliminary Remedial Action Objectives (RAOs) for groundwater remedies at Conda. Based on observations from the 2019 and 2020 monitoring, modifications were made to the Pilot Study in fall of 2020. In coordination with the Agencies, it was decided that the modification will require further monitoring in 2021 to fully meet the Pilot Study objectives. 2018-2019 start up period had differing conditions from 2020-2021, and the conditions were not considered representative of long term trends, but reflect the capability of the media to rapidly reach redox and geochemical conditions that facilitate microbially mediated reduction. 2020-2021 are operational conditions. The treatment media contributes to total Ar, Fe and Mn concentrations above the MCLs and drinking water standards. Data indicate that the treatment media in the Seep Treatment Cell and PRB is capable of treating water entering the system with total Se concentrations as high as 6.87 mg/L as well as total Cd concentrations up to 0.00847 mg/L to levels below their respective MCLs. | None, other than those presented elsewhere | Seep treatment cell (STC) pretreatment system influent STC-NES5-IF (upgradient) to STC pretreatment effluent (STC-NES5-EF) (downgradient) is through the central flow path. Data collection for upgradient/downgradient wells is in some instances shifted by 1-2 days. Reporting on effluents from STC-NES5-IF is only considered during the period that effluent from the pretreatment is available for comparison (June 2019-Oct 2021). ND = Non detect. ND value is 0.002.
Final Treatability Study Findings Report Field-Scale Permeable Reactive Barrier Pilot Study Conda/Woodall Mountain Mine | Conda/Woodall Mountain Mine | IDN001002862 | N/A | N/A | STC-NES5-EF | Former mining site | Permeable reactive barrier (PRB) with seep treatment cell pre-treatment | Passive | Permeable reactive barrier (PRB) | Pre-treatment | Overburden pile in the headwaters areas of Pedro Creek | Y | STC (pretreatment) | Specific technologies not specified. PRB is chemical and microbially mediated processes that reduce selenate to selenite and then selenium. Treatment media includes a carbon source (i.e. woodchips), alfalfa hay, and inert sand. Seep treatment cell is pre-treatment cell with treatment media. | Access to the groundwater table is needed. Trench excavated through water-bearing zones of alluvial deposits and into underlying weathered bedrock. | Pilot | 2018-2021, modifications made in 2019 to address seepage | Zinc | Zn, dissolved | mg/L | N | N/A | [6 empty] | 0.0189 | 0.933 | 97.9743 |  |  |  | 1.01 | 2020 - 2021 Average, from operational period, not whole dataset | Data not provided | Data not provided | 0.0024 | 2020 - 2021 Average, from operational period, not whole dataset | Data not provided | Data not provided | Data not provided | Downgradient | 6.67 | 4.08 | mg/L | 11.5 | °C | Data not provided | N/A | Data not provided | N/A | -76.5 | mV | 3328 | µmhos/cm | Turbidity = 205 | NTU | data not provided | data not provided | data not provided | data not provided | data not provided | data not provided | N/A | No groundwater comparison value | No samples were collected at STC-NES5-EF between November 2018 and April 2019. | An insufficient amount of time since completion of the Pilot Study to adequately evaluate lifespan of the treatment media. The change in alkalinity can be used as an indicator of change in the ability of the media to treat selenium. Alkalinity remained relatively similar after 2 years of operation indicating that after 2 years of operation the microbially-mediated chemical reduction of selenium remains similar to the study onset. | Design had insufficient capacity to contain the flux of snow melt in addition to seep water. Soils in the area of the PRB are tight. In the future, when in an layered alluvial system, incorporate a gravel "pressure relief/effluent storage" zone on the downgradient edge to allow for increased ability to receive effluent water and/or flow onto the land surface if capacity is reached. The hydrogeological study was performed during fall low flow conditions as were the excavation and installation of the PRB bench. Additional water zones may be present during different water levels, so future design data collection should include a hydrogeological investigation in the spring to better characterize flux and water bearing zones in the aquifer during high water conditions. The PRB increased Ar, Fe, Mn and Ur due to eroded overburden material in the lenses on the walls of the excavation and from the seep and sedimentation basin sediments transferred to the PRB. Oxidizing conditions favorable to mobilization of Ur exist when ORP is above -200 mV. Bicarbonate that is likely dominant in the near neutral pH conditions in the vicinity of the PRB can enhance Ur mobility. Redox cycling from fluctuating water table can cause Ur mobilization. Heterogeneity of groundwater inflow along the trench, contact with runoff of mine materials, and microbial activity all contribute to factors affecting degree of treatment within the PRB. The incorporation of the Pilot Study into a potential remedy for the Pedro Creek Sub-Basin, at its current scale and in absence of other actions, may require some modifications to facilitate handling of high spring inflows and additional treatment to address the transport of released uranium into the shallow groundwater and surface water. | Operation and maintenance cost, including remote monitoring (e.g., transducers, telemetry, and cameras) and performance monitoring (e.g., sampling, analysis, and reporting), ranges between $20,000 to $40,000 per month. The capital cost for the construction of the PRB and STC was approximately $1.2M including the media, trenching, infiltration gallery, cover, and stormwater controls, or roughly $180/cubic yard of reactive media (1,200 cubic yards for the PRB and 5,500 cubic yards for the STC). | System is seep treatment cell effluent to PRB. Treatment media: 50% granular support media, 12.5% chopped alfalfa hay, 37.5% woodchips/shavings. Average hydraulic conductivity of 8.8-116.2 ft/day in the media. Trench excavated to dry, silty-clay, weathered Dinwoody Formation material to prevent groundwater flow from bypassing under the PRB. Eroded overburden was encountered. Media placed to a depth of 2 ft bgs, covered by non-woven geotextile and 2 ft of Dinwoody Formation material. Infiltration gallery was constructed upgradient to the PRB, and overburden was encountered. Infiltration gallery was overexcavated and compacted Dinwoody Formation materials were used on the base and sidewalls to reduce water contact with the overburden. It was backfilled with coarse drain rock and covered with non-woven geotextile and Dinwoody Formation material. PRB is relatively easy to implement with readily available material and equipment but using the technology to treat seeps or shallow groundwater in close proximity to overburden disposal piles should be approached with caution. The presence of run-of-mine shales in and around excavations contributes to mobilization of unwanted constituents (e.g. arsenic, uranium) | The objectives for the Pilot Study are consistent with the preliminary Remedial Action Objectives (RAOs) for groundwater remedies at Conda. Based on observations from the 2019 and 2020 monitoring, modifications were made to the Pilot Study in fall of 2020. In coordination with the Agencies, it was decided that the modification will require further monitoring in 2021 to fully meet the Pilot Study objectives. 2018-2019 start up period had differing conditions from 2020-2021, and the conditions were not considered representative of long term trends, but reflect the capability of the media to rapidly reach redox and geochemical conditions that facilitate microbially mediated reduction. 2020-2021 are operational conditions. The treatment media contributes to total Ar, Fe and Mn concentrations above the MCLs and drinking water standards. Data indicate that the treatment media in the Seep Treatment Cell and PRB is capable of treating water entering the system with total Se concentrations as high as 6.87 mg/L as well as total Cd concentrations up to 0.00847 mg/L to levels below their respective MCLs. | None, other than those presented elsewhere | Seep treatment cell (STC) pretreatment system influent STC-NES5-IF (upgradient) to STC pretreatment effluent (STC-NES5-EF) (downgradient) is through the central flow path. Data collection for upgradient/downgradient wells is in some instances shifted by 1-2 days. Reporting on effluents from STC-NES5-IF is only considered during the period that effluent from the pretreatment is available for comparison (June 2019-Oct 2021)
Final Treatability Study Findings Report Field-Scale Permeable Reactive Barrier Pilot Study Conda/Woodall Mountain Mine | Conda/Woodall Mountain Mine | IDN001002862 | N/A | N/A | STC-NES5-EF | Former mining site | Permeable reactive barrier (PRB) with seep treatment cell pre-treatment | Passive | Permeable reactive barrier (PRB) | Pre-treatment | Overburden pile in the headwaters areas of Pedro Creek | Y | STC (pretreatment) | Specific technologies not specified. PRB is chemical and microbially mediated processes that reduce selenate to selenite and then selenium. Treatment media includes a carbon source (i.e. woodchips), alfalfa hay, and inert sand. Seep treatment cell is pre-treatment cell with treatment media. | Access to the groundwater table is needed. Trench excavated through water-bearing zones of alluvial deposits and into underlying weathered bedrock. | Pilot | 2018-2021, modifications made in 2019 to address seepage | Zinc | Zn, total | mg/L | N | N/A | [6 empty] | 0.169 | 1.03 | 83.5922 |  |  |  | 1.12 | 2020 - 2021 Average, from operational period, not whole dataset | Data not provided | Data not provided | 0.0027 | 2020 - 2021 Average, from operational period, not whole dataset | Data not provided | Data not provided | Data not provided | Downgradient | 7.04 | 0.02 | mg/L | 17.02 | °C | Data not provided | N/A | Data not provided | N/A | -234.9 | mV | 534.32 | µmhos/cm | Turbidity = 164.4 | NTU | data not provided | data not provided | data not provided | data not provided | data not provided | data not provided | Y | Groundwater Comparison Value: U.S. EPA MCL 3.13 mg/L Assessment of treatment goals based on well-specific averages for 2020-2021 | No samples were collected at STC-NES5-EF between November 2018 and April 2019. | An insufficient amount of time since completion of the Pilot Study to adequately evaluate lifespan of the treatment media. The change in alkalinity can be used as an indicator of change in the ability of the media to treat selenium. Alkalinity remained relatively similar after 2 years of operation indicating that after 2 years of operation the microbially-mediated chemical reduction of selenium remains similar to the study onset. | Design had insufficient capacity to contain the flux of snow melt in addition to seep water. Soils in the area of the PRB are tight. In the future, when in an layered alluvial system, incorporate a gravel "pressure relief/effluent storage" zone on the downgradient edge to allow for increased ability to receive effluent water and/or flow onto the land surface if capacity is reached. The hydrogeological study was performed during fall low flow conditions as were the excavation and installation of the PRB bench. Additional water zones may be present during different water levels, so future design data collection should include a hydrogeological investigation in the spring to better characterize flux and water bearing zones in the aquifer during high water conditions. The PRB increased Ar, Fe, Mn and Ur due to eroded overburden material in the lenses on the walls of the excavation and from the seep and sedimentation basin sediments transferred to the PRB. Oxidizing conditions favorable to mobilization of Ur exist when ORP is above -200 mV. Bicarbonate that is likely dominant in the near neutral pH conditions in the vicinity of the PRB can enhance Ur mobility. Redox cycling from fluctuating water table can cause Ur mobilization. Heterogeneity of groundwater inflow along the trench, contact with runoff of mine materials, and microbial activity all contribute to factors affecting degree of treatment within the PRB. The incorporation of the Pilot Study into a potential remedy for the Pedro Creek Sub-Basin, at its current scale and in absence of other actions, may require some modifications to facilitate handling of high spring inflows and additional treatment to address the transport of released uranium into the shallow groundwater and surface water. | Operation and maintenance cost, including remote monitoring (e.g., transducers, telemetry, and cameras) and performance monitoring (e.g., sampling, analysis, and reporting), ranges between $20,000 to $40,000 per month. The capital cost for the construction of the PRB and STC was approximately $1.2M including the media, trenching, infiltration gallery, cover, and stormwater controls, or roughly $180/cubic yard of reactive media (1,200 cubic yards for the PRB and 5,500 cubic yards for the STC). | System is seep treatment cell effluent to PRB. Treatment media: 50% granular support media, 12.5% chopped alfalfa hay, 37.5% woodchips/shavings. Average hydraulic conductivity of 8.8-116.2 ft/day in the media. Trench excavated to dry, silty-clay, weathered Dinwoody Formation material to prevent groundwater flow from bypassing under the PRB. Eroded overburden was encountered. Media placed to a depth of 2 ft bgs, covered by non-woven geotextile and 2 ft of Dinwoody Formation material. Infiltration gallery was constructed upgradient to the PRB, and overburden was encountered. Infiltration gallery was overexcavated and compacted Dinwoody Formation materials were used on the base and sidewalls to reduce water contact with the overburden. It was backfilled with coarse drain rock and covered with non-woven geotextile and Dinwoody Formation material. PRB is relatively easy to implement with readily available material and equipment but using the technology to treat seeps or shallow groundwater in close proximity to overburden disposal piles should be approached with caution. The presence of run-of-mine shales in and around excavations contributes to mobilization of unwanted constituents (e.g. arsenic, uranium) | The objectives for the Pilot Study are consistent with the preliminary Remedial Action Objectives (RAOs) for groundwater remedies at Conda. Based on observations from the 2019 and 2020 monitoring, modifications were made to the Pilot Study in fall of 2020. In coordination with the Agencies, it was decided that the modification will require further monitoring in 2021 to fully meet the Pilot Study objectives. 2018-2019 start up period had differing conditions from 2020-2021, and the conditions were not considered representative of long term trends, but reflect the capability of the media to rapidly reach redox and geochemical conditions that facilitate microbially mediated reduction. 2020-2021 are operational conditions. The treatment media contributes to total Ar, Fe and Mn concentrations above the MCLs and drinking water standards. Data indicate that the treatment media in the Seep Treatment Cell and PRB is capable of treating water entering the system with total Se concentrations as high as 6.87 mg/L as well as total Cd concentrations up to 0.00847 mg/L to levels below their respective MCLs. | None, other than those presented elsewhere | Seep treatment cell (STC) pretreatment system influent STC-NES5-IF (upgradient) to STC pretreatment effluent (STC-NES5-EF) (downgradient) is through the central flow path. Data collection for upgradient/downgradient wells is in some instances shifted by 1-2 days. Reporting on effluents from STC-NES5-IF is only considered during the period that effluent from the pretreatment is available for comparison (June 2019-Oct 2021)
Final Treatability Study Findings Report Field-Scale Permeable Reactive Barrier Pilot Study Conda/Woodall Mountain Mine | Conda/Woodall Mountain Mine | IDN001002862 | N/A | N/A | STC-NES5-EF | Former mining site | Permeable reactive barrier (PRB) with seep treatment cell pre-treatment | Passive | Permeable reactive barrier (PRB) | Pre-treatment | Overburden pile in the headwaters areas of Pedro Creek | Y | STC (pretreatment) | Specific technologies not specified. PRB is chemical and microbially mediated processes that reduce selenate to selenite and then selenium. Treatment media includes a carbon source (i.e. woodchips), alfalfa hay, and inert sand. Seep treatment cell is pre-treatment cell with treatment media. | Access to the groundwater table is needed. Trench excavated through water-bearing zones of alluvial deposits and into underlying weathered bedrock. | Pilot | 2018-2021, modifications made in 2019 to address seepage | Zinc | Zn, dissolved | mg/L | N | N/A | [9 empty] | ND | 0.0965–1.08 | 99.0 - 99.9 | 1.01 | 2020 - 2021 Average, from operational period, not whole dataset | Data not provided | Data not provided | 0.0024 | 2020 - 2021 Average, from operational period, not whole dataset | Data not provided | Data not provided | Data not provided | Downgradient | 7.00–7.53 | 0.02–5.54 | mg/L | 6.5–17.8 | °C | Data not provided | N/A | Data not provided | N/A | (-)234.9–(-)79.6 | mV | 534.32–3,099 | µmhos/cm | Turbidity = 5.92–225.61 | NTU | data not provided | data not provided | data not provided | data not provided | data not provided | data not provided | N/A | No groundwater comparison value | No samples were collected at STC-NES5-EF between November 2018 and April 2019. | An insufficient amount of time since completion of the Pilot Study to adequately evaluate lifespan of the treatment media. The change in alkalinity can be used as an indicator of change in the ability of the media to treat selenium. Alkalinity remained relatively similar after 2 years of operation indicating that after 2 years of operation the microbially-mediated chemical reduction of selenium remains similar to the study onset. | Design had insufficient capacity to contain the flux of snow melt in addition to seep water. Soils in the area of the PRB are tight. In the future, when in an layered alluvial system, incorporate a gravel "pressure relief/effluent storage" zone on the downgradient edge to allow for increased ability to receive effluent water and/or flow onto the land surface if capacity is reached. The hydrogeological study was performed during fall low flow conditions as were the excavation and installation of the PRB bench. Additional water zones may be present during different water levels, so future design data collection should include a hydrogeological investigation in the spring to better characterize flux and water bearing zones in the aquifer during high water conditions. The PRB increased Ar, Fe, Mn and Ur due to eroded overburden material in the lenses on the walls of the excavation and from the seep and sedimentation basin sediments transferred to the PRB. Oxidizing conditions favorable to mobilization of Ur exist when ORP is above -200 mV. Bicarbonate that is likely dominant in the near neutral pH conditions in the vicinity of the PRB can enhance Ur mobility. Redox cycling from fluctuating water table can cause Ur mobilization. Heterogeneity of groundwater inflow along the trench, contact with runoff of mine materials, and microbial activity all contribute to factors affecting degree of treatment within the PRB. The incorporation of the Pilot Study into a potential remedy for the Pedro Creek Sub-Basin, at its current scale and in absence of other actions, may require some modifications to facilitate handling of high spring inflows and additional treatment to address the transport of released uranium into the shallow groundwater and surface water. | Operation and maintenance cost, including remote monitoring (e.g., transducers, telemetry, and cameras) and performance monitoring (e.g., sampling, analysis, and reporting), ranges between $20,000 to $40,000 per month. The capital cost for the construction of the PRB and STC was approximately $1.2M including the media, trenching, infiltration gallery, cover, and stormwater controls, or roughly $180/cubic yard of reactive media (1,200 cubic yards for the PRB and 5,500 cubic yards for the STC). | System is seep treatment cell effluent to PRB. Treatment media: 50% granular support media, 12.5% chopped alfalfa hay, 37.5% woodchips/shavings. Average hydraulic conductivity of 8.8-116.2 ft/day in the media. Trench excavated to dry, silty-clay, weathered Dinwoody Formation material to prevent groundwater flow from bypassing under the PRB. Eroded overburden was encountered. Media placed to a depth of 2 ft bgs, covered by non-woven geotextile and 2 ft of Dinwoody Formation material. Infiltration gallery was constructed upgradient to the PRB, and overburden was encountered. Infiltration gallery was overexcavated and compacted Dinwoody Formation materials were used on the base and sidewalls to reduce water contact with the overburden. It was backfilled with coarse drain rock and covered with non-woven geotextile and Dinwoody Formation material. PRB is relatively easy to implement with readily available material and equipment but using the technology to treat seeps or shallow groundwater in close proximity to overburden disposal piles should be approached with caution. The presence of run-of-mine shales in and around excavations contributes to mobilization of unwanted constituents (e.g. arsenic, uranium) | The objectives for the Pilot Study are consistent with the preliminary Remedial Action Objectives (RAOs) for groundwater remedies at Conda. Based on observations from the 2019 and 2020 monitoring, modifications were made to the Pilot Study in fall of 2020. In coordination with the Agencies, it was decided that the modification will require further monitoring in 2021 to fully meet the Pilot Study objectives. 2018-2019 start up period had differing conditions from 2020-2021, and the conditions were not considered representative of long term trends, but reflect the capability of the media to rapidly reach redox and geochemical conditions that facilitate microbially mediated reduction. 2020-2021 are operational conditions. The treatment media contributes to total Ar, Fe and Mn concentrations above the MCLs and drinking water standards. Data indicate that the treatment media in the Seep Treatment Cell and PRB is capable of treating water entering the system with total Se concentrations as high as 6.87 mg/L as well as total Cd concentrations up to 0.00847 mg/L to levels below their respective MCLs. | None, other than those presented elsewhere | Seep treatment cell (STC) pretreatment system influent STC-NES5-IF (upgradient) to STC pretreatment effluent (STC-NES5-EF) (downgradient) is through the central flow path. Data collection for upgradient/downgradient wells is in some instances shifted by 1-2 days. Reporting on effluents from STC-NES5-IF is only considered during the period that effluent from the pretreatment is available for comparison (June 2019-Oct 2021). ND = non detect, ND value is 0.002 mg/L
Final Treatability Study Findings Report Field-Scale Permeable Reactive Barrier Pilot Study Conda/Woodall Mountain Mine | Conda/Woodall Mountain Mine | IDN001002862 | N/A | N/A | STC-NES5-EF | Former mining site | Permeable reactive barrier (PRB) with seep treatment cell pre-treatment | Passive | Permeable reactive barrier (PRB) | Pre-treatment | Overburden pile in the headwaters areas of Pedro Creek | Y | STC (pretreatment) | Specific technologies not specified. PRB is chemical and microbially mediated processes that reduce selenate to selenite and then selenium. Treatment media includes a carbon source (i.e. woodchips), alfalfa hay, and inert sand. Seep treatment cell is pre-treatment cell with treatment media. | Access to the groundwater table is needed. Trench excavated through water-bearing zones of alluvial deposits and into underlying weathered bedrock. | Pilot | 2018-2021, modifications made in 2019 to address seepage | Zinc | Zn, total | mg/L | N | N/A | [9 empty] | ND | 0.0657–1.17 | 98.48-99.91 | 1.12 | 2020 - 2021 Average, from operational period, not whole dataset | Data not provided | Data not provided | 0.0027 | 2020 - 2021 Average, from operational period, not whole dataset | Data not provided | Data not provided | Data not provided | Downgradient | 7.00–7.43 | 1.19–5.54 | mg/L | 6.5–17.8 | °C | Data not provided | N/A | Data not provided | N/A | (-)103.1–(-)79.6 | mV | 2831–3099 | µmhos/cm | Turbidity = 5.92–55.11 | NTU | data not provided | data not provided | data not provided | data not provided | data not provided | data not provided | Y | Groundwater Comparison Value: U.S. EPA MCL 3.13 mg/L Assessment of treatment goals based on well-specific averages for 2020-2021 | No samples were collected at STC-NES5-EF between November 2018 and April 2019. | An insufficient amount of time since completion of the Pilot Study to adequately evaluate lifespan of the treatment media. The change in alkalinity can be used as an indicator of change in the ability of the media to treat selenium. Alkalinity remained relatively similar after 2 years of operation indicating that after 2 years of operation the microbially-mediated chemical reduction of selenium remains similar to the study onset. | Design had insufficient capacity to contain the flux of snow melt in addition to seep water. Soils in the area of the PRB are tight. In the future, when in an layered alluvial system, incorporate a gravel "pressure relief/effluent storage" zone on the downgradient edge to allow for increased ability to receive effluent water and/or flow onto the land surface if capacity is reached. The hydrogeological study was performed during fall low flow conditions as were the excavation and installation of the PRB bench. Additional water zones may be present during different water levels, so future design data collection should include a hydrogeological investigation in the spring to better characterize flux and water bearing zones in the aquifer during high water conditions. The PRB increased Ar, Fe, Mn and Ur due to eroded overburden material in the lenses on the walls of the excavation and from the seep and sedimentation basin sediments transferred to the PRB. Oxidizing conditions favorable to mobilization of Ur exist when ORP is above -200 mV. Bicarbonate that is likely dominant in the near neutral pH conditions in the vicinity of the PRB can enhance Ur mobility. Redox cycling from fluctuating water table can cause Ur mobilization. Heterogeneity of groundwater inflow along the trench, contact with runoff of mine materials, and microbial activity all contribute to factors affecting degree of treatment within the PRB. The incorporation of the Pilot Study into a potential remedy for the Pedro Creek Sub-Basin, at its current scale and in absence of other actions, may require some modifications to facilitate handling of high spring inflows and additional treatment to address the transport of released uranium into the shallow groundwater and surface water. | Operation and maintenance cost, including remote monitoring (e.g., transducers, telemetry, and cameras) and performance monitoring (e.g., sampling, analysis, and reporting), ranges between $20,000 to $40,000 per month. The capital cost for the construction of the PRB and STC was approximately $1.2M including the media, trenching, infiltration gallery, cover, and stormwater controls, or roughly $180/cubic yard of reactive media (1,200 cubic yards for the PRB and 5,500 cubic yards for the STC). | System is seep treatment cell effluent to PRB. Treatment media: 50% granular support media, 12.5% chopped alfalfa hay, 37.5% woodchips/shavings. Average hydraulic conductivity of 8.8-116.2 ft/day in the media. Trench excavated to dry, silty-clay, weathered Dinwoody Formation material to prevent groundwater flow from bypassing under the PRB. Eroded overburden was encountered. Media placed to a depth of 2 ft bgs, covered by non-woven geotextile and 2 ft of Dinwoody Formation material. Infiltration gallery was constructed upgradient to the PRB, and overburden was encountered. Infiltration gallery was overexcavated and compacted Dinwoody Formation materials were used on the base and sidewalls to reduce water contact with the overburden. It was backfilled with coarse drain rock and covered with non-woven geotextile and Dinwoody Formation material. PRB is relatively easy to implement with readily available material and equipment but using the technology to treat seeps or shallow groundwater in close proximity to overburden disposal piles should be approached with caution. The presence of run-of-mine shales in and around excavations contributes to mobilization of unwanted constituents (e.g. arsenic, uranium) | The objectives for the Pilot Study are consistent with the preliminary Remedial Action Objectives (RAOs) for groundwater remedies at Conda. Based on observations from the 2019 and 2020 monitoring, modifications were made to the Pilot Study in fall of 2020. In coordination with the Agencies, it was decided that the modification will require further monitoring in 2021 to fully meet the Pilot Study objectives. 2018-2019 start up period had differing conditions from 2020-2021, and the conditions were not considered representative of long term trends, but reflect the capability of the media to rapidly reach redox and geochemical conditions that facilitate microbially mediated reduction. 2020-2021 are operational conditions. The treatment media contributes to total Ar, Fe and Mn concentrations above the MCLs and drinking water standards. Data indicate that the treatment media in the Seep Treatment Cell and PRB is capable of treating water entering the system with total Se concentrations as high as 6.87 mg/L as well as total Cd concentrations up to 0.00847 mg/L to levels below their respective MCLs. | None, other than those presented elsewhere | Seep treatment cell (STC) pretreatment system influent STC-NES5-IF (upgradient) to STC pretreatment effluent (STC-NES5-EF) (downgradient) is through the central flow path. Data collection for upgradient/downgradient wells is in some instances shifted by 1-2 days. Reporting on effluents from STC-NES5-IF is only considered during the period that effluent from the pretreatment is available for comparison (June 2019-Oct 2021). ND = non detect, ND value is 0.002 mg/L
Final Treatability Study Findings Report Field-Scale Permeable Reactive Barrier Pilot Study Conda/Woodall Mountain Mine | Conda/Woodall Mountain Mine | IDN001002862 | N/A | N/A | STC-NES5-IF | Former mining site | Permeable reactive barrier (PRB) with seep treatment cell pre-treatment | Passive | Permeable reactive barrier (PRB) | Pre-treatment | Overburden pile in the headwaters areas of Pedro Creek | Y | STC (pretreatment) | Specific technologies not specified. PRB is chemical and microbially mediated processes that reduce selenate to selenite and then selenium. Treatment media includes a carbon source (i.e. woodchips), alfalfa hay, and inert sand. Seep treatment cell is pre-treatment cell with treatment media. | Access to the groundwater table is needed. Trench excavated through water-bearing zones of alluvial deposits and into underlying weathered bedrock. | Pilot | 2018-2021, modifications made in 2019 to address seepage | Sulfate | Sulfate | mg/L | N | N/A | 2220 | 1260 | 43.2432 | [9 empty] | 2102 | 2020 - 2021 Average, from operational period, not whole dataset | Data not provided | Data not provided | 786 | 2020 - 2021 Average, from operational period, not whole dataset | Data not provided | Data not provided | Data not provided | Upgradient | 6.85 | 5.9 | mg/L | 11.4 | °C | Data not provided | N/A | Data not provided | N/A | 134.1 | mV | 3374 | µmhos/cm | Turbidity = 7.4 | NTU | data not provided | data not provided | data not provided | data not provided | data not provided | data not provided | N | Groundwater Comparison Value: U.S. EPA Secondary Drinking Water Standard 250 mg/L Assessment of treatment goals based on well-specific averages for 2020-2021 | No samples were collected at STC-NES5-EF between November 2018 and April 2019. | An insufficient amount of time since completion of the Pilot Study to adequately evaluate lifespan of the treatment media. The change in alkalinity can be used as an indicator of change in the ability of the media to treat selenium. Alkalinity remained relatively similar after 2 years of operation indicating that after 2 years of operation the microbially-mediated chemical reduction of selenium remains similar to the study onset. | Design had insufficient capacity to contain the flux of snow melt in addition to seep water. Soils in the area of the PRB are tight. In the future, when in an layered alluvial system, incorporate a gravel "pressure relief/effluent storage" zone on the downgradient edge to allow for increased ability to receive effluent water and/or flow onto the land surface if capacity is reached. The hydrogeological study was performed during fall low flow conditions as were the excavation and installation of the PRB bench. Additional water zones may be present during different water levels, so future design data collection should include a hydrogeological investigation in the spring to better characterize flux and water bearing zones in the aquifer during high water conditions. The PRB increased Ar, Fe, Mn and Ur due to eroded overburden material in the lenses on the walls of the excavation and from the seep and sedimentation basin sediments transferred to the PRB. Oxidizing conditions favorable to mobilization of Ur exist when ORP is above -200 mV. Bicarbonate that is likely dominant in the near neutral pH conditions in the vicinity of the PRB can enhance Ur mobility. Redox cycling from fluctuating water table can cause Ur mobilization. Heterogeneity of groundwater inflow along the trench, contact with runoff of mine materials, and microbial activity all contribute to factors affecting degree of treatment within the PRB. The incorporation of the Pilot Study into a potential remedy for the Pedro Creek Sub-Basin, at its current scale and in absence of other actions, may require some modifications to facilitate handling of high spring inflows and additional treatment to address the transport of released uranium into the shallow groundwater and surface water. | Operation and maintenance cost, including remote monitoring (e.g., transducers, telemetry, and cameras) and performance monitoring (e.g., sampling, analysis, and reporting), ranges between $20,000 to $40,000 per month. The capital cost for the construction of the PRB and STC was approximately $1.2M including the media, trenching, infiltration gallery, cover, and stormwater controls, or roughly $180/cubic yard of reactive media (1,200 cubic yards for the PRB and 5,500 cubic yards for the STC). | System is seep treatment cell effluent to PRB. Treatment media: 50% granular support media, 12.5% chopped alfalfa hay, 37.5% woodchips/shavings. Average hydraulic conductivity of 8.8-116.2 ft/day in the media. Trench excavated to dry, silty-clay, weathered Dinwoody Formation material to prevent groundwater flow from bypassing under the PRB. Eroded overburden was encountered. Media placed to a depth of 2 ft bgs, covered by non-woven geotextile and 2 ft of Dinwoody Formation material. Infiltration gallery was constructed upgradient to the PRB, and overburden was encountered. Infiltration gallery was overexcavated and compacted Dinwoody Formation materials were used on the base and sidewalls to reduce water contact with the overburden. It was backfilled with coarse drain rock and covered with non-woven geotextile and Dinwoody Formation material. PRB is relatively easy to implement with readily available material and equipment but using the technology to treat seeps or shallow groundwater in close proximity to overburden disposal piles should be approached with caution. The presence of run-of-mine shales in and around excavations contributes to mobilization of unwanted constituents (e.g. arsenic, uranium) | The objectives for the Pilot Study are consistent with the preliminary Remedial Action Objectives (RAOs) for groundwater remedies at Conda. Based on observations from the 2019 and 2020 monitoring, modifications were made to the Pilot Study in fall of 2020. In coordination with the Agencies, it was decided that the modification will require further monitoring in 2021 to fully meet the Pilot Study objectives. 2018-2019 start up period had differing conditions from 2020-2021, and the conditions were not considered representative of long term trends, but reflect the capability of the media to rapidly reach redox and geochemical conditions that facilitate microbially mediated reduction. 2020-2021 are operational conditions. The treatment media contributes to total Ar, Fe and Mn concentrations above the MCLs and drinking water standards. Data indicate that the treatment media in the Seep Treatment Cell and PRB is capable of treating water entering the system with total Se concentrations as high as 6.87 mg/L as well as total Cd concentrations up to 0.00847 mg/L to levels below their respective MCLs. | None, other than those presented elsewhere | Seep treatment cell (STC) pretreatment system influent STC-NES5-IF (upgradient) to STC pretreatment effluent (STC-NES5-EF) (downgradient) is through the central flow path. Data collection for upgradient/downgradient wells is in some instances shifted by 1-2 days. Reporting on effluents from STC-NES5-IF is only considered during the period that effluent from the pretreatment is available for comparison (June 2019-Oct 2021)
Final Treatability Study Findings Report Field-Scale Permeable Reactive Barrier Pilot Study Conda/Woodall Mountain Mine | Conda/Woodall Mountain Mine | IDN001002862 | N/A | N/A | STC-NES5-IF | Former mining site | Permeable reactive barrier (PRB) with seep treatment cell pre-treatment | Passive | Permeable reactive barrier (PRB) | Pre-treatment | Overburden pile in the headwaters areas of Pedro Creek | Y | STC (pretreatment) | Specific technologies not specified. PRB is chemical and microbially mediated processes that reduce selenate to selenite and then selenium. Treatment media includes a carbon source (i.e. woodchips), alfalfa hay, and inert sand. Seep treatment cell is pre-treatment cell with treatment media. | Access to the groundwater table is needed. Trench excavated through water-bearing zones of alluvial deposits and into underlying weathered bedrock. | Pilot | 2018-2021, modifications made in 2019 to address seepage | Sulfate | Sulfate | mg/L | N | N/A |  |  |  | 1930 | 0.49 | 99.9746 | [6 empty] | 2102 | 2020 - 2021 Average, from operational period, not whole dataset | Data not provided | Data not provided | 786 | 2020 - 2021 Average, from operational period, not whole dataset | Data not provided | Data not provided | Data not provided | Upgradient | 6.49 | 5.06 | mg/L | 12.32 | °C | Data not provided | N/A | Data not provided | N/A | 236.6 | mV | 2655.2 | µmhos/cm | Turbidity = 24.11 | NTU | data not provided | data not provided | data not provided | data not provided | data not provided | data not provided | N | Groundwater Comparison Value: U.S. EPA Secondary Drinking Water Standard 250 mg/L Assessment of treatment goals based on well-specific averages for 2020-2021 | No samples were collected at STC-NES5-EF between November 2018 and April 2019. | An insufficient amount of time since completion of the Pilot Study to adequately evaluate lifespan of the treatment media. The change in alkalinity can be used as an indicator of change in the ability of the media to treat selenium. Alkalinity remained relatively similar after 2 years of operation indicating that after 2 years of operation the microbially-mediated chemical reduction of selenium remains similar to the study onset. | Design had insufficient capacity to contain the flux of snow melt in addition to seep water. Soils in the area of the PRB are tight. In the future, when in an layered alluvial system, incorporate a gravel "pressure relief/effluent storage" zone on the downgradient edge to allow for increased ability to receive effluent water and/or flow onto the land surface if capacity is reached. The hydrogeological study was performed during fall low flow conditions as were the excavation and installation of the PRB bench. Additional water zones may be present during different water levels, so future design data collection should include a hydrogeological investigation in the spring to better characterize flux and water bearing zones in the aquifer during high water conditions. The PRB increased Ar, Fe, Mn and Ur due to eroded overburden material in the lenses on the walls of the excavation and from the seep and sedimentation basin sediments transferred to the PRB. Oxidizing conditions favorable to mobilization of Ur exist when ORP is above -200 mV. Bicarbonate that is likely dominant in the near neutral pH conditions in the vicinity of the PRB can enhance Ur mobility. Redox cycling from fluctuating water table can cause Ur mobilization. Heterogeneity of groundwater inflow along the trench, contact with runoff of mine materials, and microbial activity all contribute to factors affecting degree of treatment within the PRB. The incorporation of the Pilot Study into a potential remedy for the Pedro Creek Sub-Basin, at its current scale and in absence of other actions, may require some modifications to facilitate handling of high spring inflows and additional treatment to address the transport of released uranium into the shallow groundwater and surface water. | Operation and maintenance cost, including remote monitoring (e.g., transducers, telemetry, and cameras) and performance monitoring (e.g., sampling, analysis, and reporting), ranges between $20,000 to $40,000 per month. The capital cost for the construction of the PRB and STC was approximately $1.2M including the media, trenching, infiltration gallery, cover, and stormwater controls, or roughly $180/cubic yard of reactive media (1,200 cubic yards for the PRB and 5,500 cubic yards for the STC). | System is seep treatment cell effluent to PRB. Treatment media: 50% granular support media, 12.5% chopped alfalfa hay, 37.5% woodchips/shavings. Average hydraulic conductivity of 8.8-116.2 ft/day in the media. Trench excavated to dry, silty-clay, weathered Dinwoody Formation material to prevent groundwater flow from bypassing under the PRB. Eroded overburden was encountered. Media placed to a depth of 2 ft bgs, covered by non-woven geotextile and 2 ft of Dinwoody Formation material. Infiltration gallery was constructed upgradient to the PRB, and overburden was encountered. Infiltration gallery was overexcavated and compacted Dinwoody Formation materials were used on the base and sidewalls to reduce water contact with the overburden. It was backfilled with coarse drain rock and covered with non-woven geotextile and Dinwoody Formation material. PRB is relatively easy to implement with readily available material and equipment but using the technology to treat seeps or shallow groundwater in close proximity to overburden disposal piles should be approached with caution. The presence of run-of-mine shales in and around excavations contributes to mobilization of unwanted constituents (e.g. arsenic, uranium) | The objectives for the Pilot Study are consistent with the preliminary Remedial Action Objectives (RAOs) for groundwater remedies at Conda. Based on observations from the 2019 and 2020 monitoring, modifications were made to the Pilot Study in fall of 2020. In coordination with the Agencies, it was decided that the modification will require further monitoring in 2021 to fully meet the Pilot Study objectives. 2018-2019 start up period had differing conditions from 2020-2021, and the conditions were not considered representative of long term trends, but reflect the capability of the media to rapidly reach redox and geochemical conditions that facilitate microbially mediated reduction. 2020-2021 are operational conditions. The treatment media contributes to total Ar, Fe and Mn concentrations above the MCLs and drinking water standards. Data indicate that the treatment media in the Seep Treatment Cell and PRB is capable of treating water entering the system with total Se concentrations as high as 6.87 mg/L as well as total Cd concentrations up to 0.00847 mg/L to levels below their respective MCLs. | None, other than those presented elsewhere | Seep treatment cell (STC) pretreatment system influent STC-NES5-IF (upgradient) to STC pretreatment effluent (STC-NES5-EF) (downgradient) is through the central flow path. Data collection for upgradient/downgradient wells is in some instances shifted by 1-2 days. Reporting on effluents from STC-NES5-IF is only considered during the period that effluent from the pretreatment is available for comparison (June 2019-Oct 2021)
Final Treatability Study Findings Report Field-Scale Permeable Reactive Barrier Pilot Study Conda/Woodall Mountain Mine | Conda/Woodall Mountain Mine | IDN001002862 | N/A | N/A | STC-NES5-EF | Former mining site | Permeable reactive barrier (PRB) with seep treatment cell pre-treatment | Passive | Permeable reactive barrier (PRB) | Pre-treatment | Overburden pile in the headwaters areas of Pedro Creek | Y | STC (pretreatment) | Specific technologies not specified. PRB is chemical and microbially mediated processes that reduce selenate to selenite and then selenium. Treatment media includes a carbon source (i.e. woodchips), alfalfa hay, and inert sand. Seep treatment cell is pre-treatment cell with treatment media. | Access to the groundwater table is needed. Trench excavated through water-bearing zones of alluvial deposits and into underlying weathered bedrock. | Pilot | 2018-2021, modifications made in 2019 to address seepage | Sulfate | Sulfate, total | mg/L | N | N/A | [6 empty] | 1260 | 2220 | 43.2432 |  |  |  | 2102 | 2020 - 2021 Average, from operational period, not whole dataset | Data not provided | Data not provided | 786 | 2020 - 2021 Average, from operational period, not whole dataset | Data not provided | Data not provided | Data not provided | Downgradient | 7 | 1.19 | mg/L | 17.8 | °C | Data not provided | N/A | Data not provided | N/A | -79.6 | mV | 3099 | µmhos/cm | Turbidity = 5.92 | NTU | data not provided | data not provided | data not provided | data not provided | data not provided | data not provided | N | Groundwater Comparison Value: U.S. EPA Secondary Drinking Water Standard 250 mg/L Assessment of treatment goals based on well-specific averages for 2020-2021 | No samples were collected at STC-NES5-EF between November 2018 and April 2019. | An insufficient amount of time since completion of the Pilot Study to adequately evaluate lifespan of the treatment media. The change in alkalinity can be used as an indicator of change in the ability of the media to treat selenium. Alkalinity remained relatively similar after 2 years of operation indicating that after 2 years of operation the microbially-mediated chemical reduction of selenium remains similar to the study onset. | Design had insufficient capacity to contain the flux of snow melt in addition to seep water. Soils in the area of the PRB are tight. In the future, when in an layered alluvial system, incorporate a gravel "pressure relief/effluent storage" zone on the downgradient edge to allow for increased ability to receive effluent water and/or flow onto the land surface if capacity is reached. The hydrogeological study was performed during fall low flow conditions as were the excavation and installation of the PRB bench. Additional water zones may be present during different water levels, so future design data collection should include a hydrogeological investigation in the spring to better characterize flux and water bearing zones in the aquifer during high water conditions. The PRB increased Ar, Fe, Mn and Ur due to eroded overburden material in the lenses on the walls of the excavation and from the seep and sedimentation basin sediments transferred to the PRB. Oxidizing conditions favorable to mobilization of Ur exist when ORP is above -200 mV. Bicarbonate that is likely dominant in the near neutral pH conditions in the vicinity of the PRB can enhance Ur mobility. Redox cycling from fluctuating water table can cause Ur mobilization. Heterogeneity of groundwater inflow along the trench, contact with runoff of mine materials, and microbial activity all contribute to factors affecting degree of treatment within the PRB. The incorporation of the Pilot Study into a potential remedy for the Pedro Creek Sub-Basin, at its current scale and in absence of other actions, may require some modifications to facilitate handling of high spring inflows and additional treatment to address the transport of released uranium into the shallow groundwater and surface water. | Operation and maintenance cost, including remote monitoring (e.g., transducers, telemetry, and cameras) and performance monitoring (e.g., sampling, analysis, and reporting), ranges between $20,000 to $40,000 per month. The capital cost for the construction of the PRB and STC was approximately $1.2M including the media, trenching, infiltration gallery, cover, and stormwater controls, or roughly $180/cubic yard of reactive media (1,200 cubic yards for the PRB and 5,500 cubic yards for the STC). | System is seep treatment cell effluent to PRB. Treatment media: 50% granular support media, 12.5% chopped alfalfa hay, 37.5% woodchips/shavings. Average hydraulic conductivity of 8.8-116.2 ft/day in the media. Trench excavated to dry, silty-clay, weathered Dinwoody Formation material to prevent groundwater flow from bypassing under the PRB. Eroded overburden was encountered. Media placed to a depth of 2 ft bgs, covered by non-woven geotextile and 2 ft of Dinwoody Formation material. Infiltration gallery was constructed upgradient to the PRB, and overburden was encountered. Infiltration gallery was overexcavated and compacted Dinwoody Formation materials were used on the base and sidewalls to reduce water contact with the overburden. It was backfilled with coarse drain rock and covered with non-woven geotextile and Dinwoody Formation material. PRB is relatively easy to implement with readily available material and equipment but using the technology to treat seeps or shallow groundwater in close proximity to overburden disposal piles should be approached with caution. The presence of run-of-mine shales in and around excavations contributes to mobilization of unwanted constituents (e.g. arsenic, uranium) | The objectives for the Pilot Study are consistent with the preliminary Remedial Action Objectives (RAOs) for groundwater remedies at Conda. Based on observations from the 2019 and 2020 monitoring, modifications were made to the Pilot Study in fall of 2020. In coordination with the Agencies, it was decided that the modification will require further monitoring in 2021 to fully meet the Pilot Study objectives. 2018-2019 start up period had differing conditions from 2020-2021, and the conditions were not considered representative of long term trends, but reflect the capability of the media to rapidly reach redox and geochemical conditions that facilitate microbially mediated reduction. 2020-2021 are operational conditions. The treatment media contributes to total Ar, Fe and Mn concentrations above the MCLs and drinking water standards. Data indicate that the treatment media in the Seep Treatment Cell and PRB is capable of treating water entering the system with total Se concentrations as high as 6.87 mg/L as well as total Cd concentrations up to 0.00847 mg/L to levels below their respective MCLs. | None, other than those presented elsewhere | Seep treatment cell (STC) pretreatment system influent STC-NES5-IF (upgradient) to STC pretreatment effluent (STC-NES5-EF) (downgradient) is through the central flow path. Data collection for upgradient/downgradient wells is in some instances shifted by 1-2 days. Reporting on effluents from STC-NES5-IF is only considered during the period that effluent from the pretreatment is available for comparison (June 2019-Oct 2021)
Final Treatability Study Findings Report Field-Scale Permeable Reactive Barrier Pilot Study Conda/Woodall Mountain Mine | Conda/Woodall Mountain Mine | IDN001002862 | N/A | N/A | STC-NES5-EF | Former mining site | Permeable reactive barrier (PRB) with seep treatment cell pre-treatment | Passive | Permeable reactive barrier (PRB) | Pre-treatment | Overburden pile in the headwaters areas of Pedro Creek | Y | STC (pretreatment) | Specific technologies not specified. PRB is chemical and microbially mediated processes that reduce selenate to selenite and then selenium. Treatment media includes a carbon source (i.e. woodchips), alfalfa hay, and inert sand. Seep treatment cell is pre-treatment cell with treatment media. | Access to the groundwater table is needed. Trench excavated through water-bearing zones of alluvial deposits and into underlying weathered bedrock. | Pilot | 2018-2021, modifications made in 2019 to address seepage | Sulfate | Sulfate, total | mg/L | N | N/A | [9 empty] | 0.44 | 2170 | 99.9797 | 2102 | 2020 - 2021 Average, from operational period, not whole dataset | Data not provided | Data not provided | 786 | 2020 - 2021 Average, from operational period, not whole dataset | Data not provided | Data not provided | Data not provided | Downgradient | 7.43 | 0 | mg/L | 18.79 | °C | Data not provided | N/A | Data not provided | N/A | -179.8 | mV | 2753.4 | µmhos/cm | None | N/A | data not provided | data not provided | data not provided | data not provided | data not provided | data not provided | N | Groundwater Comparison Value: U.S. EPA Secondary Drinking Water Standard 250 mg/L Assessment of treatment goals based on well-specific averages for 2020-2021 | No samples were collected at STC-NES5-EF between November 2018 and April 2019. | An insufficient amount of time since completion of the Pilot Study to adequately evaluate lifespan of the treatment media. The change in alkalinity can be used as an indicator of change in the ability of the media to treat selenium. Alkalinity remained relatively similar after 2 years of operation indicating that after 2 years of operation the microbially-mediated chemical reduction of selenium remains similar to the study onset. | Design had insufficient capacity to contain the flux of snow melt in addition to seep water. Soils in the area of the PRB are tight. In the future, when in an layered alluvial system, incorporate a gravel "pressure relief/effluent storage" zone on the downgradient edge to allow for increased ability to receive effluent water and/or flow onto the land surface if capacity is reached. The hydrogeological study was performed during fall low flow conditions as were the excavation and installation of the PRB bench. Additional water zones may be present during different water levels, so future design data collection should include a hydrogeological investigation in the spring to better characterize flux and water bearing zones in the aquifer during high water conditions. The PRB increased Ar, Fe, Mn and Ur due to eroded overburden material in the lenses on the walls of the excavation and from the seep and sedimentation basin sediments transferred to the PRB. Oxidizing conditions favorable to mobilization of Ur exist when ORP is above -200 mV. Bicarbonate that is likely dominant in the near neutral pH conditions in the vicinity of the PRB can enhance Ur mobility. Redox cycling from fluctuating water table can cause Ur mobilization. Heterogeneity of groundwater inflow along the trench, contact with runoff of mine materials, and microbial activity all contribute to factors affecting degree of treatment within the PRB. The incorporation of the Pilot Study into a potential remedy for the Pedro Creek Sub-Basin, at its current scale and in absence of other actions, may require some modifications to facilitate handling of high spring inflows and additional treatment to address the transport of released uranium into the shallow groundwater and surface water. | Operation and maintenance cost, including remote monitoring (e.g., transducers, telemetry, and cameras) and performance monitoring (e.g., sampling, analysis, and reporting), ranges between $20,000 to $40,000 per month. The capital cost for the construction of the PRB and STC was approximately $1.2M including the media, trenching, infiltration gallery, cover, and stormwater controls, or roughly $180/cubic yard of reactive media (1,200 cubic yards for the PRB and 5,500 cubic yards for the STC). | System is seep treatment cell effluent to PRB. Treatment media: 50% granular support media, 12.5% chopped alfalfa hay, 37.5% woodchips/shavings. Average hydraulic conductivity of 8.8-116.2 ft/day in the media. Trench excavated to dry, silty-clay, weathered Dinwoody Formation material to prevent groundwater flow from bypassing under the PRB. Eroded overburden was encountered. Media placed to a depth of 2 ft bgs, covered by non-woven geotextile and 2 ft of Dinwoody Formation material. Infiltration gallery was constructed upgradient to the PRB, and overburden was encountered. Infiltration gallery was overexcavated and compacted Dinwoody Formation materials were used on the base and sidewalls to reduce water contact with the overburden. It was backfilled with coarse drain rock and covered with non-woven geotextile and Dinwoody Formation material. PRB is relatively easy to implement with readily available material and equipment but using the technology to treat seeps or shallow groundwater in close proximity to overburden disposal piles should be approached with caution. The presence of run-of-mine shales in and around excavations contributes to mobilization of unwanted constituents (e.g. arsenic, uranium) | The objectives for the Pilot Study are consistent with the preliminary Remedial Action Objectives (RAOs) for groundwater remedies at Conda. Based on observations from the 2019 and 2020 monitoring, modifications were made to the Pilot Study in fall of 2020. In coordination with the Agencies, it was decided that the modification will require further monitoring in 2021 to fully meet the Pilot Study objectives. 2018-2019 start up period had differing conditions from 2020-2021, and the conditions were not considered representative of long term trends, but reflect the capability of the media to rapidly reach redox and geochemical conditions that facilitate microbially mediated reduction. 2020-2021 are operational conditions. The treatment media contributes to total Ar, Fe and Mn concentrations above the MCLs and drinking water standards. Data indicate that the treatment media in the Seep Treatment Cell and PRB is capable of treating water entering the system with total Se concentrations as high as 6.87 mg/L as well as total Cd concentrations up to 0.00847 mg/L to levels below their respective MCLs. | None, other than those presented elsewhere | Seep treatment cell (STC) pretreatment system influent STC-NES5-IF (upgradient) to STC pretreatment effluent (STC-NES5-EF) (downgradient) is through the central flow path. Data collection for upgradient/downgradient wells is in some instances shifted by 1-2 days. Reporting on effluents from STC-NES5-IF is only considered during the period that effluent from the pretreatment is available for comparison (June 2019-Oct 2021)
Final Treatability Study Findings Report Field-Scale Permeable Reactive Barrier Pilot Study Conda/Woodall Mountain Mine | Conda/Woodall Mountain Mine | IDN001002862 | N/A | N/A | STC-NES5-IF | Former mining site | Permeable reactive barrier (PRB) with seep treatment cell pre-treatment | Passive | Permeable reactive barrier (PRB) | Pre-treatment | Overburden pile in the headwaters areas of Pedro Creek | Y | STC (pretreatment) | Specific technologies not specified. PRB is chemical and microbially mediated processes that reduce selenate to selenite and then selenium. Treatment media includes a carbon source (i.e. woodchips), alfalfa hay, and inert sand. Seep treatment cell is pre-treatment cell with treatment media. | Access to the groundwater table is needed. Trench excavated through water-bearing zones of alluvial deposits and into underlying weathered bedrock. | Pilot | 2018-2021, modifications made in 2019 to address seepage | Alkalinity | Total as CaCO3 | mg/L | N | N/A | 316 | 1520 | -381.0127 | [9 empty] | 284 | 2020 - 2021 Average, from operational period, not whole dataset | Data not provided | Data not provided | 1008 | 2020 - 2021 Average, from operational period, not whole dataset | Data not provided | Data not provided | Data not provided | Upgradient | 6.86 | 4.26 | mg/L | 9.4 | °C | Data not provided | N/A | Data not provided | N/A | -181.3 | mV | 3329 | µmhos/cm | Turbidity = 33.34 | NTU | data not provided | data not provided | data not provided | data not provided | data not provided | data not provided | N/A | No groundwater comparison value | No samples were collected at STC-NES5-EF between November 2018 and April 2019. | An insufficient amount of time since completion of the Pilot Study to adequately evaluate lifespan of the treatment media. The change in alkalinity can be used as an indicator of change in the ability of the media to treat selenium. Alkalinity remained relatively similar after 2 years of operation indicating that after 2 years of operation the microbially-mediated chemical reduction of selenium remains similar to the study onset. | Design had insufficient capacity to contain the flux of snow melt in addition to seep water. Soils in the area of the PRB are tight. In the future, when in an layered alluvial system, incorporate a gravel "pressure relief/effluent storage" zone on the downgradient edge to allow for increased ability to receive effluent water and/or flow onto the land surface if capacity is reached. The hydrogeological study was performed during fall low flow conditions as were the excavation and installation of the PRB bench. Additional water zones may be present during different water levels, so future design data collection should include a hydrogeological investigation in the spring to better characterize flux and water bearing zones in the aquifer during high water conditions. The PRB increased Ar, Fe, Mn and Ur due to eroded overburden material in the lenses on the walls of the excavation and from the seep and sedimentation basin sediments transferred to the PRB. Oxidizing conditions favorable to mobilization of Ur exist when ORP is above -200 mV. Bicarbonate that is likely dominant in the near neutral pH conditions in the vicinity of the PRB can enhance Ur mobility. Redox cycling from fluctuating water table can cause Ur mobilization. Heterogeneity of groundwater inflow along the trench, contact with runoff of mine materials, and microbial activity all contribute to factors affecting degree of treatment within the PRB. The incorporation of the Pilot Study into a potential remedy for the Pedro Creek Sub-Basin, at its current scale and in absence of other actions, may require some modifications to facilitate handling of high spring inflows and additional treatment to address the transport of released uranium into the shallow groundwater and surface water. | Operation and maintenance cost, including remote monitoring (e.g., transducers, telemetry, and cameras) and performance monitoring (e.g., sampling, analysis, and reporting), ranges between $20,000 to $40,000 per month. The capital cost for the construction of the PRB and STC was approximately $1.2M including the media, trenching, infiltration gallery, cover, and stormwater controls, or roughly $180/cubic yard of reactive media (1,200 cubic yards for the PRB and 5,500 cubic yards for the STC). | System is seep treatment cell effluent to PRB. Treatment media: 50% granular support media, 12.5% chopped alfalfa hay, 37.5% woodchips/shavings. Average hydraulic conductivity of 8.8-116.2 ft/day in the media. Trench excavated to dry, silty-clay, weathered Dinwoody Formation material to prevent groundwater flow from bypassing under the PRB. Eroded overburden was encountered. Media placed to a depth of 2 ft bgs, covered by non-woven geotextile and 2 ft of Dinwoody Formation material. Infiltration gallery was constructed upgradient to the PRB, and overburden was encountered. Infiltration gallery was overexcavated and compacted Dinwoody Formation materials were used on the base and sidewalls to reduce water contact with the overburden. It was backfilled with coarse drain rock and covered with non-woven geotextile and Dinwoody Formation material. PRB is relatively easy to implement with readily available material and equipment but using the technology to treat seeps or shallow groundwater in close proximity to overburden disposal piles should be approached with caution. The presence of run-of-mine shales in and around excavations contributes to mobilization of unwanted constituents (e.g. arsenic, uranium) | The objectives for the Pilot Study are consistent with the preliminary Remedial Action Objectives (RAOs) for groundwater remedies at Conda. Based on observations from the 2019 and 2020 monitoring, modifications were made to the Pilot Study in fall of 2020. In coordination with the Agencies, it was decided that the modification will require further monitoring in 2021 to fully meet the Pilot Study objectives. 2018-2019 start up period had differing conditions from 2020-2021, and the conditions were not considered representative of long term trends, but reflect the capability of the media to rapidly reach redox and geochemical conditions that facilitate microbially mediated reduction. 2020-2021 are operational conditions. The treatment media contributes to total Ar, Fe and Mn concentrations above the MCLs and drinking water standards. Data indicate that the treatment media in the Seep Treatment Cell and PRB is capable of treating water entering the system with total Se concentrations as high as 6.87 mg/L as well as total Cd concentrations up to 0.00847 mg/L to levels below their respective MCLs. | None, other than those presented elsewhere | Seep treatment cell (STC) pretreatment system influent STC-NES5-IF (upgradient) to STC pretreatment effluent (STC-NES5-EF) (downgradient) is through the central flow path. Data collection for upgradient/downgradient wells is in some instances shifted by 1-2 days. Reporting on effluents from STC-NES5-IF is only considered during the period that effluent from the pretreatment is available for comparison (June 2019-Oct 2021)
Final Treatability Study Findings Report Field-Scale Permeable Reactive Barrier Pilot Study Conda/Woodall Mountain Mine | Conda/Woodall Mountain Mine | IDN001002862 | N/A | N/A | STC-NES5-IF | Former mining site | Permeable reactive barrier (PRB) with seep treatment cell pre-treatment | Passive | Permeable reactive barrier (PRB) | Pre-treatment | Overburden pile in the headwaters areas of Pedro Creek | Y | STC (pretreatment) | Specific technologies not specified. PRB is chemical and microbially mediated processes that reduce selenate to selenite and then selenium. Treatment media includes a carbon source (i.e. woodchips), alfalfa hay, and inert sand. Seep treatment cell is pre-treatment cell with treatment media. | Access to the groundwater table is needed. Trench excavated through water-bearing zones of alluvial deposits and into underlying weathered bedrock. | Pilot | 2018-2021, modifications made in 2019 to address seepage | Alkalinity | Total as CaCO3 | mg/L | N | N/A |  |  |  | 243 | 1650 | -579.0123 | [6 empty] | 284 | 2020 - 2021 Average, from operational period, not whole dataset | Data not provided | Data not provided | 1008 | 2020 - 2021 Average, from operational period, not whole dataset | Data not provided | Data not provided | Data not provided | Upgradient | 6.73 | 2.75 | mg/L | 10.1 | °C | Data not provided | N/A | Data not provided | N/A | 90.5 | mV | 3217 | µmhos/cm | Turbidity = 11.41 | NTU | data not provided | data not provided | data not provided | data not provided | data not provided | data not provided | N/A | No groundwater comparison value | No samples were collected at STC-NES5-EF between November 2018 and April 2019. | An insufficient amount of time since completion of the Pilot Study to adequately evaluate lifespan of the treatment media. The change in alkalinity can be used as an indicator of change in the ability of the media to treat selenium. Alkalinity remained relatively similar after 2 years of operation indicating that after 2 years of operation the microbially-mediated chemical reduction of selenium remains similar to the study onset. | Design had insufficient capacity to contain the flux of snow melt in addition to seep water. Soils in the area of the PRB are tight. In the future, when in an layered alluvial system, incorporate a gravel "pressure relief/effluent storage" zone on the downgradient edge to allow for increased ability to receive effluent water and/or flow onto the land surface if capacity is reached. The hydrogeological study was performed during fall low flow conditions as were the excavation and installation of the PRB bench. Additional water zones may be present during different water levels, so future design data collection should include a hydrogeological investigation in the spring to better characterize flux and water bearing zones in the aquifer during high water conditions. The PRB increased Ar, Fe, Mn and Ur due to eroded overburden material in the lenses on the walls of the excavation and from the seep and sedimentation basin sediments transferred to the PRB. Oxidizing conditions favorable to mobilization of Ur exist when ORP is above -200 mV. Bicarbonate that is likely dominant in the near neutral pH conditions in the vicinity of the PRB can enhance Ur mobility. Redox cycling from fluctuating water table can cause Ur mobilization. Heterogeneity of groundwater inflow along the trench, contact with runoff of mine materials, and microbial activity all contribute to factors affecting degree of treatment within the PRB. The incorporation of the Pilot Study into a potential remedy for the Pedro Creek Sub-Basin, at its current scale and in absence of other actions, may require some modifications to facilitate handling of high spring inflows and additional treatment to address the transport of released uranium into the shallow groundwater and surface water. | Operation and maintenance cost, including remote monitoring (e.g., transducers, telemetry, and cameras) and performance monitoring (e.g., sampling, analysis, and reporting), ranges between $20,000 to $40,000 per month. The capital cost for the construction of the PRB and STC was approximately $1.2M including the media, trenching, infiltration gallery, cover, and stormwater controls, or roughly $180/cubic yard of reactive media (1,200 cubic yards for the PRB and 5,500 cubic yards for the STC). | System is seep treatment cell effluent to PRB. Treatment media: 50% granular support media, 12.5% chopped alfalfa hay, 37.5% woodchips/shavings. Average hydraulic conductivity of 8.8-116.2 ft/day in the media. Trench excavated to dry, silty-clay, weathered Dinwoody Formation material to prevent groundwater flow from bypassing under the PRB. Eroded overburden was encountered. Media placed to a depth of 2 ft bgs, covered by non-woven geotextile and 2 ft of Dinwoody Formation material. Infiltration gallery was constructed upgradient to the PRB, and overburden was encountered. Infiltration gallery was overexcavated and compacted Dinwoody Formation materials were used on the base and sidewalls to reduce water contact with the overburden. It was backfilled with coarse drain rock and covered with non-woven geotextile and Dinwoody Formation material. PRB is relatively easy to implement with readily available material and equipment but using the technology to treat seeps or shallow groundwater in close proximity to overburden disposal piles should be approached with caution. The presence of run-of-mine shales in and around excavations contributes to mobilization of unwanted constituents (e.g. arsenic, uranium) | The objectives for the Pilot Study are consistent with the preliminary Remedial Action Objectives (RAOs) for groundwater remedies at Conda. Based on observations from the 2019 and 2020 monitoring, modifications were made to the Pilot Study in fall of 2020. In coordination with the Agencies, it was decided that the modification will require further monitoring in 2021 to fully meet the Pilot Study objectives. 2018-2019 start up period had differing conditions from 2020-2021, and the conditions were not considered representative of long term trends, but reflect the capability of the media to rapidly reach redox and geochemical conditions that facilitate microbially mediated reduction. 2020-2021 are operational conditions. The treatment media contributes to total Ar, Fe and Mn concentrations above the MCLs and drinking water standards. Data indicate that the treatment media in the Seep Treatment Cell and PRB is capable of treating water entering the system with total Se concentrations as high as 6.87 mg/L as well as total Cd concentrations up to 0.00847 mg/L to levels below their respective MCLs. | None, other than those presented elsewhere | Seep treatment cell (STC) pretreatment system influent STC-NES5-IF (upgradient) to STC pretreatment effluent (STC-NES5-EF) (downgradient) is through the central flow path. Data collection for upgradient/downgradient wells is in some instances shifted by 1-2 days. Reporting on effluents from STC-NES5-IF is only considered during the period that effluent from the pretreatment is available for comparison (June 2019-Oct 2021)
Final Treatability Study Findings Report Field-Scale Permeable Reactive Barrier Pilot Study Conda/Woodall Mountain Mine | Conda/Woodall Mountain Mine | IDN001002862 | N/A | N/A | STC-NES5-EF | Former mining site | Permeable reactive barrier (PRB) with seep treatment cell pre-treatment | Passive | Permeable reactive barrier (PRB) | Pre-treatment | Overburden pile in the headwaters areas of Pedro Creek | Y | STC (pretreatment) | Specific technologies not specified. PRB is chemical and microbially mediated processes that reduce selenate to selenite and then selenium. Treatment media includes a carbon source (i.e. woodchips), alfalfa hay, and inert sand. Seep treatment cell is pre-treatment cell with treatment media. | Access to the groundwater table is needed. Trench excavated through water-bearing zones of alluvial deposits and into underlying weathered bedrock. | Pilot | 2018-2021, modifications made in 2019 to address seepage | Alkalinity | Total as CaCO3 | mg/L | N | N/A | [6 empty] | 2030 | 297 | -583.5017 |  |  |  | 284 | 2020 - 2021 Average, from operational period, not whole dataset | Data not provided | Data not provided | 1008 | 2020 - 2021 Average, from operational period, not whole dataset | Data not provided | Data not provided | Data not provided | Downgradient | 7.43 | 0 | mg/L | 18.79 | °C | Data not provided | N/A | Data not provided | N/A | -179.8 | mV | 2753.4 | µmhos/cm | None | N/A | data not provided | data not provided | data not provided | data not provided | data not provided | data not provided | N/A | No groundwater comparison value | No samples were collected at STC-NES5-EF between November 2018 and April 2019. | An insufficient amount of time since completion of the Pilot Study to adequately evaluate lifespan of the treatment media. The change in alkalinity can be used as an indicator of change in the ability of the media to treat selenium. Alkalinity remained relatively similar after 2 years of operation indicating that after 2 years of operation the microbially-mediated chemical reduction of selenium remains similar to the study onset. | Design had insufficient capacity to contain the flux of snow melt in addition to seep water. Soils in the area of the PRB are tight. In the future, when in an layered alluvial system, incorporate a gravel "pressure relief/effluent storage" zone on the downgradient edge to allow for increased ability to receive effluent water and/or flow onto the land surface if capacity is reached. The hydrogeological study was performed during fall low flow conditions as were the excavation and installation of the PRB bench. Additional water zones may be present during different water levels, so future design data collection should include a hydrogeological investigation in the spring to better characterize flux and water bearing zones in the aquifer during high water conditions. The PRB increased Ar, Fe, Mn and Ur due to eroded overburden material in the lenses on the walls of the excavation and from the seep and sedimentation basin sediments transferred to the PRB. Oxidizing conditions favorable to mobilization of Ur exist when ORP is above -200 mV. Bicarbonate that is likely dominant in the near neutral pH conditions in the vicinity of the PRB can enhance Ur mobility. Redox cycling from fluctuating water table can cause Ur mobilization. Heterogeneity of groundwater inflow along the trench, contact with runoff of mine materials, and microbial activity all contribute to factors affecting degree of treatment within the PRB. The incorporation of the Pilot Study into a potential remedy for the Pedro Creek Sub-Basin, at its current scale and in absence of other actions, may require some modifications to facilitate handling of high spring inflows and additional treatment to address the transport of released uranium into the shallow groundwater and surface water. | Operation and maintenance cost, including remote monitoring (e.g., transducers, telemetry, and cameras) and performance monitoring (e.g., sampling, analysis, and reporting), ranges between $20,000 to $40,000 per month. The capital cost for the construction of the PRB and STC was approximately $1.2M including the media, trenching, infiltration gallery, cover, and stormwater controls, or roughly $180/cubic yard of reactive media (1,200 cubic yards for the PRB and 5,500 cubic yards for the STC). | System is seep treatment cell effluent to PRB. Treatment media: 50% granular support media, 12.5% chopped alfalfa hay, 37.5% woodchips/shavings. Average hydraulic conductivity of 8.8-116.2 ft/day in the media. Trench excavated to dry, silty-clay, weathered Dinwoody Formation material to prevent groundwater flow from bypassing under the PRB. Eroded overburden was encountered. Media placed to a depth of 2 ft bgs, covered by non-woven geotextile and 2 ft of Dinwoody Formation material. Infiltration gallery was constructed upgradient to the PRB, and overburden was encountered. Infiltration gallery was overexcavated and compacted Dinwoody Formation materials were used on the base and sidewalls to reduce water contact with the overburden. It was backfilled with coarse drain rock and covered with non-woven geotextile and Dinwoody Formation material. PRB is relatively easy to implement with readily available material and equipment but using the technology to treat seeps or shallow groundwater in close proximity to overburden disposal piles should be approached with caution. The presence of run-of-mine shales in and around excavations contributes to mobilization of unwanted constituents (e.g. arsenic, uranium) | The objectives for the Pilot Study are consistent with the preliminary Remedial Action Objectives (RAOs) for groundwater remedies at Conda. Based on observations from the 2019 and 2020 monitoring, modifications were made to the Pilot Study in fall of 2020. In coordination with the Agencies, it was decided that the modification will require further monitoring in 2021 to fully meet the Pilot Study objectives. 2018-2019 start up period had differing conditions from 2020-2021, and the conditions were not considered representative of long term trends, but reflect the capability of the media to rapidly reach redox and geochemical conditions that facilitate microbially mediated reduction. 2020-2021 are operational conditions. The treatment media contributes to total Ar, Fe and Mn concentrations above the MCLs and drinking water standards. Data indicate that the treatment media in the Seep Treatment Cell and PRB is capable of treating water entering the system with total Se concentrations as high as 6.87 mg/L as well as total Cd concentrations up to 0.00847 mg/L to levels below their respective MCLs. | None, other than those presented elsewhere | Seep treatment cell (STC) pretreatment system influent STC-NES5-IF (upgradient) to STC pretreatment effluent (STC-NES5-EF) (downgradient) is through the central flow path. Data collection for upgradient/downgradient wells is in some instances shifted by 1-2 days. Reporting on effluents from STC-NES5-IF is only considered during the period that effluent from the pretreatment is available for comparison (June 2019-Oct 2021)
Final Treatability Study Findings Report Field-Scale Permeable Reactive Barrier Pilot Study Conda/Woodall Mountain Mine | Conda/Woodall Mountain Mine | IDN001002862 | N/A | N/A | STC-NES5-EF | Former mining site | Permeable reactive barrier (PRB) with seep treatment cell pre-treatment | Passive | Permeable reactive barrier (PRB) | Pre-treatment | Overburden pile in the headwaters areas of Pedro Creek | Y | STC (pretreatment) | Specific technologies not specified. PRB is chemical and microbially mediated processes that reduce selenate to selenite and then selenium. Treatment media includes a carbon source (i.e. woodchips), alfalfa hay, and inert sand. Seep treatment cell is pre-treatment cell with treatment media. | Access to the groundwater table is needed. Trench excavated through water-bearing zones of alluvial deposits and into underlying weathered bedrock. | Pilot | 2018-2021, modifications made in 2019 to address seepage | Alkalinity | Total as CaCO3 | mg/L | N | N/A | [9 empty] | 668 | 255 | -161.9608 | 284 | 2020 - 2021 Average, from operational period, not whole dataset | Data not provided | Data not provided | 1008 | 2020 - 2021 Average, from operational period, not whole dataset | Data not provided | Data not provided | Data not provided | Downgradient | 7.22 | 4.99 | mg/L | 21.4 | °C | Data not provided | N/A | Data not provided | N/A | -100.9 | mV | 2828 | µmhos/cm | Turbidity = 47 | NTU | data not provided | data not provided | data not provided | data not provided | data not provided | data not provided | N/A | No groundwater comparison value | No samples were collected at STC-NES5-EF between November 2018 and April 2019. | An insufficient amount of time since completion of the Pilot Study to adequately evaluate lifespan of the treatment media. The change in alkalinity can be used as an indicator of change in the ability of the media to treat selenium. Alkalinity remained relatively similar after 2 years of operation indicating that after 2 years of operation the microbially-mediated chemical reduction of selenium remains similar to the study onset. | Design had insufficient capacity to contain the flux of snow melt in addition to seep water. Soils in the area of the PRB are tight. In the future, when in an layered alluvial system, incorporate a gravel "pressure relief/effluent storage" zone on the downgradient edge to allow for increased ability to receive effluent water and/or flow onto the land surface if capacity is reached. The hydrogeological study was performed during fall low flow conditions as were the excavation and installation of the PRB bench. Additional water zones may be present during different water levels, so future design data collection should include a hydrogeological investigation in the spring to better characterize flux and water bearing zones in the aquifer during high water conditions. The PRB increased Ar, Fe, Mn and Ur due to eroded overburden material in the lenses on the walls of the excavation and from the seep and sedimentation basin sediments transferred to the PRB. Oxidizing conditions favorable to mobilization of Ur exist when ORP is above -200 mV. Bicarbonate that is likely dominant in the near neutral pH conditions in the vicinity of the PRB can enhance Ur mobility. Redox cycling from fluctuating water table can cause Ur mobilization. Heterogeneity of groundwater inflow along the trench, contact with runoff of mine materials, and microbial activity all contribute to factors affecting degree of treatment within the PRB. The incorporation of the Pilot Study into a potential remedy for the Pedro Creek Sub-Basin, at its current scale and in absence of other actions, may require some modifications to facilitate handling of high spring inflows and additional treatment to address the transport of released uranium into the shallow groundwater and surface water. | Operation and maintenance cost, including remote monitoring (e.g., transducers, telemetry, and cameras) and performance monitoring (e.g., sampling, analysis, and reporting), ranges between $20,000 to $40,000 per month. The capital cost for the construction of the PRB and STC was approximately $1.2M including the media, trenching, infiltration gallery, cover, and stormwater controls, or roughly $180/cubic yard of reactive media (1,200 cubic yards for the PRB and 5,500 cubic yards for the STC). | System is seep treatment cell effluent to PRB. Treatment media: 50% granular support media, 12.5% chopped alfalfa hay, 37.5% woodchips/shavings. Average hydraulic conductivity of 8.8-116.2 ft/day in the media. Trench excavated to dry, silty-clay, weathered Dinwoody Formation material to prevent groundwater flow from bypassing under the PRB. Eroded overburden was encountered. Media placed to a depth of 2 ft bgs, covered by non-woven geotextile and 2 ft of Dinwoody Formation material. Infiltration gallery was constructed upgradient to the PRB, and overburden was encountered. Infiltration gallery was overexcavated and compacted Dinwoody Formation materials were used on the base and sidewalls to reduce water contact with the overburden. It was backfilled with coarse drain rock and covered with non-woven geotextile and Dinwoody Formation material. PRB is relatively easy to implement with readily available material and equipment but using the technology to treat seeps or shallow groundwater in close proximity to overburden disposal piles should be approached with caution. The presence of run-of-mine shales in and around excavations contributes to mobilization of unwanted constituents (e.g. arsenic, uranium) | The objectives for the Pilot Study are consistent with the preliminary Remedial Action Objectives (RAOs) for groundwater remedies at Conda. Based on observations from the 2019 and 2020 monitoring, modifications were made to the Pilot Study in fall of 2020. In coordination with the Agencies, it was decided that the modification will require further monitoring in 2021 to fully meet the Pilot Study objectives. 2018-2019 start up period had differing conditions from 2020-2021, and the conditions were not considered representative of long term trends, but reflect the capability of the media to rapidly reach redox and geochemical conditions that facilitate microbially mediated reduction. 2020-2021 are operational conditions. The treatment media contributes to total Ar, Fe and Mn concentrations above the MCLs and drinking water standards. Data indicate that the treatment media in the Seep Treatment Cell and PRB is capable of treating water entering the system with total Se concentrations as high as 6.87 mg/L as well as total Cd concentrations up to 0.00847 mg/L to levels below their respective MCLs. | None, other than those presented elsewhere | Seep treatment cell (STC) pretreatment system influent STC-NES5-IF (upgradient) to STC pretreatment effluent (STC-NES5-EF) (downgradient) is through the central flow path. Data collection for upgradient/downgradient wells is in some instances shifted by 1-2 days. Reporting on effluents from STC-NES5-IF is only considered during the period that effluent from the pretreatment is available for comparison (June 2019-Oct 2021)
Final Treatability Study Findings Report Field-Scale Permeable Reactive Barrier Pilot Study Conda/Woodall Mountain Mine | Conda/Woodall Mountain Mine | IDN001002862 | N/A | N/A | STC-NES5-IF | Former mining site | Permeable reactive barrier (PRB) with seep treatment cell pre-treatment | Passive | Permeable reactive barrier (PRB) | Pre-treatment | Overburden pile in the headwaters areas of Pedro Creek | Y | STC (pretreatment) | Specific technologies not specified. PRB is chemical and microbially mediated processes that reduce selenate to selenite and then selenium. Treatment media includes a carbon source (i.e. woodchips), alfalfa hay, and inert sand. Seep treatment cell is pre-treatment cell with treatment media. | Access to the groundwater table is needed. Trench excavated through water-bearing zones of alluvial deposits and into underlying weathered bedrock. | Pilot | 2018-2021, modifications made in 2019 to address seepage | DOC | Dissolved Organic Carbon | mg/L | N | N/A | 4.86 | 147 | -2924.6914 | [9 empty] | 3.33 | 2020 - 2021 Average, from operational period, not whole dataset | Data not provided | Data not provided | 30.4 | 2020 - 2021 Average, from operational period, not whole dataset | Data not provided | Data not provided | Data not provided | Upgradient | 6.85 | 5.72 | mg/L | 11.73 | °C | Data not provided | N/A | Data not provided | N/A | 131.5 | mV | 3382.2 | µmhos/cm | None | N/A | data not provided | data not provided | data not provided | data not provided | data not provided | data not provided | N/A | No groundwater comparison value | No samples were collected at STC-NES5-EF between November 2018 and April 2019. | An insufficient amount of time since completion of the Pilot Study to adequately evaluate lifespan of the treatment media. The change in alkalinity can be used as an indicator of change in the ability of the media to treat selenium. Alkalinity remained relatively similar after 2 years of operation indicating that after 2 years of operation the microbially-mediated chemical reduction of selenium remains similar to the study onset. | Design had insufficient capacity to contain the flux of snow melt in addition to seep water. Soils in the area of the PRB are tight. In the future, when in an layered alluvial system, incorporate a gravel "pressure relief/effluent storage" zone on the downgradient edge to allow for increased ability to receive effluent water and/or flow onto the land surface if capacity is reached. The hydrogeological study was performed during fall low flow conditions as were the excavation and installation of the PRB bench. Additional water zones may be present during different water levels, so future design data collection should include a hydrogeological investigation in the spring to better characterize flux and water bearing zones in the aquifer during high water conditions. The PRB increased Ar, Fe, Mn and Ur due to eroded overburden material in the lenses on the walls of the excavation and from the seep and sedimentation basin sediments transferred to the PRB. Oxidizing conditions favorable to mobilization of Ur exist when ORP is above -200 mV. Bicarbonate that is likely dominant in the near neutral pH conditions in the vicinity of the PRB can enhance Ur mobility. Redox cycling from fluctuating water table can cause Ur mobilization. Heterogeneity of groundwater inflow along the trench, contact with runoff of mine materials, and microbial activity all contribute to factors affecting degree of treatment within the PRB. The incorporation of the Pilot Study into a potential remedy for the Pedro Creek Sub-Basin, at its current scale and in absence of other actions, may require some modifications to facilitate handling of high spring inflows and additional treatment to address the transport of released uranium into the shallow groundwater and surface water. | Operation and maintenance cost, including remote monitoring (e.g., transducers, telemetry, and cameras) and performance monitoring (e.g., sampling, analysis, and reporting), ranges between $20,000 to $40,000 per month. The capital cost for the construction of the PRB and STC was approximately $1.2M including the media, trenching, infiltration gallery, cover, and stormwater controls, or roughly $180/cubic yard of reactive media (1,200 cubic yards for the PRB and 5,500 cubic yards for the STC). | System is seep treatment cell effluent to PRB. Treatment media: 50% granular support media, 12.5% chopped alfalfa hay, 37.5% woodchips/shavings. Average hydraulic conductivity of 8.8-116.2 ft/day in the media. Trench excavated to dry, silty-clay, weathered Dinwoody Formation material to prevent groundwater flow from bypassing under the PRB. Eroded overburden was encountered. Media placed to a depth of 2 ft bgs, covered by non-woven geotextile and 2 ft of Dinwoody Formation material. Infiltration gallery was constructed upgradient to the PRB, and overburden was encountered. Infiltration gallery was overexcavated and compacted Dinwoody Formation materials were used on the base and sidewalls to reduce water contact with the overburden. It was backfilled with coarse drain rock and covered with non-woven geotextile and Dinwoody Formation material. PRB is relatively easy to implement with readily available material and equipment but using the technology to treat seeps or shallow groundwater in close proximity to overburden disposal piles should be approached with caution. The presence of run-of-mine shales in and around excavations contributes to mobilization of unwanted constituents (e.g. arsenic, uranium) | The objectives for the Pilot Study are consistent with the preliminary Remedial Action Objectives (RAOs) for groundwater remedies at Conda. Based on observations from the 2019 and 2020 monitoring, modifications were made to the Pilot Study in fall of 2020. In coordination with the Agencies, it was decided that the modification will require further monitoring in 2021 to fully meet the Pilot Study objectives. 2018-2019 start up period had differing conditions from 2020-2021, and the conditions were not considered representative of long term trends, but reflect the capability of the media to rapidly reach redox and geochemical conditions that facilitate microbially mediated reduction. 2020-2021 are operational conditions. The treatment media contributes to total Ar, Fe and Mn concentrations above the MCLs and drinking water standards. Data indicate that the treatment media in the Seep Treatment Cell and PRB is capable of treating water entering the system with total Se concentrations as high as 6.87 mg/L as well as total Cd concentrations up to 0.00847 mg/L to levels below their respective MCLs. | None, other than those presented elsewhere | Seep treatment cell (STC) pretreatment system influent STC-NES5-IF (upgradient) to STC pretreatment effluent (STC-NES5-EF) (downgradient) is through the central flow path. Data collection for upgradient/downgradient wells is in some instances shifted by 1-2 days. Reporting on effluents from STC-NES5-IF is only considered during the period that effluent from the pretreatment is available for comparison (June 2019-Oct 2021)
Final Treatability Study Findings Report Field-Scale Permeable Reactive Barrier Pilot Study Conda/Woodall Mountain Mine | Conda/Woodall Mountain Mine | IDN001002862 | N/A | N/A | STC-NES5-IF | Former mining site | Permeable reactive barrier (PRB) with seep treatment cell pre-treatment | Passive | Permeable reactive barrier (PRB) | Pre-treatment | Overburden pile in the headwaters areas of Pedro Creek | Y | STC (pretreatment) | Specific technologies not specified. PRB is chemical and microbially mediated processes that reduce selenate to selenite and then selenium. Treatment media includes a carbon source (i.e. woodchips), alfalfa hay, and inert sand. Seep treatment cell is pre-treatment cell with treatment media. | Access to the groundwater table is needed. Trench excavated through water-bearing zones of alluvial deposits and into underlying weathered bedrock. | Pilot | 2018-2021, modifications made in 2019 to address seepage | DOC | Dissolved Organic Carbon | mg/L | N | N/A |  |  |  | 2.62 | 52.7 | -1911.4504 | [6 empty] | 3.33 | 2020 - 2021 Average, from operational period, not whole dataset | Data not provided | Data not provided | 30.4 | 2020 - 2021 Average, from operational period, not whole dataset | Data not provided | Data not provided | Data not provided | Upgradient | 6.88 | 4.17 | mg/L | 10.3 | °C | Data not provided | N/A | Data not provided | N/A | -34.9 | mV | 3182 | µmhos/cm | Turbidity = 131.9 | NTU | data not provided | data not provided | data not provided | data not provided | data not provided | data not provided | N/A | No groundwater comparison value | No samples were collected at STC-NES5-EF between November 2018 and April 2019. | An insufficient amount of time since completion of the Pilot Study to adequately evaluate lifespan of the treatment media. The change in alkalinity can be used as an indicator of change in the ability of the media to treat selenium. Alkalinity remained relatively similar after 2 years of operation indicating that after 2 years of operation the microbially-mediated chemical reduction of selenium remains similar to the study onset. | Design had insufficient capacity to contain the flux of snow melt in addition to seep water. Soils in the area of the PRB are tight. In the future, when in an layered alluvial system, incorporate a gravel "pressure relief/effluent storage" zone on the downgradient edge to allow for increased ability to receive effluent water and/or flow onto the land surface if capacity is reached. The hydrogeological study was performed during fall low flow conditions as were the excavation and installation of the PRB bench. Additional water zones may be present during different water levels, so future design data collection should include a hydrogeological investigation in the spring to better characterize flux and water bearing zones in the aquifer during high water conditions. The PRB increased Ar, Fe, Mn and Ur due to eroded overburden material in the lenses on the walls of the excavation and from the seep and sedimentation basin sediments transferred to the PRB. Oxidizing conditions favorable to mobilization of Ur exist when ORP is above -200 mV. Bicarbonate that is likely dominant in the near neutral pH conditions in the vicinity of the PRB can enhance Ur mobility. Redox cycling from fluctuating water table can cause Ur mobilization. Heterogeneity of groundwater inflow along the trench, contact with runoff of mine materials, and microbial activity all contribute to factors affecting degree of treatment within the PRB. The incorporation of the Pilot Study into a potential remedy for the Pedro Creek Sub-Basin, at its current scale and in absence of other actions, may require some modifications to facilitate handling of high spring inflows and additional treatment to address the transport of released uranium into the shallow groundwater and surface water. | Operation and maintenance cost, including remote monitoring (e.g., transducers, telemetry, and cameras) and performance monitoring (e.g., sampling, analysis, and reporting), ranges between $20,000 to $40,000 per month. The capital cost for the construction of the PRB and STC was approximately $1.2M including the media, trenching, infiltration gallery, cover, and stormwater controls, or roughly $180/cubic yard of reactive media (1,200 cubic yards for the PRB and 5,500 cubic yards for the STC). | System is seep treatment cell effluent to PRB. Treatment media: 50% granular support media, 12.5% chopped alfalfa hay, 37.5% woodchips/shavings. Average hydraulic conductivity of 8.8-116.2 ft/day in the media. Trench excavated to dry, silty-clay, weathered Dinwoody Formation material to prevent groundwater flow from bypassing under the PRB. Eroded overburden was encountered. Media placed to a depth of 2 ft bgs, covered by non-woven geotextile and 2 ft of Dinwoody Formation material. Infiltration gallery was constructed upgradient to the PRB, and overburden was encountered. Infiltration gallery was overexcavated and compacted Dinwoody Formation materials were used on the base and sidewalls to reduce water contact with the overburden. It was backfilled with coarse drain rock and covered with non-woven geotextile and Dinwoody Formation material. PRB is relatively easy to implement with readily available material and equipment but using the technology to treat seeps or shallow groundwater in close proximity to overburden disposal piles should be approached with caution. The presence of run-of-mine shales in and around excavations contributes to mobilization of unwanted constituents (e.g. arsenic, uranium) | The objectives for the Pilot Study are consistent with the preliminary Remedial Action Objectives (RAOs) for groundwater remedies at Conda. Based on observations from the 2019 and 2020 monitoring, modifications were made to the Pilot Study in fall of 2020. In coordination with the Agencies, it was decided that the modification will require further monitoring in 2021 to fully meet the Pilot Study objectives. 2018-2019 start up period had differing conditions from 2020-2021, and the conditions were not considered representative of long term trends, but reflect the capability of the media to rapidly reach redox and geochemical conditions that facilitate microbially mediated reduction. 2020-2021 are operational conditions. The treatment media contributes to total Ar, Fe and Mn concentrations above the MCLs and drinking water standards. Data indicate that the treatment media in the Seep Treatment Cell and PRB is capable of treating water entering the system with total Se concentrations as high as 6.87 mg/L as well as total Cd concentrations up to 0.00847 mg/L to levels below their respective MCLs. | None, other than those presented elsewhere | Seep treatment cell (STC) pretreatment system influent STC-NES5-IF (upgradient) to STC pretreatment effluent (STC-NES5-EF) (downgradient) is through the central flow path. Data collection for upgradient/downgradient wells is in some instances shifted by 1-2 days. Reporting on effluents from STC-NES5-IF is only considered during the period that effluent from the pretreatment is available for comparison (June 2019-Oct 2021)
Final Treatability Study Findings Report Field-Scale Permeable Reactive Barrier Pilot Study Conda/Woodall Mountain Mine | Conda/Woodall Mountain Mine | IDN001002862 | N/A | N/A | STC-NES5-EF | Former mining site | Permeable reactive barrier (PRB) with seep treatment cell pre-treatment | Passive | Permeable reactive barrier (PRB) | Pre-treatment | Overburden pile in the headwaters areas of Pedro Creek | Y | STC (pretreatment) | Specific technologies not specified. PRB is chemical and microbially mediated processes that reduce selenate to selenite and then selenium. Treatment media includes a carbon source (i.e. woodchips), alfalfa hay, and inert sand. Seep treatment cell is pre-treatment cell with treatment media. | Access to the groundwater table is needed. Trench excavated through water-bearing zones of alluvial deposits and into underlying weathered bedrock. | Pilot | 2018-2021, modifications made in 2019 to address seepage | DOC | Dissolved Organic Carbon | mg/L | N | N/A | [6 empty] | 843 | 3.13 | -26832.9073 |  |  |  | 3.33 | 2020 - 2021 Average, from operational period, not whole dataset | Data not provided | Data not provided | 30.4 | 2020 - 2021 Average, from operational period, not whole dataset | Data not provided | Data not provided | Data not provided | Downgradient | 6.67 | 4.08 | mg/L | 11.5 | °C | Data not provided | N/A | Data not provided | N/A | -76.5 | mV | 3328 | µmhos/cm | Turbidity = 205 | NTU | data not provided | data not provided | data not provided | data not provided | data not provided | data not provided | N/A | No groundwater comparison value | No samples were collected at STC-NES5-EF between November 2018 and April 2019. | An insufficient amount of time since completion of the Pilot Study to adequately evaluate lifespan of the treatment media. The change in alkalinity can be used as an indicator of change in the ability of the media to treat selenium. Alkalinity remained relatively similar after 2 years of operation indicating that after 2 years of operation the microbially-mediated chemical reduction of selenium remains similar to the study onset. | Design had insufficient capacity to contain the flux of snow melt in addition to seep water. Soils in the area of the PRB are tight. In the future, when in an layered alluvial system, incorporate a gravel "pressure relief/effluent storage" zone on the downgradient edge to allow for increased ability to receive effluent water and/or flow onto the land surface if capacity is reached. The hydrogeological study was performed during fall low flow conditions as were the excavation and installation of the PRB bench. Additional water zones may be present during different water levels, so future design data collection should include a hydrogeological investigation in the spring to better characterize flux and water bearing zones in the aquifer during high water conditions. The PRB increased Ar, Fe, Mn and Ur due to eroded overburden material in the lenses on the walls of the excavation and from the seep and sedimentation basin sediments transferred to the PRB. Oxidizing conditions favorable to mobilization of Ur exist when ORP is above -200 mV. Bicarbonate that is likely dominant in the near neutral pH conditions in the vicinity of the PRB can enhance Ur mobility. Redox cycling from fluctuating water table can cause Ur mobilization. Heterogeneity of groundwater inflow along the trench, contact with runoff of mine materials, and microbial activity all contribute to factors affecting degree of treatment within the PRB. The incorporation of the Pilot Study into a potential remedy for the Pedro Creek Sub-Basin, at its current scale and in absence of other actions, may require some modifications to facilitate handling of high spring inflows and additional treatment to address the transport of released uranium into the shallow groundwater and surface water. | Operation and maintenance cost, including remote monitoring (e.g., transducers, telemetry, and cameras) and performance monitoring (e.g., sampling, analysis, and reporting), ranges between $20,000 to $40,000 per month. The capital cost for the construction of the PRB and STC was approximately $1.2M including the media, trenching, infiltration gallery, cover, and stormwater controls, or roughly $180/cubic yard of reactive media (1,200 cubic yards for the PRB and 5,500 cubic yards for the STC). | System is seep treatment cell effluent to PRB. Treatment media: 50% granular support media, 12.5% chopped alfalfa hay, 37.5% woodchips/shavings. Average hydraulic conductivity of 8.8-116.2 ft/day in the media. Trench excavated to dry, silty-clay, weathered Dinwoody Formation material to prevent groundwater flow from bypassing under the PRB. Eroded overburden was encountered. Media placed to a depth of 2 ft bgs, covered by non-woven geotextile and 2 ft of Dinwoody Formation material. Infiltration gallery was constructed upgradient to the PRB, and overburden was encountered. Infiltration gallery was overexcavated and compacted Dinwoody Formation materials were used on the base and sidewalls to reduce water contact with the overburden. It was backfilled with coarse drain rock and covered with non-woven geotextile and Dinwoody Formation material. PRB is relatively easy to implement with readily available material and equipment but using the technology to treat seeps or shallow groundwater in close proximity to overburden disposal piles should be approached with caution. The presence of run-of-mine shales in and around excavations contributes to mobilization of unwanted constituents (e.g. arsenic, uranium) | The objectives for the Pilot Study are consistent with the preliminary Remedial Action Objectives (RAOs) for groundwater remedies at Conda. Based on observations from the 2019 and 2020 monitoring, modifications were made to the Pilot Study in fall of 2020. In coordination with the Agencies, it was decided that the modification will require further monitoring in 2021 to fully meet the Pilot Study objectives. 2018-2019 start up period had differing conditions from 2020-2021, and the conditions were not considered representative of long term trends, but reflect the capability of the media to rapidly reach redox and geochemical conditions that facilitate microbially mediated reduction. 2020-2021 are operational conditions. The treatment media contributes to total Ar, Fe and Mn concentrations above the MCLs and drinking water standards. Data indicate that the treatment media in the Seep Treatment Cell and PRB is capable of treating water entering the system with total Se concentrations as high as 6.87 mg/L as well as total Cd concentrations up to 0.00847 mg/L to levels below their respective MCLs. | None, other than those presented elsewhere | Seep treatment cell (STC) pretreatment system influent STC-NES5-IF (upgradient) to STC pretreatment effluent (STC-NES5-EF) (downgradient) is through the central flow path. Data collection for upgradient/downgradient wells is in some instances shifted by 1-2 days. Reporting on effluents from STC-NES5-IF is only considered during the period that effluent from the pretreatment is available for comparison (June 2019-Oct 2021)
Final Treatability Study Findings Report Field-Scale Permeable Reactive Barrier Pilot Study Conda/Woodall Mountain Mine | Conda/Woodall Mountain Mine | IDN001002862 | N/A | N/A | STC-NES5-EF | Former mining site | Permeable reactive barrier (PRB) with seep treatment cell pre-treatment | Passive | Permeable reactive barrier (PRB) | Pre-treatment | Overburden pile in the headwaters areas of Pedro Creek | Y | STC (pretreatment) | Specific technologies not specified. PRB is chemical and microbially mediated processes that reduce selenate to selenite and then selenium. Treatment media includes a carbon source (i.e. woodchips), alfalfa hay, and inert sand. Seep treatment cell is pre-treatment cell with treatment media. | Access to the groundwater table is needed. Trench excavated through water-bearing zones of alluvial deposits and into underlying weathered bedrock. | Pilot | 2018-2021, modifications made in 2019 to address seepage | DOC | Dissolved Organic Carbon | mg/L | N | N/A | [9 empty] | 19.5 | 2.88 | -577.0833 | 3.33 | 2020 - 2021 Average, from operational period, not whole dataset | Data not provided | Data not provided | 30.4 | 2020 - 2021 Average, from operational period, not whole dataset | Data not provided | Data not provided | Data not provided | Downgradient | 7.22 | 4.99 | mg/L | 21.4 | °C | Data not provided | N/A | Data not provided | N/A | -100.9 | mV | 2828 | µmhos/cm | Turbidity = 47 | NTU | data not provided | data not provided | data not provided | data not provided | data not provided | data not provided | N/A | No groundwater comparison value | No samples were collected at STC-NES5-EF between November 2018 and April 2019. | An insufficient amount of time since completion of the Pilot Study to adequately evaluate lifespan of the treatment media. The change in alkalinity can be used as an indicator of change in the ability of the media to treat selenium. Alkalinity remained relatively similar after 2 years of operation indicating that after 2 years of operation the microbially-mediated chemical reduction of selenium remains similar to the study onset. | Design had insufficient capacity to contain the flux of snow melt in addition to seep water. Soils in the area of the PRB are tight. In the future, when in an layered alluvial system, incorporate a gravel "pressure relief/effluent storage" zone on the downgradient edge to allow for increased ability to receive effluent water and/or flow onto the land surface if capacity is reached. The hydrogeological study was performed during fall low flow conditions as were the excavation and installation of the PRB bench. Additional water zones may be present during different water levels, so future design data collection should include a hydrogeological investigation in the spring to better characterize flux and water bearing zones in the aquifer during high water conditions. The PRB increased Ar, Fe, Mn and Ur due to eroded overburden material in the lenses on the walls of the excavation and from the seep and sedimentation basin sediments transferred to the PRB. Oxidizing conditions favorable to mobilization of Ur exist when ORP is above -200 mV. Bicarbonate that is likely dominant in the near neutral pH conditions in the vicinity of the PRB can enhance Ur mobility. Redox cycling from fluctuating water table can cause Ur mobilization. Heterogeneity of groundwater inflow along the trench, contact with runoff of mine materials, and microbial activity all contribute to factors affecting degree of treatment within the PRB. The incorporation of the Pilot Study into a potential remedy for the Pedro Creek Sub-Basin, at its current scale and in absence of other actions, may require some modifications to facilitate handling of high spring inflows and additional treatment to address the transport of released uranium into the shallow groundwater and surface water. | Operation and maintenance cost, including remote monitoring (e.g., transducers, telemetry, and cameras) and performance monitoring (e.g., sampling, analysis, and reporting), ranges between $20,000 to $40,000 per month. The capital cost for the construction of the PRB and STC was approximately $1.2M including the media, trenching, infiltration gallery, cover, and stormwater controls, or roughly $180/cubic yard of reactive media (1,200 cubic yards for the PRB and 5,500 cubic yards for the STC). | System is seep treatment cell effluent to PRB. Treatment media: 50% granular support media, 12.5% chopped alfalfa hay, 37.5% woodchips/shavings. Average hydraulic conductivity of 8.8-116.2 ft/day in the media. Trench excavated to dry, silty-clay, weathered Dinwoody Formation material to prevent groundwater flow from bypassing under the PRB. Eroded overburden was encountered. Media placed to a depth of 2 ft bgs, covered by non-woven geotextile and 2 ft of Dinwoody Formation material. Infiltration gallery was constructed upgradient to the PRB, and overburden was encountered. Infiltration gallery was overexcavated and compacted Dinwoody Formation materials were used on the base and sidewalls to reduce water contact with the overburden. It was backfilled with coarse drain rock and covered with non-woven geotextile and Dinwoody Formation material. PRB is relatively easy to implement with readily available material and equipment but using the technology to treat seeps or shallow groundwater in close proximity to overburden disposal piles should be approached with caution. The presence of run-of-mine shales in and around excavations contributes to mobilization of unwanted constituents (e.g. arsenic, uranium) | The objectives for the Pilot Study are consistent with the preliminary Remedial Action Objectives (RAOs) for groundwater remedies at Conda. Based on observations from the 2019 and 2020 monitoring, modifications were made to the Pilot Study in fall of 2020. In coordination with the Agencies, it was decided that the modification will require further monitoring in 2021 to fully meet the Pilot Study objectives. 2018-2019 start up period had differing conditions from 2020-2021, and the conditions were not considered representative of long term trends, but reflect the capability of the media to rapidly reach redox and geochemical conditions that facilitate microbially mediated reduction. 2020-2021 are operational conditions. The treatment media contributes to total Ar, Fe and Mn concentrations above the MCLs and drinking water standards. Data indicate that the treatment media in the Seep Treatment Cell and PRB is capable of treating water entering the system with total Se concentrations as high as 6.87 mg/L as well as total Cd concentrations up to 0.00847 mg/L to levels below their respective MCLs. | None, other than those presented elsewhere | Seep treatment cell (STC) pretreatment system influent STC-NES5-IF (upgradient) to STC pretreatment effluent (STC-NES5-EF) (downgradient) is through the central flow path. Data collection for upgradient/downgradient wells is in some instances shifted by 1-2 days. Reporting on effluents from STC-NES5-IF is only considered during the period that effluent from the pretreatment is available for comparison (June 2019-Oct 2021)
Final Treatability Study Findings Report Field-Scale Permeable Reactive Barrier Pilot Study Conda/Woodall Mountain Mine | Conda/Woodall Mountain Mine | IDN001002862 | N/A | N/A | STC-NES5-IF | Former mining site | Permeable reactive barrier (PRB) with seep treatment cell pre-treatment | Passive | Permeable reactive barrier (PRB) | Pre-treatment | Overburden pile in the headwaters areas of Pedro Creek | Y | STC (pretreatment) | Specific technologies not specified. PRB is chemical and microbially mediated processes that reduce selenate to selenite and then selenium. Treatment media includes a carbon source (i.e. woodchips), alfalfa hay, and inert sand. Seep treatment cell is pre-treatment cell with treatment media. | Access to the groundwater table is needed. Trench excavated through water-bearing zones of alluvial deposits and into underlying weathered bedrock. | Pilot | 2018-2021, modifications made in 2019 to address seepage | TOC | Total Organic Carbon | mg/L | N | N/A | 5.7 | 42.8 | -650.8772 | [9 empty] | 3.72 | 2020 - 2021 Average, from operational period, not whole dataset | Data not provided | Data not provided | 29.1 | 2020 - 2021 Average, from operational period, not whole dataset | Data not provided | Data not provided | Data not provided | Upgradient | 6.88 | 4.17 | mg/L | 10.3 | °C | Data not provided | N/A | Data not provided | N/A | -34.9 | mV | 3182 | µmhos/cm | Turbidity = 131.9 | NTU | data not provided | data not provided | data not provided | data not provided | data not provided | data not provided | N/A | No groundwater comparison value | No samples were collected at STC-NES5-EF between November 2018 and April 2019. | An insufficient amount of time since completion of the Pilot Study to adequately evaluate lifespan of the treatment media. The change in alkalinity can be used as an indicator of change in the ability of the media to treat selenium. Alkalinity remained relatively similar after 2 years of operation indicating that after 2 years of operation the microbially-mediated chemical reduction of selenium remains similar to the study onset. | Design had insufficient capacity to contain the flux of snow melt in addition to seep water. Soils in the area of the PRB are tight. In the future, when in an layered alluvial system, incorporate a gravel "pressure relief/effluent storage" zone on the downgradient edge to allow for increased ability to receive effluent water and/or flow onto the land surface if capacity is reached. The hydrogeological study was performed during fall low flow conditions as were the excavation and installation of the PRB bench. Additional water zones may be present during different water levels, so future design data collection should include a hydrogeological investigation in the spring to better characterize flux and water bearing zones in the aquifer during high water conditions. The PRB increased Ar, Fe, Mn and Ur due to eroded overburden material in the lenses on the walls of the excavation and from the seep and sedimentation basin sediments transferred to the PRB. Oxidizing conditions favorable to mobilization of Ur exist when ORP is above -200 mV. Bicarbonate that is likely dominant in the near neutral pH conditions in the vicinity of the PRB can enhance Ur mobility. Redox cycling from fluctuating water table can cause Ur mobilization. Heterogeneity of groundwater inflow along the trench, contact with runoff of mine materials, and microbial activity all contribute to factors affecting degree of treatment within the PRB. The incorporation of the Pilot Study into a potential remedy for the Pedro Creek Sub-Basin, at its current scale and in absence of other actions, may require some modifications to facilitate handling of high spring inflows and additional treatment to address the transport of released uranium into the shallow groundwater and surface water. | Operation and maintenance cost, including remote monitoring (e.g., transducers, telemetry, and cameras) and performance monitoring (e.g., sampling, analysis, and reporting), ranges between $20,000 to $40,000 per month. The capital cost for the construction of the PRB and STC was approximately $1.2M including the media, trenching, infiltration gallery, cover, and stormwater controls, or roughly $180/cubic yard of reactive media (1,200 cubic yards for the PRB and 5,500 cubic yards for the STC). | System is seep treatment cell effluent to PRB. Treatment media: 50% granular support media, 12.5% chopped alfalfa hay, 37.5% woodchips/shavings. Average hydraulic conductivity of 8.8-116.2 ft/day in the media. Trench excavated to dry, silty-clay, weathered Dinwoody Formation material to prevent groundwater flow from bypassing under the PRB. Eroded overburden was encountered. Media placed to a depth of 2 ft bgs, covered by non-woven geotextile and 2 ft of Dinwoody Formation material. Infiltration gallery was constructed upgradient to the PRB, and overburden was encountered. Infiltration gallery was overexcavated and compacted Dinwoody Formation materials were used on the base and sidewalls to reduce water contact with the overburden. It was backfilled with coarse drain rock and covered with non-woven geotextile and Dinwoody Formation material. PRB is relatively easy to implement with readily available material and equipment but using the technology to treat seeps or shallow groundwater in close proximity to overburden disposal piles should be approached with caution. The presence of run-of-mine shales in and around excavations contributes to mobilization of unwanted constituents (e.g. arsenic, uranium) | The objectives for the Pilot Study are consistent with the preliminary Remedial Action Objectives (RAOs) for groundwater remedies at Conda. Based on observations from the 2019 and 2020 monitoring, modifications were made to the Pilot Study in fall of 2020. In coordination with the Agencies, it was decided that the modification will require further monitoring in 2021 to fully meet the Pilot Study objectives. 2018-2019 start up period had differing conditions from 2020-2021, and the conditions were not considered representative of long term trends, but reflect the capability of the media to rapidly reach redox and geochemical conditions that facilitate microbially mediated reduction. 2020-2021 are operational conditions. The treatment media contributes to total Ar, Fe and Mn concentrations above the MCLs and drinking water standards. Data indicate that the treatment media in the Seep Treatment Cell and PRB is capable of treating water entering the system with total Se concentrations as high as 6.87 mg/L as well as total Cd concentrations up to 0.00847 mg/L to levels below their respective MCLs. | None, other than those presented elsewhere | Seep treatment cell (STC) pretreatment system influent STC-NES5-IF (upgradient) to STC pretreatment effluent (STC-NES5-EF) (downgradient) is through the central flow path. Data collection for upgradient/downgradient wells is in some instances shifted by 1-2 days. Reporting on effluents from STC-NES5-IF is only considered during the period that effluent from the pretreatment is available for comparison (June 2019-Oct 2021)
Final Treatability Study Findings Report Field-Scale Permeable Reactive Barrier Pilot Study Conda/Woodall Mountain Mine | Conda/Woodall Mountain Mine | IDN001002862 | N/A | N/A | STC-NES5-IF | Former mining site | Permeable reactive barrier (PRB) with seep treatment cell pre-treatment | Passive | Permeable reactive barrier (PRB) | Pre-treatment | Overburden pile in the headwaters areas of Pedro Creek | Y | STC (pretreatment) | Specific technologies not specified. PRB is chemical and microbially mediated processes that reduce selenate to selenite and then selenium. Treatment media includes a carbon source (i.e. woodchips), alfalfa hay, and inert sand. Seep treatment cell is pre-treatment cell with treatment media. | Access to the groundwater table is needed. Trench excavated through water-bearing zones of alluvial deposits and into underlying weathered bedrock. | Pilot | 2018-2021, modifications made in 2019 to address seepage | TOC | Total Organic Carbon | mg/L | N | N/A |  |  |  | 2.84 | Data not provided | Not Available | [6 empty] | 3.72 | 2020 - 2021 Average, from operational period, not whole dataset | Data not provided | Data not provided | 29.1 | 2020 - 2021 Average, from operational period, not whole dataset | Data not provided | Data not provided | Data not provided | Upgradient | 6.91 | 4.87 | mg/L | 10.8 | °C | Data not provided | N/A | Data not provided | N/A | 78.9 | mV | 3324 | µmhos/cm | Turbidity = 78.14 | NTU | data not provided | data not provided | data not provided | data not provided | data not provided | data not provided | N/A | No groundwater comparison value | No samples were collected at STC-NES5-EF between November 2018 and April 2019. | An insufficient amount of time since completion of the Pilot Study to adequately evaluate lifespan of the treatment media. The change in alkalinity can be used as an indicator of change in the ability of the media to treat selenium. Alkalinity remained relatively similar after 2 years of operation indicating that after 2 years of operation the microbially-mediated chemical reduction of selenium remains similar to the study onset. | Design had insufficient capacity to contain the flux of snow melt in addition to seep water. Soils in the area of the PRB are tight. In the future, when in an layered alluvial system, incorporate a gravel "pressure relief/effluent storage" zone on the downgradient edge to allow for increased ability to receive effluent water and/or flow onto the land surface if capacity is reached. The hydrogeological study was performed during fall low flow conditions as were the excavation and installation of the PRB bench. Additional water zones may be present during different water levels, so future design data collection should include a hydrogeological investigation in the spring to better characterize flux and water bearing zones in the aquifer during high water conditions. The PRB increased Ar, Fe, Mn and Ur due to eroded overburden material in the lenses on the walls of the excavation and from the seep and sedimentation basin sediments transferred to the PRB. Oxidizing conditions favorable to mobilization of Ur exist when ORP is above -200 mV. Bicarbonate that is likely dominant in the near neutral pH conditions in the vicinity of the PRB can enhance Ur mobility. Redox cycling from fluctuating water table can cause Ur mobilization. Heterogeneity of groundwater inflow along the trench, contact with runoff of mine materials, and microbial activity all contribute to factors affecting degree of treatment within the PRB. The incorporation of the Pilot Study into a potential remedy for the Pedro Creek Sub-Basin, at its current scale and in absence of other actions, may require some modifications to facilitate handling of high spring inflows and additional treatment to address the transport of released uranium into the shallow groundwater and surface water. | Operation and maintenance cost, including remote monitoring (e.g., transducers, telemetry, and cameras) and performance monitoring (e.g., sampling, analysis, and reporting), ranges between $20,000 to $40,000 per month. The capital cost for the construction of the PRB and STC was approximately $1.2M including the media, trenching, infiltration gallery, cover, and stormwater controls, or roughly $180/cubic yard of reactive media (1,200 cubic yards for the PRB and 5,500 cubic yards for the STC). | System is seep treatment cell effluent to PRB. Treatment media: 50% granular support media, 12.5% chopped alfalfa hay, 37.5% woodchips/shavings. Average hydraulic conductivity of 8.8-116.2 ft/day in the media. Trench excavated to dry, silty-clay, weathered Dinwoody Formation material to prevent groundwater flow from bypassing under the PRB. Eroded overburden was encountered. Media placed to a depth of 2 ft bgs, covered by non-woven geotextile and 2 ft of Dinwoody Formation material. Infiltration gallery was constructed upgradient to the PRB, and overburden was encountered. Infiltration gallery was overexcavated and compacted Dinwoody Formation materials were used on the base and sidewalls to reduce water contact with the overburden. It was backfilled with coarse drain rock and covered with non-woven geotextile and Dinwoody Formation material. PRB is relatively easy to implement with readily available material and equipment but using the technology to treat seeps or shallow groundwater in close proximity to overburden disposal piles should be approached with caution. The presence of run-of-mine shales in and around excavations contributes to mobilization of unwanted constituents (e.g. arsenic, uranium) | The objectives for the Pilot Study are consistent with the preliminary Remedial Action Objectives (RAOs) for groundwater remedies at Conda. Based on observations from the 2019 and 2020 monitoring, modifications were made to the Pilot Study in fall of 2020. In coordination with the Agencies, it was decided that the modification will require further monitoring in 2021 to fully meet the Pilot Study objectives. 2018-2019 start up period had differing conditions from 2020-2021, and the conditions were not considered representative of long term trends, but reflect the capability of the media to rapidly reach redox and geochemical conditions that facilitate microbially mediated reduction. 2020-2021 are operational conditions. The treatment media contributes to total Ar, Fe and Mn concentrations above the MCLs and drinking water standards. Data indicate that the treatment media in the Seep Treatment Cell and PRB is capable of treating water entering the system with total Se concentrations as high as 6.87 mg/L as well as total Cd concentrations up to 0.00847 mg/L to levels below their respective MCLs. | None, other than those presented elsewhere | Seep treatment cell (STC) pretreatment system influent STC-NES5-IF (upgradient) to STC pretreatment effluent (STC-NES5-EF) (downgradient) is through the central flow path. Data collection for upgradient/downgradient wells is in some instances shifted by 1-2 days. Reporting on effluents from STC-NES5-IF is only considered during the period that effluent from the pretreatment is available for comparison (June 2019-Oct 2021)
Final Treatability Study Findings Report Field-Scale Permeable Reactive Barrier Pilot Study Conda/Woodall Mountain Mine | Conda/Woodall Mountain Mine | IDN001002862 | N/A | N/A | STC-NES5-EF | Former mining site | Permeable reactive barrier (PRB) with seep treatment cell pre-treatment | Passive | Permeable reactive barrier (PRB) | Pre-treatment | Overburden pile in the headwaters areas of Pedro Creek | Y | STC (pretreatment) | Specific technologies not specified. PRB is chemical and microbially mediated processes that reduce selenate to selenite and then selenium. Treatment media includes a carbon source (i.e. woodchips), alfalfa hay, and inert sand. Seep treatment cell is pre-treatment cell with treatment media. | Access to the groundwater table is needed. Trench excavated through water-bearing zones of alluvial deposits and into underlying weathered bedrock. | Pilot | 2018-2021, modifications made in 2019 to address seepage | TOC | Total Organic Carbon | mg/L | N | N/A | [6 empty] | 900 | 2.87 | -31258.885 |  |  |  | 3.72 | 2020 - 2021 Average, from operational period, not whole dataset | Data not provided | Data not provided | 29.1 | 2020 - 2021 Average, from operational period, not whole dataset | Data not provided | Data not provided | Data not provided | Downgradient | 6.67 | 4.08 | mg/L | 11.5 | °C | Data not provided | N/A | Data not provided | N/A | -76.5 | mV | 3328 | µmhos/cm | Turbidity = 205 | NTU | data not provided | data not provided | data not provided | data not provided | data not provided | data not provided | N/A | No groundwater comparison value | No samples were collected at STC-NES5-EF between November 2018 and April 2019. | An insufficient amount of time since completion of the Pilot Study to adequately evaluate lifespan of the treatment media. The change in alkalinity can be used as an indicator of change in the ability of the media to treat selenium. Alkalinity remained relatively similar after 2 years of operation indicating that after 2 years of operation the microbially-mediated chemical reduction of selenium remains similar to the study onset. | Design had insufficient capacity to contain the flux of snow melt in addition to seep water. Soils in the area of the PRB are tight. In the future, when in an layered alluvial system, incorporate a gravel "pressure relief/effluent storage" zone on the downgradient edge to allow for increased ability to receive effluent water and/or flow onto the land surface if capacity is reached. The hydrogeological study was performed during fall low flow conditions as were the excavation and installation of the PRB bench. Additional water zones may be present during different water levels, so future design data collection should include a hydrogeological investigation in the spring to better characterize flux and water bearing zones in the aquifer during high water conditions. The PRB increased Ar, Fe, Mn and Ur due to eroded overburden material in the lenses on the walls of the excavation and from the seep and sedimentation basin sediments transferred to the PRB. Oxidizing conditions favorable to mobilization of Ur exist when ORP is above -200 mV. Bicarbonate that is likely dominant in the near neutral pH conditions in the vicinity of the PRB can enhance Ur mobility. Redox cycling from fluctuating water table can cause Ur mobilization. Heterogeneity of groundwater inflow along the trench, contact with runoff of mine materials, and microbial activity all contribute to factors affecting degree of treatment within the PRB. The incorporation of the Pilot Study into a potential remedy for the Pedro Creek Sub-Basin, at its current scale and in absence of other actions, may require some modifications to facilitate handling of high spring inflows and additional treatment to address the transport of released uranium into the shallow groundwater and surface water. | Operation and maintenance cost, including remote monitoring (e.g., transducers, telemetry, and cameras) and performance monitoring (e.g., sampling, analysis, and reporting), ranges between $20,000 to $40,000 per month. The capital cost for the construction of the PRB and STC was approximately $1.2M including the media, trenching, infiltration gallery, cover, and stormwater controls, or roughly $180/cubic yard of reactive media (1,200 cubic yards for the PRB and 5,500 cubic yards for the STC). | System is seep treatment cell effluent to PRB. Treatment media: 50% granular support media, 12.5% chopped alfalfa hay, 37.5% woodchips/shavings. Average hydraulic conductivity of 8.8-116.2 ft/day in the media. Trench excavated to dry, silty-clay, weathered Dinwoody Formation material to prevent groundwater flow from bypassing under the PRB. Eroded overburden was encountered. Media placed to a depth of 2 ft bgs, covered by non-woven geotextile and 2 ft of Dinwoody Formation material. Infiltration gallery was constructed upgradient to the PRB, and overburden was encountered. Infiltration gallery was overexcavated and compacted Dinwoody Formation materials were used on the base and sidewalls to reduce water contact with the overburden. It was backfilled with coarse drain rock and covered with non-woven geotextile and Dinwoody Formation material. PRB is relatively easy to implement with readily available material and equipment but using the technology to treat seeps or shallow groundwater in close proximity to overburden disposal piles should be approached with caution. The presence of run-of-mine shales in and around excavations contributes to mobilization of unwanted constituents (e.g. arsenic, uranium) | The objectives for the Pilot Study are consistent with the preliminary Remedial Action Objectives (RAOs) for groundwater remedies at Conda. Based on observations from the 2019 and 2020 monitoring, modifications were made to the Pilot Study in fall of 2020. In coordination with the Agencies, it was decided that the modification will require further monitoring in 2021 to fully meet the Pilot Study objectives. 2018-2019 start up period had differing conditions from 2020-2021, and the conditions were not considered representative of long term trends, but reflect the capability of the media to rapidly reach redox and geochemical conditions that facilitate microbially mediated reduction. 2020-2021 are operational conditions. The treatment media contributes to total Ar, Fe and Mn concentrations above the MCLs and drinking water standards. Data indicate that the treatment media in the Seep Treatment Cell and PRB is capable of treating water entering the system with total Se concentrations as high as 6.87 mg/L as well as total Cd concentrations up to 0.00847 mg/L to levels below their respective MCLs. | None, other than those presented elsewhere | Seep treatment cell (STC) pretreatment system influent STC-NES5-IF (upgradient) to STC pretreatment effluent (STC-NES5-EF) (downgradient) is through the central flow path. Data collection for upgradient/downgradient wells is in some instances shifted by 1-2 days. Reporting on effluents from STC-NES5-IF is only considered during the period that effluent from the pretreatment is available for comparison (June 2019-Oct 2021)
Final Treatability Study Findings Report Field-Scale Permeable Reactive Barrier Pilot Study Conda/Woodall Mountain Mine | Conda/Woodall Mountain Mine | IDN001002862 | N/A | N/A | STC-NES5-EF | Former mining site | Permeable reactive barrier (PRB) with seep treatment cell pre-treatment | Passive | Permeable reactive barrier (PRB) | Pre-treatment | Overburden pile in the headwaters areas of Pedro Creek | Y | STC (pretreatment) | Specific technologies not specified. PRB is chemical and microbially mediated processes that reduce selenate to selenite and then selenium. Treatment media includes a carbon source (i.e. woodchips), alfalfa hay, and inert sand. Seep treatment cell is pre-treatment cell with treatment media. | Access to the groundwater table is needed. Trench excavated through water-bearing zones of alluvial deposits and into underlying weathered bedrock. | Pilot | 2018-2021, modifications made in 2019 to address seepage | TOC | Total Organic Carbon | mg/L | N | N/A | [9 empty] | 21 | 3.33 | -530.6306 | 3.72 | 2020 - 2021 Average, from operational period, not whole dataset | Data not provided | Data not provided | 29.1 | 2020 - 2021 Average, from operational period, not whole dataset | Data not provided | Data not provided | Data not provided | Downgradient | 7.22 | 4.99 | mg/L | 21.4 | °C | Data not provided | N/A | Data not provided | N/A | -100.9 | mV | 2828 | µmhos/cm | Turbidity = 47 | NTU | data not provided | data not provided | data not provided | data not provided | data not provided | data not provided | N/A | No groundwater comparison value | No samples were collected at STC-NES5-EF between November 2018 and April 2019. | An insufficient amount of time since completion of the Pilot Study to adequately evaluate lifespan of the treatment media. The change in alkalinity can be used as an indicator of change in the ability of the media to treat selenium. Alkalinity remained relatively similar after 2 years of operation indicating that after 2 years of operation the microbially-mediated chemical reduction of selenium remains similar to the study onset. | Design had insufficient capacity to contain the flux of snow melt in addition to seep water. Soils in the area of the PRB are tight. In the future, when in an layered alluvial system, incorporate a gravel "pressure relief/effluent storage" zone on the downgradient edge to allow for increased ability to receive effluent water and/or flow onto the land surface if capacity is reached. The hydrogeological study was performed during fall low flow conditions as were the excavation and installation of the PRB bench. Additional water zones may be present during different water levels, so future design data collection should include a hydrogeological investigation in the spring to better characterize flux and water bearing zones in the aquifer during high water conditions. The PRB increased Ar, Fe, Mn and Ur due to eroded overburden material in the lenses on the walls of the excavation and from the seep and sedimentation basin sediments transferred to the PRB. Oxidizing conditions favorable to mobilization of Ur exist when ORP is above -200 mV. Bicarbonate that is likely dominant in the near neutral pH conditions in the vicinity of the PRB can enhance Ur mobility. Redox cycling from fluctuating water table can cause Ur mobilization. Heterogeneity of groundwater inflow along the trench, contact with runoff of mine materials, and microbial activity all contribute to factors affecting degree of treatment within the PRB. The incorporation of the Pilot Study into a potential remedy for the Pedro Creek Sub-Basin, at its current scale and in absence of other actions, may require some modifications to facilitate handling of high spring inflows and additional treatment to address the transport of released uranium into the shallow groundwater and surface water. | Operation and maintenance cost, including remote monitoring (e.g., transducers, telemetry, and cameras) and performance monitoring (e.g., sampling, analysis, and reporting), ranges between $20,000 to $40,000 per month. The capital cost for the construction of the PRB and STC was approximately $1.2M including the media, trenching, infiltration gallery, cover, and stormwater controls, or roughly $180/cubic yard of reactive media (1,200 cubic yards for the PRB and 5,500 cubic yards for the STC). | System is seep treatment cell effluent to PRB. Treatment media: 50% granular support media, 12.5% chopped alfalfa hay, 37.5% woodchips/shavings. Average hydraulic conductivity of 8.8-116.2 ft/day in the media. Trench excavated to dry, silty-clay, weathered Dinwoody Formation material to prevent groundwater flow from bypassing under the PRB. Eroded overburden was encountered. Media placed to a depth of 2 ft bgs, covered by non-woven geotextile and 2 ft of Dinwoody Formation material. Infiltration gallery was constructed upgradient to the PRB, and overburden was encountered. Infiltration gallery was overexcavated and compacted Dinwoody Formation materials were used on the base and sidewalls to reduce water contact with the overburden. It was backfilled with coarse drain rock and covered with non-woven geotextile and Dinwoody Formation material. PRB is relatively easy to implement with readily available material and equipment but using the technology to treat seeps or shallow groundwater in close proximity to overburden disposal piles should be approached with caution. The presence of run-of-mine shales in and around excavations contributes to mobilization of unwanted constituents (e.g. arsenic, uranium) | The objectives for the Pilot Study are consistent with the preliminary Remedial Action Objectives (RAOs) for groundwater remedies at Conda. Based on observations from the 2019 and 2020 monitoring, modifications were made to the Pilot Study in fall of 2020. In coordination with the Agencies, it was decided that the modification will require further monitoring in 2021 to fully meet the Pilot Study objectives. 2018-2019 start up period had differing conditions from 2020-2021, and the conditions were not considered representative of long term trends, but reflect the capability of the media to rapidly reach redox and geochemical conditions that facilitate microbially mediated reduction. 2020-2021 are operational conditions. The treatment media contributes to total Ar, Fe and Mn concentrations above the MCLs and drinking water standards. Data indicate that the treatment media in the Seep Treatment Cell and PRB is capable of treating water entering the system with total Se concentrations as high as 6.87 mg/L as well as total Cd concentrations up to 0.00847 mg/L to levels below their respective MCLs. | None, other than those presented elsewhere | Seep treatment cell (STC) pretreatment system influent STC-NES5-IF (upgradient) to STC pretreatment effluent (STC-NES5-EF) (downgradient) is through the central flow path. Data collection for upgradient/downgradient wells is in some instances shifted by 1-2 days. Reporting on effluents from STC-NES5-IF is only considered during the period that effluent from the pretreatment is available for comparison (June 2019-Oct 2021)
Final Treatability Study Findings Report Field-Scale Permeable Reactive Barrier Pilot Study Conda/Woodall Mountain Mine | Conda/Woodall Mountain Mine | IDN001002862 | N/A | N/A | STC-NES5-IF | Former mining site | Permeable reactive barrier (PRB) with seep treatment cell pre-treatment | Passive | Permeable reactive barrier (PRB) | Pre-treatment | Overburden pile in the headwaters areas of Pedro Creek | Y | STC (pretreatment) | Specific technologies not specified. PRB is chemical and microbially mediated processes that reduce selenate to selenite and then selenium. Treatment media includes a carbon source (i.e. woodchips), alfalfa hay, and inert sand. Seep treatment cell is pre-treatment cell with treatment media. | Access to the groundwater table is needed. Trench excavated through water-bearing zones of alluvial deposits and into underlying weathered bedrock. | Pilot | 2018-2021, modifications made in 2019 to address seepage | Total Dissolved Solids | TDS | mg/L | N | N/A | 3830 | 1750 | 54.3081 | [9 empty] | 3207 | 2020 - 2021 Average, from operational period, not whole dataset | Data not provided | Data not provided | 2135 | 2020 - 2021 Average, from operational period, not whole dataset | Data not provided | Data not provided | Data not provided | Upgradient | 6.81 | 4.6 | mg/L | 9.9 | °C | Data not provided | N/A | Data not provided | N/A | 198.5 | mV | 3379 | µmhos/cm | Turbidity = 3.18 | NTU | data not provided | data not provided | data not provided | data not provided | data not provided | data not provided | N | Groundwater Comparison Value: U.S. EPA Secondary Drinking Water Standard 500 mg/L Assessment of treatment goals based on well-specific averages for 2020-2021 | No samples were collected at STC-NES5-EF between November 2018 and April 2019. | An insufficient amount of time since completion of the Pilot Study to adequately evaluate lifespan of the treatment media. The change in alkalinity can be used as an indicator of change in the ability of the media to treat selenium. Alkalinity remained relatively similar after 2 years of operation indicating that after 2 years of operation the microbially-mediated chemical reduction of selenium remains similar to the study onset. | Design had insufficient capacity to contain the flux of snow melt in addition to seep water. Soils in the area of the PRB are tight. In the future, when in an layered alluvial system, incorporate a gravel "pressure relief/effluent storage" zone on the downgradient edge to allow for increased ability to receive effluent water and/or flow onto the land surface if capacity is reached. The hydrogeological study was performed during fall low flow conditions as were the excavation and installation of the PRB bench. Additional water zones may be present during different water levels, so future design data collection should include a hydrogeological investigation in the spring to better characterize flux and water bearing zones in the aquifer during high water conditions. The PRB increased Ar, Fe, Mn and Ur due to eroded overburden material in the lenses on the walls of the excavation and from the seep and sedimentation basin sediments transferred to the PRB. Oxidizing conditions favorable to mobilization of Ur exist when ORP is above -200 mV. Bicarbonate that is likely dominant in the near neutral pH conditions in the vicinity of the PRB can enhance Ur mobility. Redox cycling from fluctuating water table can cause Ur mobilization. Heterogeneity of groundwater inflow along the trench, contact with runoff of mine materials, and microbial activity all contribute to factors affecting degree of treatment within the PRB. The incorporation of the Pilot Study into a potential remedy for the Pedro Creek Sub-Basin, at its current scale and in absence of other actions, may require some modifications to facilitate handling of high spring inflows and additional treatment to address the transport of released uranium into the shallow groundwater and surface water. | Operation and maintenance cost, including remote monitoring (e.g., transducers, telemetry, and cameras) and performance monitoring (e.g., sampling, analysis, and reporting), ranges between $20,000 to $40,000 per month. The capital cost for the construction of the PRB and STC was approximately $1.2M including the media, trenching, infiltration gallery, cover, and stormwater controls, or roughly $180/cubic yard of reactive media (1,200 cubic yards for the PRB and 5,500 cubic yards for the STC). | System is seep treatment cell effluent to PRB. Treatment media: 50% granular support media, 12.5% chopped alfalfa hay, 37.5% woodchips/shavings. Average hydraulic conductivity of 8.8-116.2 ft/day in the media. Trench excavated to dry, silty-clay, weathered Dinwoody Formation material to prevent groundwater flow from bypassing under the PRB. Eroded overburden was encountered. Media placed to a depth of 2 ft bgs, covered by non-woven geotextile and 2 ft of Dinwoody Formation material. Infiltration gallery was constructed upgradient to the PRB, and overburden was encountered. Infiltration gallery was overexcavated and compacted Dinwoody Formation materials were used on the base and sidewalls to reduce water contact with the overburden. It was backfilled with coarse drain rock and covered with non-woven geotextile and Dinwoody Formation material. PRB is relatively easy to implement with readily available material and equipment but using the technology to treat seeps or shallow groundwater in close proximity to overburden disposal piles should be approached with caution. The presence of run-of-mine shales in and around excavations contributes to mobilization of unwanted constituents (e.g. arsenic, uranium) | The objectives for the Pilot Study are consistent with the preliminary Remedial Action Objectives (RAOs) for groundwater remedies at Conda. Based on observations from the 2019 and 2020 monitoring, modifications were made to the Pilot Study in fall of 2020. In coordination with the Agencies, it was decided that the modification will require further monitoring in 2021 to fully meet the Pilot Study objectives. 2018-2019 start up period had differing conditions from 2020-2021, and the conditions were not considered representative of long term trends, but reflect the capability of the media to rapidly reach redox and geochemical conditions that facilitate microbially mediated reduction. 2020-2021 are operational conditions. The treatment media contributes to total Ar, Fe and Mn concentrations above the MCLs and drinking water standards. Data indicate that the treatment media in the Seep Treatment Cell and PRB is capable of treating water entering the system with total Se concentrations as high as 6.87 mg/L as well as total Cd concentrations up to 0.00847 mg/L to levels below their respective MCLs. | None, other than those presented elsewhere | Seep treatment cell (STC) pretreatment system influent STC-NES5-IF (upgradient) to STC pretreatment effluent (STC-NES5-EF) (downgradient) is through the central flow path. Data collection for upgradient/downgradient wells is in some instances shifted by 1-2 days. Reporting on effluents from STC-NES5-IF is only considered during the period that effluent from the pretreatment is available for comparison (June 2019-Oct 2021)
Final Treatability Study Findings Report Field-Scale Permeable Reactive Barrier Pilot Study Conda/Woodall Mountain Mine | Conda/Woodall Mountain Mine | IDN001002862 | N/A | N/A | STC-NES5-IF | Former mining site | Permeable reactive barrier (PRB) with seep treatment cell pre-treatment | Passive | Permeable reactive barrier (PRB) | Pre-treatment | Overburden pile in the headwaters areas of Pedro Creek | Y | STC (pretreatment) | Specific technologies not specified. PRB is chemical and microbially mediated processes that reduce selenate to selenite and then selenium. Treatment media includes a carbon source (i.e. woodchips), alfalfa hay, and inert sand. Seep treatment cell is pre-treatment cell with treatment media. | Access to the groundwater table is needed. Trench excavated through water-bearing zones of alluvial deposits and into underlying weathered bedrock. | Pilot | 2018-2021, modifications made in 2019 to address seepage | Total Dissolved Solids | TDS | mg/L | N | N/A |  |  |  | 2940 | 1970 | 32.9932 | [6 empty] | 3207 | 2020 - 2021 Average, from operational period, not whole dataset | Data not provided | Data not provided | 2135 | 2020 - 2021 Average, from operational period, not whole dataset | Data not provided | Data not provided | Data not provided | Upgradient | 6.49 | 5.06 | mg/L | 12.32 | °C | Data not provided | N/A | Data not provided | N/A | 236.6 | mV | 2655.2 | µmhos/cm | Turbidity = 24.11 | NTU | data not provided | data not provided | data not provided | data not provided | data not provided | data not provided | N | Groundwater Comparison Value: U.S. EPA Secondary Drinking Water Standard 500 mg/L Assessment of treatment goals based on well-specific averages for 2020-2021 | No samples were collected at STC-NES5-EF between November 2018 and April 2019. | An insufficient amount of time since completion of the Pilot Study to adequately evaluate lifespan of the treatment media. The change in alkalinity can be used as an indicator of change in the ability of the media to treat selenium. Alkalinity remained relatively similar after 2 years of operation indicating that after 2 years of operation the microbially-mediated chemical reduction of selenium remains similar to the study onset. | Design had insufficient capacity to contain the flux of snow melt in addition to seep water. Soils in the area of the PRB are tight. In the future, when in an layered alluvial system, incorporate a gravel "pressure relief/effluent storage" zone on the downgradient edge to allow for increased ability to receive effluent water and/or flow onto the land surface if capacity is reached. The hydrogeological study was performed during fall low flow conditions as were the excavation and installation of the PRB bench. Additional water zones may be present during different water levels, so future design data collection should include a hydrogeological investigation in the spring to better characterize flux and water bearing zones in the aquifer during high water conditions. The PRB increased Ar, Fe, Mn and Ur due to eroded overburden material in the lenses on the walls of the excavation and from the seep and sedimentation basin sediments transferred to the PRB. Oxidizing conditions favorable to mobilization of Ur exist when ORP is above -200 mV. Bicarbonate that is likely dominant in the near neutral pH conditions in the vicinity of the PRB can enhance Ur mobility. Redox cycling from fluctuating water table can cause Ur mobilization. Heterogeneity of groundwater inflow along the trench, contact with runoff of mine materials, and microbial activity all contribute to factors affecting degree of treatment within the PRB. The incorporation of the Pilot Study into a potential remedy for the Pedro Creek Sub-Basin, at its current scale and in absence of other actions, may require some modifications to facilitate handling of high spring inflows and additional treatment to address the transport of released uranium into the shallow groundwater and surface water. | Operation and maintenance cost, including remote monitoring (e.g., transducers, telemetry, and cameras) and performance monitoring (e.g., sampling, analysis, and reporting), ranges between $20,000 to $40,000 per month. The capital cost for the construction of the PRB and STC was approximately $1.2M including the media, trenching, infiltration gallery, cover, and stormwater controls, or roughly $180/cubic yard of reactive media (1,200 cubic yards for the PRB and 5,500 cubic yards for the STC). | System is seep treatment cell effluent to PRB. Treatment media: 50% granular support media, 12.5% chopped alfalfa hay, 37.5% woodchips/shavings. Average hydraulic conductivity of 8.8-116.2 ft/day in the media. Trench excavated to dry, silty-clay, weathered Dinwoody Formation material to prevent groundwater flow from bypassing under the PRB. Eroded overburden was encountered. Media placed to a depth of 2 ft bgs, covered by non-woven geotextile and 2 ft of Dinwoody Formation material. Infiltration gallery was constructed upgradient to the PRB, and overburden was encountered. Infiltration gallery was overexcavated and compacted Dinwoody Formation materials were used on the base and sidewalls to reduce water contact with the overburden. It was backfilled with coarse drain rock and covered with non-woven geotextile and Dinwoody Formation material. PRB is relatively easy to implement with readily available material and equipment but using the technology to treat seeps or shallow groundwater in close proximity to overburden disposal piles should be approached with caution. The presence of run-of-mine shales in and around excavations contributes to mobilization of unwanted constituents (e.g. arsenic, uranium) | The objectives for the Pilot Study are consistent with the preliminary Remedial Action Objectives (RAOs) for groundwater remedies at Conda. Based on observations from the 2019 and 2020 monitoring, modifications were made to the Pilot Study in fall of 2020. In coordination with the Agencies, it was decided that the modification will require further monitoring in 2021 to fully meet the Pilot Study objectives. 2018-2019 start up period had differing conditions from 2020-2021, and the conditions were not considered representative of long term trends, but reflect the capability of the media to rapidly reach redox and geochemical conditions that facilitate microbially mediated reduction. 2020-2021 are operational conditions. The treatment media contributes to total Ar, Fe and Mn concentrations above the MCLs and drinking water standards. Data indicate that the treatment media in the Seep Treatment Cell and PRB is capable of treating water entering the system with total Se concentrations as high as 6.87 mg/L as well as total Cd concentrations up to 0.00847 mg/L to levels below their respective MCLs. | None, other than those presented elsewhere | Seep treatment cell (STC) pretreatment system influent STC-NES5-IF (upgradient) to STC pretreatment effluent (STC-NES5-EF) (downgradient) is through the central flow path. Data collection for upgradient/downgradient wells is in some instances shifted by 1-2 days. Reporting on effluents from STC-NES5-IF is only considered during the period that effluent from the pretreatment is available for comparison (June 2019-Oct 2021)
Final Treatability Study Findings Report Field-Scale Permeable Reactive Barrier Pilot Study Conda/Woodall Mountain Mine | Conda/Woodall Mountain Mine | IDN001002862 | N/A | N/A | STC-NES5-EF | Former mining site | Permeable reactive barrier (PRB) with seep treatment cell pre-treatment | Passive | Permeable reactive barrier (PRB) | Pre-treatment | Overburden pile in the headwaters areas of Pedro Creek | Y | STC (pretreatment) | Specific technologies not specified. PRB is chemical and microbially mediated processes that reduce selenate to selenite and then selenium. Treatment media includes a carbon source (i.e. woodchips), alfalfa hay, and inert sand. Seep treatment cell is pre-treatment cell with treatment media. | Access to the groundwater table is needed. Trench excavated through water-bearing zones of alluvial deposits and into underlying weathered bedrock. | Pilot | 2018-2021, modifications made in 2019 to address seepage | Total Dissolved Solids | TDS | mg/L | N | N/A | [6 empty] | 2940 | 3260 | 9.816 |  |  |  | 3207 | 2020 - 2021 Average, from operational period, not whole dataset | Data not provided | Data not provided | 2135 | 2020 - 2021 Average, from operational period, not whole dataset | Data not provided | Data not provided | Data not provided | Downgradient | 6.67 | 4.08 | mg/L | 11.5 | °C | Data not provided | N/A | Data not provided | N/A | -76.5 | mV | 3328 | µmhos/cm | Turbidity = 205 | NTU | data not provided | data not provided | data not provided | data not provided | data not provided | data not provided | N | Groundwater Comparison Value: U.S. EPA Secondary Drinking Water Standard 500 mg/L Assessment of treatment goals based on well-specific averages for 2020-2021 | No samples were collected at STC-NES5-EF between November 2018 and April 2019. | An insufficient amount of time since completion of the Pilot Study to adequately evaluate lifespan of the treatment media. The change in alkalinity can be used as an indicator of change in the ability of the media to treat selenium. Alkalinity remained relatively similar after 2 years of operation indicating that after 2 years of operation the microbially-mediated chemical reduction of selenium remains similar to the study onset. | Design had insufficient capacity to contain the flux of snow melt in addition to seep water. Soils in the area of the PRB are tight. In the future, when in an layered alluvial system, incorporate a gravel "pressure relief/effluent storage" zone on the downgradient edge to allow for increased ability to receive effluent water and/or flow onto the land surface if capacity is reached. The hydrogeological study was performed during fall low flow conditions as were the excavation and installation of the PRB bench. Additional water zones may be present during different water levels, so future design data collection should include a hydrogeological investigation in the spring to better characterize flux and water bearing zones in the aquifer during high water conditions. The PRB increased Ar, Fe, Mn and Ur due to eroded overburden material in the lenses on the walls of the excavation and from the seep and sedimentation basin sediments transferred to the PRB. Oxidizing conditions favorable to mobilization of Ur exist when ORP is above -200 mV. Bicarbonate that is likely dominant in the near neutral pH conditions in the vicinity of the PRB can enhance Ur mobility. Redox cycling from fluctuating water table can cause Ur mobilization. Heterogeneity of groundwater inflow along the trench, contact with runoff of mine materials, and microbial activity all contribute to factors affecting degree of treatment within the PRB. The incorporation of the Pilot Study into a potential remedy for the Pedro Creek Sub-Basin, at its current scale and in absence of other actions, may require some modifications to facilitate handling of high spring inflows and additional treatment to address the transport of released uranium into the shallow groundwater and surface water. | Operation and maintenance cost, including remote monitoring (e.g., transducers, telemetry, and cameras) and performance monitoring (e.g., sampling, analysis, and reporting), ranges between $20,000 to $40,000 per month. The capital cost for the construction of the PRB and STC was approximately $1.2M including the media, trenching, infiltration gallery, cover, and stormwater controls, or roughly $180/cubic yard of reactive media (1,200 cubic yards for the PRB and 5,500 cubic yards for the STC). | System is seep treatment cell effluent to PRB. Treatment media: 50% granular support media, 12.5% chopped alfalfa hay, 37.5% woodchips/shavings. Average hydraulic conductivity of 8.8-116.2 ft/day in the media. Trench excavated to dry, silty-clay, weathered Dinwoody Formation material to prevent groundwater flow from bypassing under the PRB. Eroded overburden was encountered. Media placed to a depth of 2 ft bgs, covered by non-woven geotextile and 2 ft of Dinwoody Formation material. Infiltration gallery was constructed upgradient to the PRB, and overburden was encountered. Infiltration gallery was overexcavated and compacted Dinwoody Formation materials were used on the base and sidewalls to reduce water contact with the overburden. It was backfilled with coarse drain rock and covered with non-woven geotextile and Dinwoody Formation material. PRB is relatively easy to implement with readily available material and equipment but using the technology to treat seeps or shallow groundwater in close proximity to overburden disposal piles should be approached with caution. The presence of run-of-mine shales in and around excavations contributes to mobilization of unwanted constituents (e.g. arsenic, uranium) | The objectives for the Pilot Study are consistent with the preliminary Remedial Action Objectives (RAOs) for groundwater remedies at Conda. Based on observations from the 2019 and 2020 monitoring, modifications were made to the Pilot Study in fall of 2020. In coordination with the Agencies, it was decided that the modification will require further monitoring in 2021 to fully meet the Pilot Study objectives. 2018-2019 start up period had differing conditions from 2020-2021, and the conditions were not considered representative of long term trends, but reflect the capability of the media to rapidly reach redox and geochemical conditions that facilitate microbially mediated reduction. 2020-2021 are operational conditions. The treatment media contributes to total Ar, Fe and Mn concentrations above the MCLs and drinking water standards. Data indicate that the treatment media in the Seep Treatment Cell and PRB is capable of treating water entering the system with total Se concentrations as high as 6.87 mg/L as well as total Cd concentrations up to 0.00847 mg/L to levels below their respective MCLs. | None, other than those presented elsewhere | Seep treatment cell (STC) pretreatment system influent STC-NES5-IF (upgradient) to STC pretreatment effluent (STC-NES5-EF) (downgradient) is through the central flow path. Data collection for upgradient/downgradient wells is in some instances shifted by 1-2 days. Reporting on effluents from STC-NES5-IF is only considered during the period that effluent from the pretreatment is available for comparison (June 2019-Oct 2021)
Final Treatability Study Findings Report Field-Scale Permeable Reactive Barrier Pilot Study Conda/Woodall Mountain Mine | Conda/Woodall Mountain Mine | IDN001002862 | N/A | N/A | STC-NES5-EF | Former mining site | Permeable reactive barrier (PRB) with seep treatment cell pre-treatment | Passive | Permeable reactive barrier (PRB) | Pre-treatment | Overburden pile in the headwaters areas of Pedro Creek | Y | STC (pretreatment) | Specific technologies not specified. PRB is chemical and microbially mediated processes that reduce selenate to selenite and then selenium. Treatment media includes a carbon source (i.e. woodchips), alfalfa hay, and inert sand. Seep treatment cell is pre-treatment cell with treatment media. | Access to the groundwater table is needed. Trench excavated through water-bearing zones of alluvial deposits and into underlying weathered bedrock. | Pilot | 2018-2021, modifications made in 2019 to address seepage | Total Dissolved Solids | TDS | mg/L | N | N/A | [9 empty] | 1320 | 3100 | 57.4194 | 3207 | 2020 - 2021 Average, from operational period, not whole dataset | Data not provided | Data not provided | 2135 | 2020 - 2021 Average, from operational period, not whole dataset | Data not provided | Data not provided | Data not provided | Downgradient | 7.01 | 1.51 | mg/L | 11.2 | °C | Data not provided | N/A | Data not provided | N/A | -122.6 | mV | 2067 | µmhos/cm | Turbidity = 225.61 | NTU | data not provided | data not provided | data not provided | data not provided | data not provided | data not provided | N | Groundwater Comparison Value: U.S. EPA Secondary Drinking Water Standard 500 mg/L Assessment of treatment goals based on well-specific averages for 2020-2021 | No samples were collected at STC-NES5-EF between November 2018 and April 2019. | An insufficient amount of time since completion of the Pilot Study to adequately evaluate lifespan of the treatment media. The change in alkalinity can be used as an indicator of change in the ability of the media to treat selenium. Alkalinity remained relatively similar after 2 years of operation indicating that after 2 years of operation the microbially-mediated chemical reduction of selenium remains similar to the study onset. | Design had insufficient capacity to contain the flux of snow melt in addition to seep water. Soils in the area of the PRB are tight. In the future, when in an layered alluvial system, incorporate a gravel "pressure relief/effluent storage" zone on the downgradient edge to allow for increased ability to receive effluent water and/or flow onto the land surface if capacity is reached. The hydrogeological study was performed during fall low flow conditions as were the excavation and installation of the PRB bench. Additional water zones may be present during different water levels, so future design data collection should include a hydrogeological investigation in the spring to better characterize flux and water bearing zones in the aquifer during high water conditions. The PRB increased Ar, Fe, Mn and Ur due to eroded overburden material in the lenses on the walls of the excavation and from the seep and sedimentation basin sediments transferred to the PRB. Oxidizing conditions favorable to mobilization of Ur exist when ORP is above -200 mV. Bicarbonate that is likely dominant in the near neutral pH conditions in the vicinity of the PRB can enhance Ur mobility. Redox cycling from fluctuating water table can cause Ur mobilization. Heterogeneity of groundwater inflow along the trench, contact with runoff of mine materials, and microbial activity all contribute to factors affecting degree of treatment within the PRB. The incorporation of the Pilot Study into a potential remedy for the Pedro Creek Sub-Basin, at its current scale and in absence of other actions, may require some modifications to facilitate handling of high spring inflows and additional treatment to address the transport of released uranium into the shallow groundwater and surface water. | Operation and maintenance cost, including remote monitoring (e.g., transducers, telemetry, and cameras) and performance monitoring (e.g., sampling, analysis, and reporting), ranges between $20,000 to $40,000 per month. The capital cost for the construction of the PRB and STC was approximately $1.2M including the media, trenching, infiltration gallery, cover, and stormwater controls, or roughly $180/cubic yard of reactive media (1,200 cubic yards for the PRB and 5,500 cubic yards for the STC). | System is seep treatment cell effluent to PRB. Treatment media: 50% granular support media, 12.5% chopped alfalfa hay, 37.5% woodchips/shavings. Average hydraulic conductivity of 8.8-116.2 ft/day in the media. Trench excavated to dry, silty-clay, weathered Dinwoody Formation material to prevent groundwater flow from bypassing under the PRB. Eroded overburden was encountered. Media placed to a depth of 2 ft bgs, covered by non-woven geotextile and 2 ft of Dinwoody Formation material. Infiltration gallery was constructed upgradient to the PRB, and overburden was encountered. Infiltration gallery was overexcavated and compacted Dinwoody Formation materials were used on the base and sidewalls to reduce water contact with the overburden. It was backfilled with coarse drain rock and covered with non-woven geotextile and Dinwoody Formation material. PRB is relatively easy to implement with readily available material and equipment but using the technology to treat seeps or shallow groundwater in close proximity to overburden disposal piles should be approached with caution. The presence of run-of-mine shales in and around excavations contributes to mobilization of unwanted constituents (e.g. arsenic, uranium) | The objectives for the Pilot Study are consistent with the preliminary Remedial Action Objectives (RAOs) for groundwater remedies at Conda. Based on observations from the 2019 and 2020 monitoring, modifications were made to the Pilot Study in fall of 2020. In coordination with the Agencies, it was decided that the modification will require further monitoring in 2021 to fully meet the Pilot Study objectives. 2018-2019 start up period had differing conditions from 2020-2021, and the conditions were not considered representative of long term trends, but reflect the capability of the media to rapidly reach redox and geochemical conditions that facilitate microbially mediated reduction. 2020-2021 are operational conditions. The treatment media contributes to total Ar, Fe and Mn concentrations above the MCLs and drinking water standards. Data indicate that the treatment media in the Seep Treatment Cell and PRB is capable of treating water entering the system with total Se concentrations as high as 6.87 mg/L as well as total Cd concentrations up to 0.00847 mg/L to levels below their respective MCLs. | None, other than those presented elsewhere | Seep treatment cell (STC) pretreatment system influent STC-NES5-IF (upgradient) to STC pretreatment effluent (STC-NES5-EF) (downgradient) is through the central flow path. Data collection for upgradient/downgradient wells is in some instances shifted by 1-2 days. Reporting on effluents from STC-NES5-IF is only considered during the period that effluent from the pretreatment is available for comparison (June 2019-Oct 2021)
Final Treatability Study Findings Report Field-Scale Permeable Reactive Barrier Pilot Study Conda/Woodall Mountain Mine | Conda/Woodall Mountain Mine | IDN001002862 | N/A | N/A | STC-NES5-IF | Former mining site | Permeable reactive barrier (PRB) with seep treatment cell pre-treatment | Passive | Permeable reactive barrier (PRB) | Pre-treatment | Overburden pile in the headwaters areas of Pedro Creek | Y | STC (pretreatment) | Specific technologies not specified. PRB is chemical and microbially mediated processes that reduce selenate to selenite and then selenium. Treatment media includes a carbon source (i.e. woodchips), alfalfa hay, and inert sand. Seep treatment cell is pre-treatment cell with treatment media. | Access to the groundwater table is needed. Trench excavated through water-bearing zones of alluvial deposits and into underlying weathered bedrock. | Pilot | 2018-2021, modifications made in 2019 to address seepage | Total Suspended Solids | TSS | mg/L | N | N/A | 215 | 43 | 80 | [9 empty] | 79 | 2020 - 2021 Average, from operational period, not whole dataset | Data not provided | Data not provided | 30 | 2020 - 2021 Average, from operational period, not whole dataset | Data not provided | Data not provided | Data not provided | Upgradient | 6.96 | 4.51 | mg/L | 10.4 | °C | Data not provided | N/A | Data not provided | N/A | -68.2 | mV | 3089 | µmhos/cm | Turbidity = 187 | NTU | data not provided | data not provided | data not provided | data not provided | data not provided | data not provided | N/A | No groundwater comparison value | No samples were collected at STC-NES5-EF between November 2018 and April 2019. | An insufficient amount of time since completion of the Pilot Study to adequately evaluate lifespan of the treatment media. The change in alkalinity can be used as an indicator of change in the ability of the media to treat selenium. Alkalinity remained relatively similar after 2 years of operation indicating that after 2 years of operation the microbially-mediated chemical reduction of selenium remains similar to the study onset. | Design had insufficient capacity to contain the flux of snow melt in addition to seep water. Soils in the area of the PRB are tight. In the future, when in an layered alluvial system, incorporate a gravel "pressure relief/effluent storage" zone on the downgradient edge to allow for increased ability to receive effluent water and/or flow onto the land surface if capacity is reached. The hydrogeological study was performed during fall low flow conditions as were the excavation and installation of the PRB bench. Additional water zones may be present during different water levels, so future design data collection should include a hydrogeological investigation in the spring to better characterize flux and water bearing zones in the aquifer during high water conditions. The PRB increased Ar, Fe, Mn and Ur due to eroded overburden material in the lenses on the walls of the excavation and from the seep and sedimentation basin sediments transferred to the PRB. Oxidizing conditions favorable to mobilization of Ur exist when ORP is above -200 mV. Bicarbonate that is likely dominant in the near neutral pH conditions in the vicinity of the PRB can enhance Ur mobility. Redox cycling from fluctuating water table can cause Ur mobilization. Heterogeneity of groundwater inflow along the trench, contact with runoff of mine materials, and microbial activity all contribute to factors affecting degree of treatment within the PRB. The incorporation of the Pilot Study into a potential remedy for the Pedro Creek Sub-Basin, at its current scale and in absence of other actions, may require some modifications to facilitate handling of high spring inflows and additional treatment to address the transport of released uranium into the shallow groundwater and surface water. | Operation and maintenance cost, including remote monitoring (e.g., transducers, telemetry, and cameras) and performance monitoring (e.g., sampling, analysis, and reporting), ranges between $20,000 to $40,000 per month. The capital cost for the construction of the PRB and STC was approximately $1.2M including the media, trenching, infiltration gallery, cover, and stormwater controls, or roughly $180/cubic yard of reactive media (1,200 cubic yards for the PRB and 5,500 cubic yards for the STC). | System is seep treatment cell effluent to PRB. Treatment media: 50% granular support media, 12.5% chopped alfalfa hay, 37.5% woodchips/shavings. Average hydraulic conductivity of 8.8-116.2 ft/day in the media. Trench excavated to dry, silty-clay, weathered Dinwoody Formation material to prevent groundwater flow from bypassing under the PRB. Eroded overburden was encountered. Media placed to a depth of 2 ft bgs, covered by non-woven geotextile and 2 ft of Dinwoody Formation material. Infiltration gallery was constructed upgradient to the PRB, and overburden was encountered. Infiltration gallery was overexcavated and compacted Dinwoody Formation materials were used on the base and sidewalls to reduce water contact with the overburden. It was backfilled with coarse drain rock and covered with non-woven geotextile and Dinwoody Formation material. PRB is relatively easy to implement with readily available material and equipment but using the technology to treat seeps or shallow groundwater in close proximity to overburden disposal piles should be approached with caution. The presence of run-of-mine shales in and around excavations contributes to mobilization of unwanted constituents (e.g. arsenic, uranium) | The objectives for the Pilot Study are consistent with the preliminary Remedial Action Objectives (RAOs) for groundwater remedies at Conda. Based on observations from the 2019 and 2020 monitoring, modifications were made to the Pilot Study in fall of 2020. In coordination with the Agencies, it was decided that the modification will require further monitoring in 2021 to fully meet the Pilot Study objectives. 2018-2019 start up period had differing conditions from 2020-2021, and the conditions were not considered representative of long term trends, but reflect the capability of the media to rapidly reach redox and geochemical conditions that facilitate microbially mediated reduction. 2020-2021 are operational conditions. The treatment media contributes to total Ar, Fe and Mn concentrations above the MCLs and drinking water standards. Data indicate that the treatment media in the Seep Treatment Cell and PRB is capable of treating water entering the system with total Se concentrations as high as 6.87 mg/L as well as total Cd concentrations up to 0.00847 mg/L to levels below their respective MCLs. | None, other than those presented elsewhere | Seep treatment cell (STC) pretreatment system influent STC-NES5-IF (upgradient) to STC pretreatment effluent (STC-NES5-EF) (downgradient) is through the central flow path. Data collection for upgradient/downgradient wells is in some instances shifted by 1-2 days. Reporting on effluents from STC-NES5-IF is only considered during the period that effluent from the pretreatment is available for comparison (June 2019-Oct 2021)
Final Treatability Study Findings Report Field-Scale Permeable Reactive Barrier Pilot Study Conda/Woodall Mountain Mine | Conda/Woodall Mountain Mine | IDN001002862 | N/A | N/A | STC-NES5-IF | Former mining site | Permeable reactive barrier (PRB) with seep treatment cell pre-treatment | Passive | Permeable reactive barrier (PRB) | Pre-treatment | Overburden pile in the headwaters areas of Pedro Creek | Y | STC (pretreatment) | Specific technologies not specified. PRB is chemical and microbially mediated processes that reduce selenate to selenite and then selenium. Treatment media includes a carbon source (i.e. woodchips), alfalfa hay, and inert sand. Seep treatment cell is pre-treatment cell with treatment media. | Access to the groundwater table is needed. Trench excavated through water-bearing zones of alluvial deposits and into underlying weathered bedrock. | Pilot | 2018-2021, modifications made in 2019 to address seepage | Total Suspended Solids | TSS | mg/L | N | N/A |  |  |  | ND | 16.4 | Not Applicable | [6 empty] | 79 | 2020 - 2021 Average, from operational period, not whole dataset | Data not provided | Data not provided | 30 | 2020 - 2021 Average, from operational period, not whole dataset | Data not provided | Data not provided | Data not provided | Upgradient | 6.73 | 2.75 | mg/L | 10.1 | °C | Data not provided | N/A | Data not provided | N/A | 90.5 | mV | 3217 | µmhos/cm | Turbidity = 11.41 | NTU | data not provided | data not provided | data not provided | data not provided | data not provided | data not provided | N/A | No groundwater comparison value | No samples were collected at STC-NES5-EF between November 2018 and April 2019. | An insufficient amount of time since completion of the Pilot Study to adequately evaluate lifespan of the treatment media. The change in alkalinity can be used as an indicator of change in the ability of the media to treat selenium. Alkalinity remained relatively similar after 2 years of operation indicating that after 2 years of operation the microbially-mediated chemical reduction of selenium remains similar to the study onset. | Design had insufficient capacity to contain the flux of snow melt in addition to seep water. Soils in the area of the PRB are tight. In the future, when in an layered alluvial system, incorporate a gravel "pressure relief/effluent storage" zone on the downgradient edge to allow for increased ability to receive effluent water and/or flow onto the land surface if capacity is reached. The hydrogeological study was performed during fall low flow conditions as were the excavation and installation of the PRB bench. Additional water zones may be present during different water levels, so future design data collection should include a hydrogeological investigation in the spring to better characterize flux and water bearing zones in the aquifer during high water conditions. The PRB increased Ar, Fe, Mn and Ur due to eroded overburden material in the lenses on the walls of the excavation and from the seep and sedimentation basin sediments transferred to the PRB. Oxidizing conditions favorable to mobilization of Ur exist when ORP is above -200 mV. Bicarbonate that is likely dominant in the near neutral pH conditions in the vicinity of the PRB can enhance Ur mobility. Redox cycling from fluctuating water table can cause Ur mobilization. Heterogeneity of groundwater inflow along the trench, contact with runoff of mine materials, and microbial activity all contribute to factors affecting degree of treatment within the PRB. The incorporation of the Pilot Study into a potential remedy for the Pedro Creek Sub-Basin, at its current scale and in absence of other actions, may require some modifications to facilitate handling of high spring inflows and additional treatment to address the transport of released uranium into the shallow groundwater and surface water. | Operation and maintenance cost, including remote monitoring (e.g., transducers, telemetry, and cameras) and performance monitoring (e.g., sampling, analysis, and reporting), ranges between $20,000 to $40,000 per month. The capital cost for the construction of the PRB and STC was approximately $1.2M including the media, trenching, infiltration gallery, cover, and stormwater controls, or roughly $180/cubic yard of reactive media (1,200 cubic yards for the PRB and 5,500 cubic yards for the STC). | System is seep treatment cell effluent to PRB. Treatment media: 50% granular support media, 12.5% chopped alfalfa hay, 37.5% woodchips/shavings. Average hydraulic conductivity of 8.8-116.2 ft/day in the media. Trench excavated to dry, silty-clay, weathered Dinwoody Formation material to prevent groundwater flow from bypassing under the PRB. Eroded overburden was encountered. Media placed to a depth of 2 ft bgs, covered by non-woven geotextile and 2 ft of Dinwoody Formation material. Infiltration gallery was constructed upgradient to the PRB, and overburden was encountered. Infiltration gallery was overexcavated and compacted Dinwoody Formation materials were used on the base and sidewalls to reduce water contact with the overburden. It was backfilled with coarse drain rock and covered with non-woven geotextile and Dinwoody Formation material. PRB is relatively easy to implement with readily available material and equipment but using the technology to treat seeps or shallow groundwater in close proximity to overburden disposal piles should be approached with caution. The presence of run-of-mine shales in and around excavations contributes to mobilization of unwanted constituents (e.g. arsenic, uranium) | The objectives for the Pilot Study are consistent with the preliminary Remedial Action Objectives (RAOs) for groundwater remedies at Conda. Based on observations from the 2019 and 2020 monitoring, modifications were made to the Pilot Study in fall of 2020. In coordination with the Agencies, it was decided that the modification will require further monitoring in 2021 to fully meet the Pilot Study objectives. 2018-2019 start up period had differing conditions from 2020-2021, and the conditions were not considered representative of long term trends, but reflect the capability of the media to rapidly reach redox and geochemical conditions that facilitate microbially mediated reduction. 2020-2021 are operational conditions. The treatment media contributes to total Ar, Fe and Mn concentrations above the MCLs and drinking water standards. Data indicate that the treatment media in the Seep Treatment Cell and PRB is capable of treating water entering the system with total Se concentrations as high as 6.87 mg/L as well as total Cd concentrations up to 0.00847 mg/L to levels below their respective MCLs. | None, other than those presented elsewhere | Seep treatment cell (STC) pretreatment system influent STC-NES5-IF (upgradient) to STC pretreatment effluent (STC-NES5-EF) (downgradient) is through the central flow path. Data collection for upgradient/downgradient wells is in some instances shifted by 1-2 days. Reporting on effluents from STC-NES5-IF is only considered during the period that effluent from the pretreatment is available for comparison (June 2019-Oct 2021). ND = Non detect. ND value is 5 mg/L/
Final Treatability Study Findings Report Field-Scale Permeable Reactive Barrier Pilot Study Conda/Woodall Mountain Mine | Conda/Woodall Mountain Mine | IDN001002862 | N/A | N/A | STC-NES5-EF | Former mining site | Permeable reactive barrier (PRB) with seep treatment cell pre-treatment | Passive | Permeable reactive barrier (PRB) | Pre-treatment | Overburden pile in the headwaters areas of Pedro Creek | Y | STC (pretreatment) | Specific technologies not specified. PRB is chemical and microbially mediated processes that reduce selenate to selenite and then selenium. Treatment media includes a carbon source (i.e. woodchips), alfalfa hay, and inert sand. Seep treatment cell is pre-treatment cell with treatment media. | Access to the groundwater table is needed. Trench excavated through water-bearing zones of alluvial deposits and into underlying weathered bedrock. | Pilot | 2018-2021, modifications made in 2019 to address seepage | Total Suspended Solids | TSS | mg/L | N | N/A | [6 empty] | 1220 | 15 | -8033.3333 |  |  |  | 79 | 2020 - 2021 Average, from operational period, not whole dataset | Data not provided | Data not provided | 30 | 2020 - 2021 Average, from operational period, not whole dataset | Data not provided | Data not provided | Data not provided | Downgradient | 7.43 | 0 | mg/L | 18.79 | °C | Data not provided | N/A | Data not provided | N/A | -179.8 | mV | 2753.4 | µmhos/cm | None | N/A | data not provided | data not provided | data not provided | data not provided | data not provided | data not provided | N/A | No groundwater comparison value | No samples were collected at STC-NES5-EF between November 2018 and April 2019. | An insufficient amount of time since completion of the Pilot Study to adequately evaluate lifespan of the treatment media. The change in alkalinity can be used as an indicator of change in the ability of the media to treat selenium. Alkalinity remained relatively similar after 2 years of operation indicating that after 2 years of operation the microbially-mediated chemical reduction of selenium remains similar to the study onset. | Design had insufficient capacity to contain the flux of snow melt in addition to seep water. Soils in the area of the PRB are tight. In the future, when in an layered alluvial system, incorporate a gravel "pressure relief/effluent storage" zone on the downgradient edge to allow for increased ability to receive effluent water and/or flow onto the land surface if capacity is reached. The hydrogeological study was performed during fall low flow conditions as were the excavation and installation of the PRB bench. Additional water zones may be present during different water levels, so future design data collection should include a hydrogeological investigation in the spring to better characterize flux and water bearing zones in the aquifer during high water conditions. The PRB increased Ar, Fe, Mn and Ur due to eroded overburden material in the lenses on the walls of the excavation and from the seep and sedimentation basin sediments transferred to the PRB. Oxidizing conditions favorable to mobilization of Ur exist when ORP is above -200 mV. Bicarbonate that is likely dominant in the near neutral pH conditions in the vicinity of the PRB can enhance Ur mobility. Redox cycling from fluctuating water table can cause Ur mobilization. Heterogeneity of groundwater inflow along the trench, contact with runoff of mine materials, and microbial activity all contribute to factors affecting degree of treatment within the PRB. The incorporation of the Pilot Study into a potential remedy for the Pedro Creek Sub-Basin, at its current scale and in absence of other actions, may require some modifications to facilitate handling of high spring inflows and additional treatment to address the transport of released uranium into the shallow groundwater and surface water. | Operation and maintenance cost, including remote monitoring (e.g., transducers, telemetry, and cameras) and performance monitoring (e.g., sampling, analysis, and reporting), ranges between $20,000 to $40,000 per month. The capital cost for the construction of the PRB and STC was approximately $1.2M including the media, trenching, infiltration gallery, cover, and stormwater controls, or roughly $180/cubic yard of reactive media (1,200 cubic yards for the PRB and 5,500 cubic yards for the STC). | System is seep treatment cell effluent to PRB. Treatment media: 50% granular support media, 12.5% chopped alfalfa hay, 37.5% woodchips/shavings. Average hydraulic conductivity of 8.8-116.2 ft/day in the media. Trench excavated to dry, silty-clay, weathered Dinwoody Formation material to prevent groundwater flow from bypassing under the PRB. Eroded overburden was encountered. Media placed to a depth of 2 ft bgs, covered by non-woven geotextile and 2 ft of Dinwoody Formation material. Infiltration gallery was constructed upgradient to the PRB, and overburden was encountered. Infiltration gallery was overexcavated and compacted Dinwoody Formation materials were used on the base and sidewalls to reduce water contact with the overburden. It was backfilled with coarse drain rock and covered with non-woven geotextile and Dinwoody Formation material. PRB is relatively easy to implement with readily available material and equipment but using the technology to treat seeps or shallow groundwater in close proximity to overburden disposal piles should be approached with caution. The presence of run-of-mine shales in and around excavations contributes to mobilization of unwanted constituents (e.g. arsenic, uranium) | The objectives for the Pilot Study are consistent with the preliminary Remedial Action Objectives (RAOs) for groundwater remedies at Conda. Based on observations from the 2019 and 2020 monitoring, modifications were made to the Pilot Study in fall of 2020. In coordination with the Agencies, it was decided that the modification will require further monitoring in 2021 to fully meet the Pilot Study objectives. 2018-2019 start up period had differing conditions from 2020-2021, and the conditions were not considered representative of long term trends, but reflect the capability of the media to rapidly reach redox and geochemical conditions that facilitate microbially mediated reduction. 2020-2021 are operational conditions. The treatment media contributes to total Ar, Fe and Mn concentrations above the MCLs and drinking water standards. Data indicate that the treatment media in the Seep Treatment Cell and PRB is capable of treating water entering the system with total Se concentrations as high as 6.87 mg/L as well as total Cd concentrations up to 0.00847 mg/L to levels below their respective MCLs. | None, other than those presented elsewhere | Seep treatment cell (STC) pretreatment system influent STC-NES5-IF (upgradient) to STC pretreatment effluent (STC-NES5-EF) (downgradient) is through the central flow path. Data collection for upgradient/downgradient wells is in some instances shifted by 1-2 days. Reporting on effluents from STC-NES5-IF is only considered during the period that effluent from the pretreatment is available for comparison (June 2019-Oct 2021)
Final Treatability Study Findings Report Field-Scale Permeable Reactive Barrier Pilot Study Conda/Woodall Mountain Mine | Conda/Woodall Mountain Mine | IDN001002862 | N/A | N/A | STC-NES5-EF | Former mining site | Permeable reactive barrier (PRB) with seep treatment cell pre-treatment | Passive | Permeable reactive barrier (PRB) | Pre-treatment | Overburden pile in the headwaters areas of Pedro Creek | Y | STC (pretreatment) | Specific technologies not specified. PRB is chemical and microbially mediated processes that reduce selenate to selenite and then selenium. Treatment media includes a carbon source (i.e. woodchips), alfalfa hay, and inert sand. Seep treatment cell is pre-treatment cell with treatment media. | Access to the groundwater table is needed. Trench excavated through water-bearing zones of alluvial deposits and into underlying weathered bedrock. | Pilot | 2018-2021, modifications made in 2019 to address seepage | Total Suspended Solids | TSS | mg/L | N | N/A | [9 empty] | ND | 7 | 57.1429 | 79 | 2020 - 2021 Average, from operational period, not whole dataset | Data not provided | Data not provided | 30 | 2020 - 2021 Average, from operational period, not whole dataset | Data not provided | Data not provided | Data not provided | Downgradient | 7.43 | 5.54 | mg/L | 6.5 | °C | Data not provided | N/A | Data not provided | N/A | -103.1 | mV | 2831 | µmhos/cm | Turbidity = 55.11 | NTU | data not provided | data not provided | data not provided | data not provided | data not provided | data not provided | N/A | No groundwater comparison value | No samples were collected at STC-NES5-EF between November 2018 and April 2019. | An insufficient amount of time since completion of the Pilot Study to adequately evaluate lifespan of the treatment media. The change in alkalinity can be used as an indicator of change in the ability of the media to treat selenium. Alkalinity remained relatively similar after 2 years of operation indicating that after 2 years of operation the microbially-mediated chemical reduction of selenium remains similar to the study onset. | Design had insufficient capacity to contain the flux of snow melt in addition to seep water. Soils in the area of the PRB are tight. In the future, when in an layered alluvial system, incorporate a gravel "pressure relief/effluent storage" zone on the downgradient edge to allow for increased ability to receive effluent water and/or flow onto the land surface if capacity is reached. The hydrogeological study was performed during fall low flow conditions as were the excavation and installation of the PRB bench. Additional water zones may be present during different water levels, so future design data collection should include a hydrogeological investigation in the spring to better characterize flux and water bearing zones in the aquifer during high water conditions. The PRB increased Ar, Fe, Mn and Ur due to eroded overburden material in the lenses on the walls of the excavation and from the seep and sedimentation basin sediments transferred to the PRB. Oxidizing conditions favorable to mobilization of Ur exist when ORP is above -200 mV. Bicarbonate that is likely dominant in the near neutral pH conditions in the vicinity of the PRB can enhance Ur mobility. Redox cycling from fluctuating water table can cause Ur mobilization. Heterogeneity of groundwater inflow along the trench, contact with runoff of mine materials, and microbial activity all contribute to factors affecting degree of treatment within the PRB. The incorporation of the Pilot Study into a potential remedy for the Pedro Creek Sub-Basin, at its current scale and in absence of other actions, may require some modifications to facilitate handling of high spring inflows and additional treatment to address the transport of released uranium into the shallow groundwater and surface water. | Operation and maintenance cost, including remote monitoring (e.g., transducers, telemetry, and cameras) and performance monitoring (e.g., sampling, analysis, and reporting), ranges between $20,000 to $40,000 per month. The capital cost for the construction of the PRB and STC was approximately $1.2M including the media, trenching, infiltration gallery, cover, and stormwater controls, or roughly $180/cubic yard of reactive media (1,200 cubic yards for the PRB and 5,500 cubic yards for the STC). | System is seep treatment cell effluent to PRB. Treatment media: 50% granular support media, 12.5% chopped alfalfa hay, 37.5% woodchips/shavings. Average hydraulic conductivity of 8.8-116.2 ft/day in the media. Trench excavated to dry, silty-clay, weathered Dinwoody Formation material to prevent groundwater flow from bypassing under the PRB. Eroded overburden was encountered. Media placed to a depth of 2 ft bgs, covered by non-woven geotextile and 2 ft of Dinwoody Formation material. Infiltration gallery was constructed upgradient to the PRB, and overburden was encountered. Infiltration gallery was overexcavated and compacted Dinwoody Formation materials were used on the base and sidewalls to reduce water contact with the overburden. It was backfilled with coarse drain rock and covered with non-woven geotextile and Dinwoody Formation material. PRB is relatively easy to implement with readily available material and equipment but using the technology to treat seeps or shallow groundwater in close proximity to overburden disposal piles should be approached with caution. The presence of run-of-mine shales in and around excavations contributes to mobilization of unwanted constituents (e.g. arsenic, uranium) | The objectives for the Pilot Study are consistent with the preliminary Remedial Action Objectives (RAOs) for groundwater remedies at Conda. Based on observations from the 2019 and 2020 monitoring, modifications were made to the Pilot Study in fall of 2020. In coordination with the Agencies, it was decided that the modification will require further monitoring in 2021 to fully meet the Pilot Study objectives. 2018-2019 start up period had differing conditions from 2020-2021, and the conditions were not considered representative of long term trends, but reflect the capability of the media to rapidly reach redox and geochemical conditions that facilitate microbially mediated reduction. 2020-2021 are operational conditions. The treatment media contributes to total Ar, Fe and Mn concentrations above the MCLs and drinking water standards. Data indicate that the treatment media in the Seep Treatment Cell and PRB is capable of treating water entering the system with total Se concentrations as high as 6.87 mg/L as well as total Cd concentrations up to 0.00847 mg/L to levels below their respective MCLs. | None, other than those presented elsewhere | Seep treatment cell (STC) pretreatment system influent STC-NES5-IF (upgradient) to STC pretreatment effluent (STC-NES5-EF) (downgradient) is through the central flow path. Data collection for upgradient/downgradient wells is in some instances shifted by 1-2 days. Reporting on effluents from STC-NES5-IF is only considered during the period that effluent from the pretreatment is available for comparison (June 2019-Oct 2021). ND = Non detect. ND value is 6
Final Treatability Study Findings Report Field-Scale Permeable Reactive Barrier Pilot Study Conda/Woodall Mountain Mine | Conda/Woodall Mountain Mine | IDN001002862 | N/A | N/A | STC-NES5-IF | Former mining site | Permeable reactive barrier (PRB) with seep treatment cell pre-treatment | Passive | Permeable reactive barrier (PRB) | Pre-treatment | Overburden pile in the headwaters areas of Pedro Creek | Y | STC (pretreatment) | Specific technologies not specified. PRB is chemical and microbially mediated processes that reduce selenate to selenite and then selenium. Treatment media includes a carbon source (i.e. woodchips), alfalfa hay, and inert sand. Seep treatment cell is pre-treatment cell with treatment media. | Access to the groundwater table is needed. Trench excavated through water-bearing zones of alluvial deposits and into underlying weathered bedrock. | Pilot | 2018-2021, modifications made in 2019 to address seepage | Nitrate | Nitrate+ Nitrite as N | mg/L | N | N/A | 3.11 | 0.25 | 91.9614 | [9 empty] | 1.6 | 2020 - 2021 Average, from operational period, not whole dataset | Data not provided | Data not provided | 0.04 | 2020 - 2021 Average, from operational period, not whole dataset | Data not provided | Data not provided | Data not provided | Upgradient | 6.49 | 5.06 | mg/L | 12.32 | °C | Data not provided | N/A | Data not provided | N/A | 236.6 | mV | 2655.2 | µmhos/cm | Turbidity = 24.11 | NTU | data not provided | data not provided | data not provided | data not provided | data not provided | data not provided | Y | Groundwater Comparison Value: U.S EPA MCL 10 mg/L | No samples were collected at STC-NES5-EF between November 2018 and April 2019. | An insufficient amount of time since completion of the Pilot Study to adequately evaluate lifespan of the treatment media. The change in alkalinity can be used as an indicator of change in the ability of the media to treat selenium. Alkalinity remained relatively similar after 2 years of operation indicating that after 2 years of operation the microbially-mediated chemical reduction of selenium remains similar to the study onset. | Design had insufficient capacity to contain the flux of snow melt in addition to seep water. Soils in the area of the PRB are tight. In the future, when in an layered alluvial system, incorporate a gravel "pressure relief/effluent storage" zone on the downgradient edge to allow for increased ability to receive effluent water and/or flow onto the land surface if capacity is reached. The hydrogeological study was performed during fall low flow conditions as were the excavation and installation of the PRB bench. Additional water zones may be present during different water levels, so future design data collection should include a hydrogeological investigation in the spring to better characterize flux and water bearing zones in the aquifer during high water conditions. The PRB increased Ar, Fe, Mn and Ur due to eroded overburden material in the lenses on the walls of the excavation and from the seep and sedimentation basin sediments transferred to the PRB. Oxidizing conditions favorable to mobilization of Ur exist when ORP is above -200 mV. Bicarbonate that is likely dominant in the near neutral pH conditions in the vicinity of the PRB can enhance Ur mobility. Redox cycling from fluctuating water table can cause Ur mobilization. Heterogeneity of groundwater inflow along the trench, contact with runoff of mine materials, and microbial activity all contribute to factors affecting degree of treatment within the PRB. The incorporation of the Pilot Study into a potential remedy for the Pedro Creek Sub-Basin, at its current scale and in absence of other actions, may require some modifications to facilitate handling of high spring inflows and additional treatment to address the transport of released uranium into the shallow groundwater and surface water. | Operation and maintenance cost, including remote monitoring (e.g., transducers, telemetry, and cameras) and performance monitoring (e.g., sampling, analysis, and reporting), ranges between $20,000 to $40,000 per month. The capital cost for the construction of the PRB and STC was approximately $1.2M including the media, trenching, infiltration gallery, cover, and stormwater controls, or roughly $180/cubic yard of reactive media (1,200 cubic yards for the PRB and 5,500 cubic yards for the STC). | System is seep treatment cell effluent to PRB. Treatment media: 50% granular support media, 12.5% chopped alfalfa hay, 37.5% woodchips/shavings. Average hydraulic conductivity of 8.8-116.2 ft/day in the media. Trench excavated to dry, silty-clay, weathered Dinwoody Formation material to prevent groundwater flow from bypassing under the PRB. Eroded overburden was encountered. Media placed to a depth of 2 ft bgs, covered by non-woven geotextile and 2 ft of Dinwoody Formation material. Infiltration gallery was constructed upgradient to the PRB, and overburden was encountered. Infiltration gallery was overexcavated and compacted Dinwoody Formation materials were used on the base and sidewalls to reduce water contact with the overburden. It was backfilled with coarse drain rock and covered with non-woven geotextile and Dinwoody Formation material. PRB is relatively easy to implement with readily available material and equipment but using the technology to treat seeps or shallow groundwater in close proximity to overburden disposal piles should be approached with caution. The presence of run-of-mine shales in and around excavations contributes to mobilization of unwanted constituents (e.g. arsenic, uranium) | The objectives for the Pilot Study are consistent with the preliminary Remedial Action Objectives (RAOs) for groundwater remedies at Conda. Based on observations from the 2019 and 2020 monitoring, modifications were made to the Pilot Study in fall of 2020. In coordination with the Agencies, it was decided that the modification will require further monitoring in 2021 to fully meet the Pilot Study objectives. 2018-2019 start up period had differing conditions from 2020-2021, and the conditions were not considered representative of long term trends, but reflect the capability of the media to rapidly reach redox and geochemical conditions that facilitate microbially mediated reduction. 2020-2021 are operational conditions. The treatment media contributes to total Ar, Fe and Mn concentrations above the MCLs and drinking water standards. Data indicate that the treatment media in the Seep Treatment Cell and PRB is capable of treating water entering the system with total Se concentrations as high as 6.87 mg/L as well as total Cd concentrations up to 0.00847 mg/L to levels below their respective MCLs. | None, other than those presented elsewhere | Seep treatment cell (STC) pretreatment system influent STC-NES5-IF (upgradient) to STC pretreatment effluent (STC-NES5-EF) (downgradient) is through the central flow path. Data collection for upgradient/downgradient wells is in some instances shifted by 1-2 days. Reporting on effluents from STC-NES5-IF is only considered during the period that effluent from the pretreatment is available for comparison (June 2019-Oct 2021)
Final Treatability Study Findings Report Field-Scale Permeable Reactive Barrier Pilot Study Conda/Woodall Mountain Mine | Conda/Woodall Mountain Mine | IDN001002862 | N/A | N/A | STC-NES5-IF | Former mining site | Permeable reactive barrier (PRB) with seep treatment cell pre-treatment | Passive | Permeable reactive barrier (PRB) | Pre-treatment | Overburden pile in the headwaters areas of Pedro Creek | Y | STC (pretreatment) | Specific technologies not specified. PRB is chemical and microbially mediated processes that reduce selenate to selenite and then selenium. Treatment media includes a carbon source (i.e. woodchips), alfalfa hay, and inert sand. Seep treatment cell is pre-treatment cell with treatment media. | Access to the groundwater table is needed. Trench excavated through water-bearing zones of alluvial deposits and into underlying weathered bedrock. | Pilot | 2018-2021, modifications made in 2019 to address seepage | Nitrate | Nitrate+ Nitrite as N | mg/L | N | N/A |  |  |  | 1.07 | ND | 98.1308 | [6 empty] | 1.6 | 2020 - 2021 Average, from operational period, not whole dataset | Data not provided | Data not provided | 0.04 | 2020 - 2021 Average, from operational period, not whole dataset | Data not provided | Data not provided | Data not provided | Upgradient | 6.86 | 4.26 | mg/L | 9.4 | °C | Data not provided | N/A | Data not provided | N/A | -181.3 | mV | 3329 | µmhos/cm | Turbidity = 33.34 | NTU | data not provided | data not provided | data not provided | data not provided | data not provided | data not provided | Y | Groundwater Comparison Value: U.S EPA MCL 10 mg/L | No samples were collected at STC-NES5-EF between November 2018 and April 2019. | An insufficient amount of time since completion of the Pilot Study to adequately evaluate lifespan of the treatment media. The change in alkalinity can be used as an indicator of change in the ability of the media to treat selenium. Alkalinity remained relatively similar after 2 years of operation indicating that after 2 years of operation the microbially-mediated chemical reduction of selenium remains similar to the study onset. | Design had insufficient capacity to contain the flux of snow melt in addition to seep water. Soils in the area of the PRB are tight. In the future, when in an layered alluvial system, incorporate a gravel "pressure relief/effluent storage" zone on the downgradient edge to allow for increased ability to receive effluent water and/or flow onto the land surface if capacity is reached. The hydrogeological study was performed during fall low flow conditions as were the excavation and installation of the PRB bench. Additional water zones may be present during different water levels, so future design data collection should include a hydrogeological investigation in the spring to better characterize flux and water bearing zones in the aquifer during high water conditions. The PRB increased Ar, Fe, Mn and Ur due to eroded overburden material in the lenses on the walls of the excavation and from the seep and sedimentation basin sediments transferred to the PRB. Oxidizing conditions favorable to mobilization of Ur exist when ORP is above -200 mV. Bicarbonate that is likely dominant in the near neutral pH conditions in the vicinity of the PRB can enhance Ur mobility. Redox cycling from fluctuating water table can cause Ur mobilization. Heterogeneity of groundwater inflow along the trench, contact with runoff of mine materials, and microbial activity all contribute to factors affecting degree of treatment within the PRB. The incorporation of the Pilot Study into a potential remedy for the Pedro Creek Sub-Basin, at its current scale and in absence of other actions, may require some modifications to facilitate handling of high spring inflows and additional treatment to address the transport of released uranium into the shallow groundwater and surface water. | Operation and maintenance cost, including remote monitoring (e.g., transducers, telemetry, and cameras) and performance monitoring (e.g., sampling, analysis, and reporting), ranges between $20,000 to $40,000 per month. The capital cost for the construction of the PRB and STC was approximately $1.2M including the media, trenching, infiltration gallery, cover, and stormwater controls, or roughly $180/cubic yard of reactive media (1,200 cubic yards for the PRB and 5,500 cubic yards for the STC). | System is seep treatment cell effluent to PRB. Treatment media: 50% granular support media, 12.5% chopped alfalfa hay, 37.5% woodchips/shavings. Average hydraulic conductivity of 8.8-116.2 ft/day in the media. Trench excavated to dry, silty-clay, weathered Dinwoody Formation material to prevent groundwater flow from bypassing under the PRB. Eroded overburden was encountered. Media placed to a depth of 2 ft bgs, covered by non-woven geotextile and 2 ft of Dinwoody Formation material. Infiltration gallery was constructed upgradient to the PRB, and overburden was encountered. Infiltration gallery was overexcavated and compacted Dinwoody Formation materials were used on the base and sidewalls to reduce water contact with the overburden. It was backfilled with coarse drain rock and covered with non-woven geotextile and Dinwoody Formation material. PRB is relatively easy to implement with readily available material and equipment but using the technology to treat seeps or shallow groundwater in close proximity to overburden disposal piles should be approached with caution. The presence of run-of-mine shales in and around excavations contributes to mobilization of unwanted constituents (e.g. arsenic, uranium) | The objectives for the Pilot Study are consistent with the preliminary Remedial Action Objectives (RAOs) for groundwater remedies at Conda. Based on observations from the 2019 and 2020 monitoring, modifications were made to the Pilot Study in fall of 2020. In coordination with the Agencies, it was decided that the modification will require further monitoring in 2021 to fully meet the Pilot Study objectives. 2018-2019 start up period had differing conditions from 2020-2021, and the conditions were not considered representative of long term trends, but reflect the capability of the media to rapidly reach redox and geochemical conditions that facilitate microbially mediated reduction. 2020-2021 are operational conditions. The treatment media contributes to total Ar, Fe and Mn concentrations above the MCLs and drinking water standards. Data indicate that the treatment media in the Seep Treatment Cell and PRB is capable of treating water entering the system with total Se concentrations as high as 6.87 mg/L as well as total Cd concentrations up to 0.00847 mg/L to levels below their respective MCLs. | None, other than those presented elsewhere | Seep treatment cell (STC) pretreatment system influent STC-NES5-IF (upgradient) to STC pretreatment effluent (STC-NES5-EF) (downgradient) is through the central flow path. Data collection for upgradient/downgradient wells is in some instances shifted by 1-2 days. Reporting on effluents from STC-NES5-IF is only considered during the period that effluent from the pretreatment is available for comparison (June 2019-Oct 2021). ND = non detect. ND value is 0.04 mg/L.
Final Treatability Study Findings Report Field-Scale Permeable Reactive Barrier Pilot Study Conda/Woodall Mountain Mine | Conda/Woodall Mountain Mine | IDN001002862 | N/A | N/A | STC-NES5-EF | Former mining site | Permeable reactive barrier (PRB) with seep treatment cell pre-treatment | Passive | Permeable reactive barrier (PRB) | Pre-treatment | Overburden pile in the headwaters areas of Pedro Creek | Y | STC (pretreatment) | Specific technologies not specified. PRB is chemical and microbially mediated processes that reduce selenate to selenite and then selenium. Treatment media includes a carbon source (i.e. woodchips), alfalfa hay, and inert sand. Seep treatment cell is pre-treatment cell with treatment media. | Access to the groundwater table is needed. Trench excavated through water-bearing zones of alluvial deposits and into underlying weathered bedrock. | Pilot | 2018-2021, modifications made in 2019 to address seepage | Nitrate | Nitrate+ Nitrite as N | mg/L | N | N/A | [6 empty] | 0.07 | 2.69 | 97.3978 |  |  |  | 1.6 | 2020 - 2021 Average, from operational period, not whole dataset | Data not provided | Data not provided | 0.04 | 2020 - 2021 Average, from operational period, not whole dataset | Data not provided | Data not provided | Data not provided | Downgradient | 7.53 | 0.31 | mg/L | 11.2 | °C | Data not provided | N/A | Data not provided | N/A | -174.5 | mV | 2494.3 | µmhos/cm | None | N/A | data not provided | data not provided | data not provided | data not provided | data not provided | data not provided | Y | Groundwater Comparison Value: U.S EPA MCL 10 mg/L | No samples were collected at STC-NES5-EF between November 2018 and April 2019. | An insufficient amount of time since completion of the Pilot Study to adequately evaluate lifespan of the treatment media. The change in alkalinity can be used as an indicator of change in the ability of the media to treat selenium. Alkalinity remained relatively similar after 2 years of operation indicating that after 2 years of operation the microbially-mediated chemical reduction of selenium remains similar to the study onset. | Design had insufficient capacity to contain the flux of snow melt in addition to seep water. Soils in the area of the PRB are tight. In the future, when in an layered alluvial system, incorporate a gravel "pressure relief/effluent storage" zone on the downgradient edge to allow for increased ability to receive effluent water and/or flow onto the land surface if capacity is reached. The hydrogeological study was performed during fall low flow conditions as were the excavation and installation of the PRB bench. Additional water zones may be present during different water levels, so future design data collection should include a hydrogeological investigation in the spring to better characterize flux and water bearing zones in the aquifer during high water conditions. The PRB increased Ar, Fe, Mn and Ur due to eroded overburden material in the lenses on the walls of the excavation and from the seep and sedimentation basin sediments transferred to the PRB. Oxidizing conditions favorable to mobilization of Ur exist when ORP is above -200 mV. Bicarbonate that is likely dominant in the near neutral pH conditions in the vicinity of the PRB can enhance Ur mobility. Redox cycling from fluctuating water table can cause Ur mobilization. Heterogeneity of groundwater inflow along the trench, contact with runoff of mine materials, and microbial activity all contribute to factors affecting degree of treatment within the PRB. The incorporation of the Pilot Study into a potential remedy for the Pedro Creek Sub-Basin, at its current scale and in absence of other actions, may require some modifications to facilitate handling of high spring inflows and additional treatment to address the transport of released uranium into the shallow groundwater and surface water. | Operation and maintenance cost, including remote monitoring (e.g., transducers, telemetry, and cameras) and performance monitoring (e.g., sampling, analysis, and reporting), ranges between $20,000 to $40,000 per month. The capital cost for the construction of the PRB and STC was approximately $1.2M including the media, trenching, infiltration gallery, cover, and stormwater controls, or roughly $180/cubic yard of reactive media (1,200 cubic yards for the PRB and 5,500 cubic yards for the STC). | System is seep treatment cell effluent to PRB. Treatment media: 50% granular support media, 12.5% chopped alfalfa hay, 37.5% woodchips/shavings. Average hydraulic conductivity of 8.8-116.2 ft/day in the media. Trench excavated to dry, silty-clay, weathered Dinwoody Formation material to prevent groundwater flow from bypassing under the PRB. Eroded overburden was encountered. Media placed to a depth of 2 ft bgs, covered by non-woven geotextile and 2 ft of Dinwoody Formation material. Infiltration gallery was constructed upgradient to the PRB, and overburden was encountered. Infiltration gallery was overexcavated and compacted Dinwoody Formation materials were used on the base and sidewalls to reduce water contact with the overburden. It was backfilled with coarse drain rock and covered with non-woven geotextile and Dinwoody Formation material. PRB is relatively easy to implement with readily available material and equipment but using the technology to treat seeps or shallow groundwater in close proximity to overburden disposal piles should be approached with caution. The presence of run-of-mine shales in and around excavations contributes to mobilization of unwanted constituents (e.g. arsenic, uranium) | The objectives for the Pilot Study are consistent with the preliminary Remedial Action Objectives (RAOs) for groundwater remedies at Conda. Based on observations from the 2019 and 2020 monitoring, modifications were made to the Pilot Study in fall of 2020. In coordination with the Agencies, it was decided that the modification will require further monitoring in 2021 to fully meet the Pilot Study objectives. 2018-2019 start up period had differing conditions from 2020-2021, and the conditions were not considered representative of long term trends, but reflect the capability of the media to rapidly reach redox and geochemical conditions that facilitate microbially mediated reduction. 2020-2021 are operational conditions. The treatment media contributes to total Ar, Fe and Mn concentrations above the MCLs and drinking water standards. Data indicate that the treatment media in the Seep Treatment Cell and PRB is capable of treating water entering the system with total Se concentrations as high as 6.87 mg/L as well as total Cd concentrations up to 0.00847 mg/L to levels below their respective MCLs. | None, other than those presented elsewhere | Seep treatment cell (STC) pretreatment system influent STC-NES5-IF (upgradient) to STC pretreatment effluent (STC-NES5-EF) (downgradient) is through the central flow path. Data collection for upgradient/downgradient wells is in some instances shifted by 1-2 days. Reporting on effluents from STC-NES5-IF is only considered during the period that effluent from the pretreatment is available for comparison (June 2019-Oct 2021)
Final Treatability Study Findings Report Field-Scale Permeable Reactive Barrier Pilot Study Conda/Woodall Mountain Mine | Conda/Woodall Mountain Mine | IDN001002862 | N/A | N/A | STC-NES5-EF | Former mining site | Permeable reactive barrier (PRB) with seep treatment cell pre-treatment | Passive | Permeable reactive barrier (PRB) | Pre-treatment | Overburden pile in the headwaters areas of Pedro Creek | Y | STC (pretreatment) | Specific technologies not specified. PRB is chemical and microbially mediated processes that reduce selenate to selenite and then selenium. Treatment media includes a carbon source (i.e. woodchips), alfalfa hay, and inert sand. Seep treatment cell is pre-treatment cell with treatment media. | Access to the groundwater table is needed. Trench excavated through water-bearing zones of alluvial deposits and into underlying weathered bedrock. | Pilot | 2018-2021, modifications made in 2019 to address seepage | Nitrate | Nitrate+ Nitrite as N | mg/L | N | N/A | [9 empty] | ND | 1.07–3.11 | 98.1 - 99.4 | 1.6 | 2020 - 2021 Average, from operational period, not whole dataset | Data not provided | Data not provided | 0.04 | 2020 - 2021 Average, from operational period, not whole dataset | Data not provided | Data not provided | Data not provided | Downgradient | 6.66–7.43 | 0–5.54 | mg/L | 6.5–21.4 | °C | Data not provided | N/A | Data not provided | N/A | (-)234.9–(-)55.9 | mV | 534.32–3,099 | µmhos/cm | Turbidity = 5.92–225.61 | NTU | data not provided | data not provided | data not provided | data not provided | data not provided | data not provided | Y | Groundwater Comparison Value: U.S EPA MCL 10 mg/L | No samples were collected at STC-NES5-EF between November 2018 and April 2019. | An insufficient amount of time since completion of the Pilot Study to adequately evaluate lifespan of the treatment media. The change in alkalinity can be used as an indicator of change in the ability of the media to treat selenium. Alkalinity remained relatively similar after 2 years of operation indicating that after 2 years of operation the microbially-mediated chemical reduction of selenium remains similar to the study onset. | Design had insufficient capacity to contain the flux of snow melt in addition to seep water. Soils in the area of the PRB are tight. In the future, when in an layered alluvial system, incorporate a gravel "pressure relief/effluent storage" zone on the downgradient edge to allow for increased ability to receive effluent water and/or flow onto the land surface if capacity is reached. The hydrogeological study was performed during fall low flow conditions as were the excavation and installation of the PRB bench. Additional water zones may be present during different water levels, so future design data collection should include a hydrogeological investigation in the spring to better characterize flux and water bearing zones in the aquifer during high water conditions. The PRB increased Ar, Fe, Mn and Ur due to eroded overburden material in the lenses on the walls of the excavation and from the seep and sedimentation basin sediments transferred to the PRB. Oxidizing conditions favorable to mobilization of Ur exist when ORP is above -200 mV. Bicarbonate that is likely dominant in the near neutral pH conditions in the vicinity of the PRB can enhance Ur mobility. Redox cycling from fluctuating water table can cause Ur mobilization. Heterogeneity of groundwater inflow along the trench, contact with runoff of mine materials, and microbial activity all contribute to factors affecting degree of treatment within the PRB. The incorporation of the Pilot Study into a potential remedy for the Pedro Creek Sub-Basin, at its current scale and in absence of other actions, may require some modifications to facilitate handling of high spring inflows and additional treatment to address the transport of released uranium into the shallow groundwater and surface water. | Operation and maintenance cost, including remote monitoring (e.g., transducers, telemetry, and cameras) and performance monitoring (e.g., sampling, analysis, and reporting), ranges between $20,000 to $40,000 per month. The capital cost for the construction of the PRB and STC was approximately $1.2M including the media, trenching, infiltration gallery, cover, and stormwater controls, or roughly $180/cubic yard of reactive media (1,200 cubic yards for the PRB and 5,500 cubic yards for the STC). | System is seep treatment cell effluent to PRB. Treatment media: 50% granular support media, 12.5% chopped alfalfa hay, 37.5% woodchips/shavings. Average hydraulic conductivity of 8.8-116.2 ft/day in the media. Trench excavated to dry, silty-clay, weathered Dinwoody Formation material to prevent groundwater flow from bypassing under the PRB. Eroded overburden was encountered. Media placed to a depth of 2 ft bgs, covered by non-woven geotextile and 2 ft of Dinwoody Formation material. Infiltration gallery was constructed upgradient to the PRB, and overburden was encountered. Infiltration gallery was overexcavated and compacted Dinwoody Formation materials were used on the base and sidewalls to reduce water contact with the overburden. It was backfilled with coarse drain rock and covered with non-woven geotextile and Dinwoody Formation material. PRB is relatively easy to implement with readily available material and equipment but using the technology to treat seeps or shallow groundwater in close proximity to overburden disposal piles should be approached with caution. The presence of run-of-mine shales in and around excavations contributes to mobilization of unwanted constituents (e.g. arsenic, uranium) | The objectives for the Pilot Study are consistent with the preliminary Remedial Action Objectives (RAOs) for groundwater remedies at Conda. Based on observations from the 2019 and 2020 monitoring, modifications were made to the Pilot Study in fall of 2020. In coordination with the Agencies, it was decided that the modification will require further monitoring in 2021 to fully meet the Pilot Study objectives. 2018-2019 start up period had differing conditions from 2020-2021, and the conditions were not considered representative of long term trends, but reflect the capability of the media to rapidly reach redox and geochemical conditions that facilitate microbially mediated reduction. 2020-2021 are operational conditions. The treatment media contributes to total Ar, Fe and Mn concentrations above the MCLs and drinking water standards. Data indicate that the treatment media in the Seep Treatment Cell and PRB is capable of treating water entering the system with total Se concentrations as high as 6.87 mg/L as well as total Cd concentrations up to 0.00847 mg/L to levels below their respective MCLs. | None, other than those presented elsewhere | Seep treatment cell (STC) pretreatment system influent STC-NES5-IF (upgradient) to STC pretreatment effluent (STC-NES5-EF) (downgradient) is through the central flow path. Data collection for upgradient/downgradient wells is in some instances shifted by 1-2 days. Reporting on effluents from STC-NES5-IF is only considered during the period that effluent from the pretreatment is available for comparison (June 2019-Oct 2021). ND = Non detect. ND value is 0.04-0.25
Final Treatability Study Findings Report Field-Scale Permeable Reactive Barrier Pilot Study Conda/Woodall Mountain Mine | Conda/Woodall Mountain Mine | IDN001002862 | N/A | N/A | STC-NES5-IF | Former mining site | Permeable reactive barrier (PRB) with seep treatment cell pre-treatment | Passive | Permeable reactive barrier (PRB) | Pre-treatment | Overburden pile in the headwaters areas of Pedro Creek | Y | STC (pretreatment) | Specific technologies not specified. PRB is chemical and microbially mediated processes that reduce selenate to selenite and then selenium. Treatment media includes a carbon source (i.e. woodchips), alfalfa hay, and inert sand. Seep treatment cell is pre-treatment cell with treatment media. | Access to the groundwater table is needed. Trench excavated through water-bearing zones of alluvial deposits and into underlying weathered bedrock. | Pilot | 2018-2021, modifications made in 2019 to address seepage | Phosphorus | P, total | mg/L | N | N/A | 3.58 | 2.01 | 43.8547 | [9 empty] | 2.16 | 2020 - 2021 Average, from operational period, not whole dataset | Data not provided | Data not provided | 2.12 | 2020 - 2021 Average, from operational period, not whole dataset | Data not provided | Data not provided | Data not provided | Upgradient | 6.96 | 4.51 | mg/L | 10.4 | °C | Data not provided | N/A | Data not provided | N/A | -68.2 | mV | 3089 | µmhos/cm | Turbidity = 187 | NTU | data not provided | data not provided | data not provided | data not provided | data not provided | data not provided | N/A | No groundwater comparison value | No samples were collected at STC-NES5-EF between November 2018 and April 2019. | An insufficient amount of time since completion of the Pilot Study to adequately evaluate lifespan of the treatment media. The change in alkalinity can be used as an indicator of change in the ability of the media to treat selenium. Alkalinity remained relatively similar after 2 years of operation indicating that after 2 years of operation the microbially-mediated chemical reduction of selenium remains similar to the study onset. | Design had insufficient capacity to contain the flux of snow melt in addition to seep water. Soils in the area of the PRB are tight. In the future, when in an layered alluvial system, incorporate a gravel "pressure relief/effluent storage" zone on the downgradient edge to allow for increased ability to receive effluent water and/or flow onto the land surface if capacity is reached. The hydrogeological study was performed during fall low flow conditions as were the excavation and installation of the PRB bench. Additional water zones may be present during different water levels, so future design data collection should include a hydrogeological investigation in the spring to better characterize flux and water bearing zones in the aquifer during high water conditions. The PRB increased Ar, Fe, Mn and Ur due to eroded overburden material in the lenses on the walls of the excavation and from the seep and sedimentation basin sediments transferred to the PRB. Oxidizing conditions favorable to mobilization of Ur exist when ORP is above -200 mV. Bicarbonate that is likely dominant in the near neutral pH conditions in the vicinity of the PRB can enhance Ur mobility. Redox cycling from fluctuating water table can cause Ur mobilization. Heterogeneity of groundwater inflow along the trench, contact with runoff of mine materials, and microbial activity all contribute to factors affecting degree of treatment within the PRB. The incorporation of the Pilot Study into a potential remedy for the Pedro Creek Sub-Basin, at its current scale and in absence of other actions, may require some modifications to facilitate handling of high spring inflows and additional treatment to address the transport of released uranium into the shallow groundwater and surface water. | Operation and maintenance cost, including remote monitoring (e.g., transducers, telemetry, and cameras) and performance monitoring (e.g., sampling, analysis, and reporting), ranges between $20,000 to $40,000 per month. The capital cost for the construction of the PRB and STC was approximately $1.2M including the media, trenching, infiltration gallery, cover, and stormwater controls, or roughly $180/cubic yard of reactive media (1,200 cubic yards for the PRB and 5,500 cubic yards for the STC). | System is seep treatment cell effluent to PRB. Treatment media: 50% granular support media, 12.5% chopped alfalfa hay, 37.5% woodchips/shavings. Average hydraulic conductivity of 8.8-116.2 ft/day in the media. Trench excavated to dry, silty-clay, weathered Dinwoody Formation material to prevent groundwater flow from bypassing under the PRB. Eroded overburden was encountered. Media placed to a depth of 2 ft bgs, covered by non-woven geotextile and 2 ft of Dinwoody Formation material. Infiltration gallery was constructed upgradient to the PRB, and overburden was encountered. Infiltration gallery was overexcavated and compacted Dinwoody Formation materials were used on the base and sidewalls to reduce water contact with the overburden. It was backfilled with coarse drain rock and covered with non-woven geotextile and Dinwoody Formation material. PRB is relatively easy to implement with readily available material and equipment but using the technology to treat seeps or shallow groundwater in close proximity to overburden disposal piles should be approached with caution. The presence of run-of-mine shales in and around excavations contributes to mobilization of unwanted constituents (e.g. arsenic, uranium) | The objectives for the Pilot Study are consistent with the preliminary Remedial Action Objectives (RAOs) for groundwater remedies at Conda. Based on observations from the 2019 and 2020 monitoring, modifications were made to the Pilot Study in fall of 2020. In coordination with the Agencies, it was decided that the modification will require further monitoring in 2021 to fully meet the Pilot Study objectives. 2018-2019 start up period had differing conditions from 2020-2021, and the conditions were not considered representative of long term trends, but reflect the capability of the media to rapidly reach redox and geochemical conditions that facilitate microbially mediated reduction. 2020-2021 are operational conditions. The treatment media contributes to total Ar, Fe and Mn concentrations above the MCLs and drinking water standards. Data indicate that the treatment media in the Seep Treatment Cell and PRB is capable of treating water entering the system with total Se concentrations as high as 6.87 mg/L as well as total Cd concentrations up to 0.00847 mg/L to levels below their respective MCLs. | None, other than those presented elsewhere | Seep treatment cell (STC) pretreatment system influent STC-NES5-IF (upgradient) to STC pretreatment effluent (STC-NES5-EF) (downgradient) is through the central flow path. Data collection for upgradient/downgradient wells is in some instances shifted by 1-2 days. Reporting on effluents from STC-NES5-IF is only considered during the period that effluent from the pretreatment is available for comparison (June 2019-Oct 2021)
Final Treatability Study Findings Report Field-Scale Permeable Reactive Barrier Pilot Study Conda/Woodall Mountain Mine | Conda/Woodall Mountain Mine | IDN001002862 | N/A | N/A | STC-NES5-IF | Former mining site | Permeable reactive barrier (PRB) with seep treatment cell pre-treatment | Passive | Permeable reactive barrier (PRB) | Pre-treatment | Overburden pile in the headwaters areas of Pedro Creek | Y | STC (pretreatment) | Specific technologies not specified. PRB is chemical and microbially mediated processes that reduce selenate to selenite and then selenium. Treatment media includes a carbon source (i.e. woodchips), alfalfa hay, and inert sand. Seep treatment cell is pre-treatment cell with treatment media. | Access to the groundwater table is needed. Trench excavated through water-bearing zones of alluvial deposits and into underlying weathered bedrock. | Pilot | 2018-2021, modifications made in 2019 to address seepage | Phosphorus | P, total | mg/L | N | N/A |  |  |  | ND | 4.65 | Not Applicable | [6 empty] | 2.16 | 2020 - 2021 Average, from operational period, not whole dataset | Data not provided | Data not provided | 2.12 | 2020 - 2021 Average, from operational period, not whole dataset | Data not provided | Data not provided | Data not provided | Upgradient | 6.73 | 2.75 | mg/L | 10.1 | °C | Data not provided | N/A | Data not provided | N/A | 90.5 | mV | 3217 | µmhos/cm | Turbidity = 11.41 | NTU | data not provided | data not provided | data not provided | data not provided | data not provided | data not provided | N/A | No groundwater comparison value | No samples were collected at STC-NES5-EF between November 2018 and April 2019. | An insufficient amount of time since completion of the Pilot Study to adequately evaluate lifespan of the treatment media. The change in alkalinity can be used as an indicator of change in the ability of the media to treat selenium. Alkalinity remained relatively similar after 2 years of operation indicating that after 2 years of operation the microbially-mediated chemical reduction of selenium remains similar to the study onset. | Design had insufficient capacity to contain the flux of snow melt in addition to seep water. Soils in the area of the PRB are tight. In the future, when in an layered alluvial system, incorporate a gravel "pressure relief/effluent storage" zone on the downgradient edge to allow for increased ability to receive effluent water and/or flow onto the land surface if capacity is reached. The hydrogeological study was performed during fall low flow conditions as were the excavation and installation of the PRB bench. Additional water zones may be present during different water levels, so future design data collection should include a hydrogeological investigation in the spring to better characterize flux and water bearing zones in the aquifer during high water conditions. The PRB increased Ar, Fe, Mn and Ur due to eroded overburden material in the lenses on the walls of the excavation and from the seep and sedimentation basin sediments transferred to the PRB. Oxidizing conditions favorable to mobilization of Ur exist when ORP is above -200 mV. Bicarbonate that is likely dominant in the near neutral pH conditions in the vicinity of the PRB can enhance Ur mobility. Redox cycling from fluctuating water table can cause Ur mobilization. Heterogeneity of groundwater inflow along the trench, contact with runoff of mine materials, and microbial activity all contribute to factors affecting degree of treatment within the PRB. The incorporation of the Pilot Study into a potential remedy for the Pedro Creek Sub-Basin, at its current scale and in absence of other actions, may require some modifications to facilitate handling of high spring inflows and additional treatment to address the transport of released uranium into the shallow groundwater and surface water. | Operation and maintenance cost, including remote monitoring (e.g., transducers, telemetry, and cameras) and performance monitoring (e.g., sampling, analysis, and reporting), ranges between $20,000 to $40,000 per month. The capital cost for the construction of the PRB and STC was approximately $1.2M including the media, trenching, infiltration gallery, cover, and stormwater controls, or roughly $180/cubic yard of reactive media (1,200 cubic yards for the PRB and 5,500 cubic yards for the STC). | System is seep treatment cell effluent to PRB. Treatment media: 50% granular support media, 12.5% chopped alfalfa hay, 37.5% woodchips/shavings. Average hydraulic conductivity of 8.8-116.2 ft/day in the media. Trench excavated to dry, silty-clay, weathered Dinwoody Formation material to prevent groundwater flow from bypassing under the PRB. Eroded overburden was encountered. Media placed to a depth of 2 ft bgs, covered by non-woven geotextile and 2 ft of Dinwoody Formation material. Infiltration gallery was constructed upgradient to the PRB, and overburden was encountered. Infiltration gallery was overexcavated and compacted Dinwoody Formation materials were used on the base and sidewalls to reduce water contact with the overburden. It was backfilled with coarse drain rock and covered with non-woven geotextile and Dinwoody Formation material. PRB is relatively easy to implement with readily available material and equipment but using the technology to treat seeps or shallow groundwater in close proximity to overburden disposal piles should be approached with caution. The presence of run-of-mine shales in and around excavations contributes to mobilization of unwanted constituents (e.g. arsenic, uranium) | The objectives for the Pilot Study are consistent with the preliminary Remedial Action Objectives (RAOs) for groundwater remedies at Conda. Based on observations from the 2019 and 2020 monitoring, modifications were made to the Pilot Study in fall of 2020. In coordination with the Agencies, it was decided that the modification will require further monitoring in 2021 to fully meet the Pilot Study objectives. 2018-2019 start up period had differing conditions from 2020-2021, and the conditions were not considered representative of long term trends, but reflect the capability of the media to rapidly reach redox and geochemical conditions that facilitate microbially mediated reduction. 2020-2021 are operational conditions. The treatment media contributes to total Ar, Fe and Mn concentrations above the MCLs and drinking water standards. Data indicate that the treatment media in the Seep Treatment Cell and PRB is capable of treating water entering the system with total Se concentrations as high as 6.87 mg/L as well as total Cd concentrations up to 0.00847 mg/L to levels below their respective MCLs. | None, other than those presented elsewhere | Seep treatment cell (STC) pretreatment system influent STC-NES5-IF (upgradient) to STC pretreatment effluent (STC-NES5-EF) (downgradient) is through the central flow path. Data collection for upgradient/downgradient wells is in some instances shifted by 1-2 days. Reporting on effluents from STC-NES5-IF is only considered during the period that effluent from the pretreatment is available for comparison (June 2019-Oct 2021). ND = non detect. ND value is 0.5 mg/L
Final Treatability Study Findings Report Field-Scale Permeable Reactive Barrier Pilot Study Conda/Woodall Mountain Mine | Conda/Woodall Mountain Mine | IDN001002862 | N/A | N/A | STC-NES5-EF | Former mining site | Permeable reactive barrier (PRB) with seep treatment cell pre-treatment | Passive | Permeable reactive barrier (PRB) | Pre-treatment | Overburden pile in the headwaters areas of Pedro Creek | Y | STC (pretreatment) | Specific technologies not specified. PRB is chemical and microbially mediated processes that reduce selenate to selenite and then selenium. Treatment media includes a carbon source (i.e. woodchips), alfalfa hay, and inert sand. Seep treatment cell is pre-treatment cell with treatment media. | Access to the groundwater table is needed. Trench excavated through water-bearing zones of alluvial deposits and into underlying weathered bedrock. | Pilot | 2018-2021, modifications made in 2019 to address seepage | Phosphorus | P, total | mg/L | N | N/A | [6 empty] | 90.5 | 1.16 | -7701.7241 |  |  |  | 2.16 | 2020 - 2021 Average, from operational period, not whole dataset | Data not provided | Data not provided | 2.12 | 2020 - 2021 Average, from operational period, not whole dataset | Data not provided | Data not provided | Data not provided | Downgradient | 7.04 | 0.02 | mg/L | 17.02 | °C | Data not provided | N/A | Data not provided | N/A | -234.9 | mV | 534.32 | µmhos/cm | Turbidity = 164.4 | NTU | data not provided | data not provided | data not provided | data not provided | data not provided | data not provided | N/A | No groundwater comparison value | No samples were collected at STC-NES5-EF between November 2018 and April 2019. | An insufficient amount of time since completion of the Pilot Study to adequately evaluate lifespan of the treatment media. The change in alkalinity can be used as an indicator of change in the ability of the media to treat selenium. Alkalinity remained relatively similar after 2 years of operation indicating that after 2 years of operation the microbially-mediated chemical reduction of selenium remains similar to the study onset. | Design had insufficient capacity to contain the flux of snow melt in addition to seep water. Soils in the area of the PRB are tight. In the future, when in an layered alluvial system, incorporate a gravel "pressure relief/effluent storage" zone on the downgradient edge to allow for increased ability to receive effluent water and/or flow onto the land surface if capacity is reached. The hydrogeological study was performed during fall low flow conditions as were the excavation and installation of the PRB bench. Additional water zones may be present during different water levels, so future design data collection should include a hydrogeological investigation in the spring to better characterize flux and water bearing zones in the aquifer during high water conditions. The PRB increased Ar, Fe, Mn and Ur due to eroded overburden material in the lenses on the walls of the excavation and from the seep and sedimentation basin sediments transferred to the PRB. Oxidizing conditions favorable to mobilization of Ur exist when ORP is above -200 mV. Bicarbonate that is likely dominant in the near neutral pH conditions in the vicinity of the PRB can enhance Ur mobility. Redox cycling from fluctuating water table can cause Ur mobilization. Heterogeneity of groundwater inflow along the trench, contact with runoff of mine materials, and microbial activity all contribute to factors affecting degree of treatment within the PRB. The incorporation of the Pilot Study into a potential remedy for the Pedro Creek Sub-Basin, at its current scale and in absence of other actions, may require some modifications to facilitate handling of high spring inflows and additional treatment to address the transport of released uranium into the shallow groundwater and surface water. | Operation and maintenance cost, including remote monitoring (e.g., transducers, telemetry, and cameras) and performance monitoring (e.g., sampling, analysis, and reporting), ranges between $20,000 to $40,000 per month. The capital cost for the construction of the PRB and STC was approximately $1.2M including the media, trenching, infiltration gallery, cover, and stormwater controls, or roughly $180/cubic yard of reactive media (1,200 cubic yards for the PRB and 5,500 cubic yards for the STC). | System is seep treatment cell effluent to PRB. Treatment media: 50% granular support media, 12.5% chopped alfalfa hay, 37.5% woodchips/shavings. Average hydraulic conductivity of 8.8-116.2 ft/day in the media. Trench excavated to dry, silty-clay, weathered Dinwoody Formation material to prevent groundwater flow from bypassing under the PRB. Eroded overburden was encountered. Media placed to a depth of 2 ft bgs, covered by non-woven geotextile and 2 ft of Dinwoody Formation material. Infiltration gallery was constructed upgradient to the PRB, and overburden was encountered. Infiltration gallery was overexcavated and compacted Dinwoody Formation materials were used on the base and sidewalls to reduce water contact with the overburden. It was backfilled with coarse drain rock and covered with non-woven geotextile and Dinwoody Formation material. PRB is relatively easy to implement with readily available material and equipment but using the technology to treat seeps or shallow groundwater in close proximity to overburden disposal piles should be approached with caution. The presence of run-of-mine shales in and around excavations contributes to mobilization of unwanted constituents (e.g. arsenic, uranium) | The objectives for the Pilot Study are consistent with the preliminary Remedial Action Objectives (RAOs) for groundwater remedies at Conda. Based on observations from the 2019 and 2020 monitoring, modifications were made to the Pilot Study in fall of 2020. In coordination with the Agencies, it was decided that the modification will require further monitoring in 2021 to fully meet the Pilot Study objectives. 2018-2019 start up period had differing conditions from 2020-2021, and the conditions were not considered representative of long term trends, but reflect the capability of the media to rapidly reach redox and geochemical conditions that facilitate microbially mediated reduction. 2020-2021 are operational conditions. The treatment media contributes to total Ar, Fe and Mn concentrations above the MCLs and drinking water standards. Data indicate that the treatment media in the Seep Treatment Cell and PRB is capable of treating water entering the system with total Se concentrations as high as 6.87 mg/L as well as total Cd concentrations up to 0.00847 mg/L to levels below their respective MCLs. | None, other than those presented elsewhere | Seep treatment cell (STC) pretreatment system influent STC-NES5-IF (upgradient) to STC pretreatment effluent (STC-NES5-EF) (downgradient) is through the central flow path. Data collection for upgradient/downgradient wells is in some instances shifted by 1-2 days. Reporting on effluents from STC-NES5-IF is only considered during the period that effluent from the pretreatment is available for comparison (June 2019-Oct 2021)
Final Treatability Study Findings Report Field-Scale Permeable Reactive Barrier Pilot Study Conda/Woodall Mountain Mine | Conda/Woodall Mountain Mine | IDN001002862 | N/A | N/A | STC-NES5-EF | Former mining site | Permeable reactive barrier (PRB) with seep treatment cell pre-treatment | Passive | Permeable reactive barrier (PRB) | Pre-treatment | Overburden pile in the headwaters areas of Pedro Creek | Y | STC (pretreatment) | Specific technologies not specified. PRB is chemical and microbially mediated processes that reduce selenate to selenite and then selenium. Treatment media includes a carbon source (i.e. woodchips), alfalfa hay, and inert sand. Seep treatment cell is pre-treatment cell with treatment media. | Access to the groundwater table is needed. Trench excavated through water-bearing zones of alluvial deposits and into underlying weathered bedrock. | Pilot | 2018-2021, modifications made in 2019 to address seepage | Phosphorus | P, total | mg/L | N | N/A | [9 empty] | 0.99 | 0.598 | -65.5518 | 2.16 | 2020 - 2021 Average, from operational period, not whole dataset | Data not provided | Data not provided | 2.12 | 2020 - 2021 Average, from operational period, not whole dataset | Data not provided | Data not provided | Data not provided | Downgradient | 7 | 1.19 | mg/L | 17.8 | °C | Data not provided | N/A | Data not provided | N/A | -79.6 | mV | 3099 | µmhos/cm | Turbidity = 5.92 | NTU | data not provided | data not provided | data not provided | data not provided | data not provided | data not provided | N/A | No groundwater comparison value | No samples were collected at STC-NES5-EF between November 2018 and April 2019. | An insufficient amount of time since completion of the Pilot Study to adequately evaluate lifespan of the treatment media. The change in alkalinity can be used as an indicator of change in the ability of the media to treat selenium. Alkalinity remained relatively similar after 2 years of operation indicating that after 2 years of operation the microbially-mediated chemical reduction of selenium remains similar to the study onset. | Design had insufficient capacity to contain the flux of snow melt in addition to seep water. Soils in the area of the PRB are tight. In the future, when in an layered alluvial system, incorporate a gravel "pressure relief/effluent storage" zone on the downgradient edge to allow for increased ability to receive effluent water and/or flow onto the land surface if capacity is reached. The hydrogeological study was performed during fall low flow conditions as were the excavation and installation of the PRB bench. Additional water zones may be present during different water levels, so future design data collection should include a hydrogeological investigation in the spring to better characterize flux and water bearing zones in the aquifer during high water conditions. The PRB increased Ar, Fe, Mn and Ur due to eroded overburden material in the lenses on the walls of the excavation and from the seep and sedimentation basin sediments transferred to the PRB. Oxidizing conditions favorable to mobilization of Ur exist when ORP is above -200 mV. Bicarbonate that is likely dominant in the near neutral pH conditions in the vicinity of the PRB can enhance Ur mobility. Redox cycling from fluctuating water table can cause Ur mobilization. Heterogeneity of groundwater inflow along the trench, contact with runoff of mine materials, and microbial activity all contribute to factors affecting degree of treatment within the PRB. The incorporation of the Pilot Study into a potential remedy for the Pedro Creek Sub-Basin, at its current scale and in absence of other actions, may require some modifications to facilitate handling of high spring inflows and additional treatment to address the transport of released uranium into the shallow groundwater and surface water. | Operation and maintenance cost, including remote monitoring (e.g., transducers, telemetry, and cameras) and performance monitoring (e.g., sampling, analysis, and reporting), ranges between $20,000 to $40,000 per month. The capital cost for the construction of the PRB and STC was approximately $1.2M including the media, trenching, infiltration gallery, cover, and stormwater controls, or roughly $180/cubic yard of reactive media (1,200 cubic yards for the PRB and 5,500 cubic yards for the STC). | System is seep treatment cell effluent to PRB. Treatment media: 50% granular support media, 12.5% chopped alfalfa hay, 37.5% woodchips/shavings. Average hydraulic conductivity of 8.8-116.2 ft/day in the media. Trench excavated to dry, silty-clay, weathered Dinwoody Formation material to prevent groundwater flow from bypassing under the PRB. Eroded overburden was encountered. Media placed to a depth of 2 ft bgs, covered by non-woven geotextile and 2 ft of Dinwoody Formation material. Infiltration gallery was constructed upgradient to the PRB, and overburden was encountered. Infiltration gallery was overexcavated and compacted Dinwoody Formation materials were used on the base and sidewalls to reduce water contact with the overburden. It was backfilled with coarse drain rock and covered with non-woven geotextile and Dinwoody Formation material. PRB is relatively easy to implement with readily available material and equipment but using the technology to treat seeps or shallow groundwater in close proximity to overburden disposal piles should be approached with caution. The presence of run-of-mine shales in and around excavations contributes to mobilization of unwanted constituents (e.g. arsenic, uranium) | The objectives for the Pilot Study are consistent with the preliminary Remedial Action Objectives (RAOs) for groundwater remedies at Conda. Based on observations from the 2019 and 2020 monitoring, modifications were made to the Pilot Study in fall of 2020. In coordination with the Agencies, it was decided that the modification will require further monitoring in 2021 to fully meet the Pilot Study objectives. 2018-2019 start up period had differing conditions from 2020-2021, and the conditions were not considered representative of long term trends, but reflect the capability of the media to rapidly reach redox and geochemical conditions that facilitate microbially mediated reduction. 2020-2021 are operational conditions. The treatment media contributes to total Ar, Fe and Mn concentrations above the MCLs and drinking water standards. Data indicate that the treatment media in the Seep Treatment Cell and PRB is capable of treating water entering the system with total Se concentrations as high as 6.87 mg/L as well as total Cd concentrations up to 0.00847 mg/L to levels below their respective MCLs. | None, other than those presented elsewhere | Seep treatment cell (STC) pretreatment system influent STC-NES5-IF (upgradient) to STC pretreatment effluent (STC-NES5-EF) (downgradient) is through the central flow path. Data collection for upgradient/downgradient wells is in some instances shifted by 1-2 days. Reporting on effluents from STC-NES5-IF is only considered during the period that effluent from the pretreatment is available for comparison (June 2019-Oct 2021)
Final Treatability Study Findings Report Field-Scale Permeable Reactive Barrier Pilot Study Conda/Woodall Mountain Mine | Conda/Woodall Mountain Mine | IDN001002862 | N/A | N/A | STC-NES5-IF | Former mining site | Permeable reactive barrier (PRB) with seep treatment cell pre-treatment | Passive | Permeable reactive barrier (PRB) | Pre-treatment | Overburden pile in the headwaters areas of Pedro Creek | Y | STC (pretreatment) | Specific technologies not specified. PRB is chemical and microbially mediated processes that reduce selenate to selenite and then selenium. Treatment media includes a carbon source (i.e. woodchips), alfalfa hay, and inert sand. Seep treatment cell is pre-treatment cell with treatment media. | Access to the groundwater table is needed. Trench excavated through water-bearing zones of alluvial deposits and into underlying weathered bedrock. | Pilot | 2018-2021, modifications made in 2019 to address seepage | Potassium | K, dissolved | mg/L | N | N/A | 5.28 | data not provided | Not Available | [9 empty] | 4.79 | 2020 - 2021 Average, from operational period, not whole dataset | Data not provided | Data not provided | 37.7 | 2020 - 2021 Average, from operational period, not whole dataset | Data not provided | Data not provided | Data not provided | Upgradient | 6.83 | 5.01 | mg/L | 10.5 | °C | Data not provided | N/A | Data not provided | N/A | 185.2 | mV | 3016 | µmhos/cm | Turbidity = 201.83 | NTU | data not provided | data not provided | data not provided | data not provided | data not provided | data not provided | N/A | No groundwater comparison value | No samples were collected at STC-NES5-EF between November 2018 and April 2019. | An insufficient amount of time since completion of the Pilot Study to adequately evaluate lifespan of the treatment media. The change in alkalinity can be used as an indicator of change in the ability of the media to treat selenium. Alkalinity remained relatively similar after 2 years of operation indicating that after 2 years of operation the microbially-mediated chemical reduction of selenium remains similar to the study onset. | Design had insufficient capacity to contain the flux of snow melt in addition to seep water. Soils in the area of the PRB are tight. In the future, when in an layered alluvial system, incorporate a gravel "pressure relief/effluent storage" zone on the downgradient edge to allow for increased ability to receive effluent water and/or flow onto the land surface if capacity is reached. The hydrogeological study was performed during fall low flow conditions as were the excavation and installation of the PRB bench. Additional water zones may be present during different water levels, so future design data collection should include a hydrogeological investigation in the spring to better characterize flux and water bearing zones in the aquifer during high water conditions. The PRB increased Ar, Fe, Mn and Ur due to eroded overburden material in the lenses on the walls of the excavation and from the seep and sedimentation basin sediments transferred to the PRB. Oxidizing conditions favorable to mobilization of Ur exist when ORP is above -200 mV. Bicarbonate that is likely dominant in the near neutral pH conditions in the vicinity of the PRB can enhance Ur mobility. Redox cycling from fluctuating water table can cause Ur mobilization. Heterogeneity of groundwater inflow along the trench, contact with runoff of mine materials, and microbial activity all contribute to factors affecting degree of treatment within the PRB. The incorporation of the Pilot Study into a potential remedy for the Pedro Creek Sub-Basin, at its current scale and in absence of other actions, may require some modifications to facilitate handling of high spring inflows and additional treatment to address the transport of released uranium into the shallow groundwater and surface water. | Operation and maintenance cost, including remote monitoring (e.g., transducers, telemetry, and cameras) and performance monitoring (e.g., sampling, analysis, and reporting), ranges between $20,000 to $40,000 per month. The capital cost for the construction of the PRB and STC was approximately $1.2M including the media, trenching, infiltration gallery, cover, and stormwater controls, or roughly $180/cubic yard of reactive media (1,200 cubic yards for the PRB and 5,500 cubic yards for the STC). | System is seep treatment cell effluent to PRB. Treatment media: 50% granular support media, 12.5% chopped alfalfa hay, 37.5% woodchips/shavings. Average hydraulic conductivity of 8.8-116.2 ft/day in the media. Trench excavated to dry, silty-clay, weathered Dinwoody Formation material to prevent groundwater flow from bypassing under the PRB. Eroded overburden was encountered. Media placed to a depth of 2 ft bgs, covered by non-woven geotextile and 2 ft of Dinwoody Formation material. Infiltration gallery was constructed upgradient to the PRB, and overburden was encountered. Infiltration gallery was overexcavated and compacted Dinwoody Formation materials were used on the base and sidewalls to reduce water contact with the overburden. It was backfilled with coarse drain rock and covered with non-woven geotextile and Dinwoody Formation material. PRB is relatively easy to implement with readily available material and equipment but using the technology to treat seeps or shallow groundwater in close proximity to overburden disposal piles should be approached with caution. The presence of run-of-mine shales in and around excavations contributes to mobilization of unwanted constituents (e.g. arsenic, uranium) | The objectives for the Pilot Study are consistent with the preliminary Remedial Action Objectives (RAOs) for groundwater remedies at Conda. Based on observations from the 2019 and 2020 monitoring, modifications were made to the Pilot Study in fall of 2020. In coordination with the Agencies, it was decided that the modification will require further monitoring in 2021 to fully meet the Pilot Study objectives. 2018-2019 start up period had differing conditions from 2020-2021, and the conditions were not considered representative of long term trends, but reflect the capability of the media to rapidly reach redox and geochemical conditions that facilitate microbially mediated reduction. 2020-2021 are operational conditions. The treatment media contributes to total Ar, Fe and Mn concentrations above the MCLs and drinking water standards. Data indicate that the treatment media in the Seep Treatment Cell and PRB is capable of treating water entering the system with total Se concentrations as high as 6.87 mg/L as well as total Cd concentrations up to 0.00847 mg/L to levels below their respective MCLs. | None, other than those presented elsewhere | Seep treatment cell (STC) pretreatment system influent STC-NES5-IF (upgradient) to STC pretreatment effluent (STC-NES5-EF) (downgradient) is through the central flow path. Data collection for upgradient/downgradient wells is in some instances shifted by 1-2 days. Reporting on effluents from STC-NES5-IF is only considered during the period that effluent from the pretreatment is available for comparison (June 2019-Oct 2021)
Final Treatability Study Findings Report Field-Scale Permeable Reactive Barrier Pilot Study Conda/Woodall Mountain Mine | Conda/Woodall Mountain Mine | IDN001002862 | N/A | N/A | STC-NES5-IF | Former mining site | Permeable reactive barrier (PRB) with seep treatment cell pre-treatment | Passive | Permeable reactive barrier (PRB) | Pre-treatment | Overburden pile in the headwaters areas of Pedro Creek | Y | STC (pretreatment) | Specific technologies not specified. PRB is chemical and microbially mediated processes that reduce selenate to selenite and then selenium. Treatment media includes a carbon source (i.e. woodchips), alfalfa hay, and inert sand. Seep treatment cell is pre-treatment cell with treatment media. | Access to the groundwater table is needed. Trench excavated through water-bearing zones of alluvial deposits and into underlying weathered bedrock. | Pilot | 2018-2021, modifications made in 2019 to address seepage | Potassium | K, dissolved | mg/L | N | N/A |  |  |  | 4.04 | 52 | -1187.1287 | [6 empty] | 4.79 | 2020 - 2021 Average, from operational period, not whole dataset | Data not provided | Data not provided | 37.7 | 2020 - 2021 Average, from operational period, not whole dataset | Data not provided | Data not provided | Data not provided | Upgradient | 6.88 | 4.17 | mg/L | 10.3 | °C | Data not provided | N/A | Data not provided | N/A | -34.9 | mV | 3182 | µmhos/cm | Turbidity = 131.9 | NTU | data not provided | data not provided | data not provided | data not provided | data not provided | data not provided | N/A | No groundwater comparison value | No samples were collected at STC-NES5-EF between November 2018 and April 2019. | An insufficient amount of time since completion of the Pilot Study to adequately evaluate lifespan of the treatment media. The change in alkalinity can be used as an indicator of change in the ability of the media to treat selenium. Alkalinity remained relatively similar after 2 years of operation indicating that after 2 years of operation the microbially-mediated chemical reduction of selenium remains similar to the study onset. | Design had insufficient capacity to contain the flux of snow melt in addition to seep water. Soils in the area of the PRB are tight. In the future, when in an layered alluvial system, incorporate a gravel "pressure relief/effluent storage" zone on the downgradient edge to allow for increased ability to receive effluent water and/or flow onto the land surface if capacity is reached. The hydrogeological study was performed during fall low flow conditions as were the excavation and installation of the PRB bench. Additional water zones may be present during different water levels, so future design data collection should include a hydrogeological investigation in the spring to better characterize flux and water bearing zones in the aquifer during high water conditions. The PRB increased Ar, Fe, Mn and Ur due to eroded overburden material in the lenses on the walls of the excavation and from the seep and sedimentation basin sediments transferred to the PRB. Oxidizing conditions favorable to mobilization of Ur exist when ORP is above -200 mV. Bicarbonate that is likely dominant in the near neutral pH conditions in the vicinity of the PRB can enhance Ur mobility. Redox cycling from fluctuating water table can cause Ur mobilization. Heterogeneity of groundwater inflow along the trench, contact with runoff of mine materials, and microbial activity all contribute to factors affecting degree of treatment within the PRB. The incorporation of the Pilot Study into a potential remedy for the Pedro Creek Sub-Basin, at its current scale and in absence of other actions, may require some modifications to facilitate handling of high spring inflows and additional treatment to address the transport of released uranium into the shallow groundwater and surface water. | Operation and maintenance cost, including remote monitoring (e.g., transducers, telemetry, and cameras) and performance monitoring (e.g., sampling, analysis, and reporting), ranges between $20,000 to $40,000 per month. The capital cost for the construction of the PRB and STC was approximately $1.2M including the media, trenching, infiltration gallery, cover, and stormwater controls, or roughly $180/cubic yard of reactive media (1,200 cubic yards for the PRB and 5,500 cubic yards for the STC). | System is seep treatment cell effluent to PRB. Treatment media: 50% granular support media, 12.5% chopped alfalfa hay, 37.5% woodchips/shavings. Average hydraulic conductivity of 8.8-116.2 ft/day in the media. Trench excavated to dry, silty-clay, weathered Dinwoody Formation material to prevent groundwater flow from bypassing under the PRB. Eroded overburden was encountered. Media placed to a depth of 2 ft bgs, covered by non-woven geotextile and 2 ft of Dinwoody Formation material. Infiltration gallery was constructed upgradient to the PRB, and overburden was encountered. Infiltration gallery was overexcavated and compacted Dinwoody Formation materials were used on the base and sidewalls to reduce water contact with the overburden. It was backfilled with coarse drain rock and covered with non-woven geotextile and Dinwoody Formation material. PRB is relatively easy to implement with readily available material and equipment but using the technology to treat seeps or shallow groundwater in close proximity to overburden disposal piles should be approached with caution. The presence of run-of-mine shales in and around excavations contributes to mobilization of unwanted constituents (e.g. arsenic, uranium) | The objectives for the Pilot Study are consistent with the preliminary Remedial Action Objectives (RAOs) for groundwater remedies at Conda. Based on observations from the 2019 and 2020 monitoring, modifications were made to the Pilot Study in fall of 2020. In coordination with the Agencies, it was decided that the modification will require further monitoring in 2021 to fully meet the Pilot Study objectives. 2018-2019 start up period had differing conditions from 2020-2021, and the conditions were not considered representative of long term trends, but reflect the capability of the media to rapidly reach redox and geochemical conditions that facilitate microbially mediated reduction. 2020-2021 are operational conditions. The treatment media contributes to total Ar, Fe and Mn concentrations above the MCLs and drinking water standards. Data indicate that the treatment media in the Seep Treatment Cell and PRB is capable of treating water entering the system with total Se concentrations as high as 6.87 mg/L as well as total Cd concentrations up to 0.00847 mg/L to levels below their respective MCLs. | None, other than those presented elsewhere | Seep treatment cell (STC) pretreatment system influent STC-NES5-IF (upgradient) to STC pretreatment effluent (STC-NES5-EF) (downgradient) is through the central flow path. Data collection for upgradient/downgradient wells is in some instances shifted by 1-2 days. Reporting on effluents from STC-NES5-IF is only considered during the period that effluent from the pretreatment is available for comparison (June 2019-Oct 2021)
Final Treatability Study Findings Report Field-Scale Permeable Reactive Barrier Pilot Study Conda/Woodall Mountain Mine | Conda/Woodall Mountain Mine | IDN001002862 | N/A | N/A | STC-NES5-EF | Former mining site | Permeable reactive barrier (PRB) with seep treatment cell pre-treatment | Passive | Permeable reactive barrier (PRB) | Pre-treatment | Overburden pile in the headwaters areas of Pedro Creek | Y | STC (pretreatment) | Specific technologies not specified. PRB is chemical and microbially mediated processes that reduce selenate to selenite and then selenium. Treatment media includes a carbon source (i.e. woodchips), alfalfa hay, and inert sand. Seep treatment cell is pre-treatment cell with treatment media. | Access to the groundwater table is needed. Trench excavated through water-bearing zones of alluvial deposits and into underlying weathered bedrock. | Pilot | 2018-2021, modifications made in 2019 to address seepage | Potassium | K, dissolved | mg/L | N | N/A | [6 empty] | 139 | 4.07 | -3315.2334 |  |  |  | 4.79 | 2020 - 2021 Average, from operational period, not whole dataset | Data not provided | Data not provided | 37.7 | 2020 - 2021 Average, from operational period, not whole dataset | Data not provided | Data not provided | Data not provided | Downgradient | 6.67 | 4.08 | mg/L | 11.5 | °C | Data not provided | N/A | Data not provided | N/A | -76.5 | mV | 3328 | µmhos/cm | Turbidity = 205 | NTU | data not provided | data not provided | data not provided | data not provided | data not provided | data not provided | N/A | No groundwater comparison value | No samples were collected at STC-NES5-EF between November 2018 and April 2019. | An insufficient amount of time since completion of the Pilot Study to adequately evaluate lifespan of the treatment media. The change in alkalinity can be used as an indicator of change in the ability of the media to treat selenium. Alkalinity remained relatively similar after 2 years of operation indicating that after 2 years of operation the microbially-mediated chemical reduction of selenium remains similar to the study onset. | Design had insufficient capacity to contain the flux of snow melt in addition to seep water. Soils in the area of the PRB are tight. In the future, when in an layered alluvial system, incorporate a gravel "pressure relief/effluent storage" zone on the downgradient edge to allow for increased ability to receive effluent water and/or flow onto the land surface if capacity is reached. The hydrogeological study was performed during fall low flow conditions as were the excavation and installation of the PRB bench. Additional water zones may be present during different water levels, so future design data collection should include a hydrogeological investigation in the spring to better characterize flux and water bearing zones in the aquifer during high water conditions. The PRB increased Ar, Fe, Mn and Ur due to eroded overburden material in the lenses on the walls of the excavation and from the seep and sedimentation basin sediments transferred to the PRB. Oxidizing conditions favorable to mobilization of Ur exist when ORP is above -200 mV. Bicarbonate that is likely dominant in the near neutral pH conditions in the vicinity of the PRB can enhance Ur mobility. Redox cycling from fluctuating water table can cause Ur mobilization. Heterogeneity of groundwater inflow along the trench, contact with runoff of mine materials, and microbial activity all contribute to factors affecting degree of treatment within the PRB. The incorporation of the Pilot Study into a potential remedy for the Pedro Creek Sub-Basin, at its current scale and in absence of other actions, may require some modifications to facilitate handling of high spring inflows and additional treatment to address the transport of released uranium into the shallow groundwater and surface water. | Operation and maintenance cost, including remote monitoring (e.g., transducers, telemetry, and cameras) and performance monitoring (e.g., sampling, analysis, and reporting), ranges between $20,000 to $40,000 per month. The capital cost for the construction of the PRB and STC was approximately $1.2M including the media, trenching, infiltration gallery, cover, and stormwater controls, or roughly $180/cubic yard of reactive media (1,200 cubic yards for the PRB and 5,500 cubic yards for the STC). | System is seep treatment cell effluent to PRB. Treatment media: 50% granular support media, 12.5% chopped alfalfa hay, 37.5% woodchips/shavings. Average hydraulic conductivity of 8.8-116.2 ft/day in the media. Trench excavated to dry, silty-clay, weathered Dinwoody Formation material to prevent groundwater flow from bypassing under the PRB. Eroded overburden was encountered. Media placed to a depth of 2 ft bgs, covered by non-woven geotextile and 2 ft of Dinwoody Formation material. Infiltration gallery was constructed upgradient to the PRB, and overburden was encountered. Infiltration gallery was overexcavated and compacted Dinwoody Formation materials were used on the base and sidewalls to reduce water contact with the overburden. It was backfilled with coarse drain rock and covered with non-woven geotextile and Dinwoody Formation material. PRB is relatively easy to implement with readily available material and equipment but using the technology to treat seeps or shallow groundwater in close proximity to overburden disposal piles should be approached with caution. The presence of run-of-mine shales in and around excavations contributes to mobilization of unwanted constituents (e.g. arsenic, uranium) | The objectives for the Pilot Study are consistent with the preliminary Remedial Action Objectives (RAOs) for groundwater remedies at Conda. Based on observations from the 2019 and 2020 monitoring, modifications were made to the Pilot Study in fall of 2020. In coordination with the Agencies, it was decided that the modification will require further monitoring in 2021 to fully meet the Pilot Study objectives. 2018-2019 start up period had differing conditions from 2020-2021, and the conditions were not considered representative of long term trends, but reflect the capability of the media to rapidly reach redox and geochemical conditions that facilitate microbially mediated reduction. 2020-2021 are operational conditions. The treatment media contributes to total Ar, Fe and Mn concentrations above the MCLs and drinking water standards. Data indicate that the treatment media in the Seep Treatment Cell and PRB is capable of treating water entering the system with total Se concentrations as high as 6.87 mg/L as well as total Cd concentrations up to 0.00847 mg/L to levels below their respective MCLs. | None, other than those presented elsewhere | Seep treatment cell (STC) pretreatment system influent STC-NES5-IF (upgradient) to STC pretreatment effluent (STC-NES5-EF) (downgradient) is through the central flow path. Data collection for upgradient/downgradient wells is in some instances shifted by 1-2 days. Reporting on effluents from STC-NES5-IF is only considered during the period that effluent from the pretreatment is available for comparison (June 2019-Oct 2021)
Final Treatability Study Findings Report Field-Scale Permeable Reactive Barrier Pilot Study Conda/Woodall Mountain Mine | Conda/Woodall Mountain Mine | IDN001002862 | N/A | N/A | STC-NES5-EF | Former mining site | Permeable reactive barrier (PRB) with seep treatment cell pre-treatment | Passive | Permeable reactive barrier (PRB) | Pre-treatment | Overburden pile in the headwaters areas of Pedro Creek | Y | STC (pretreatment) | Specific technologies not specified. PRB is chemical and microbially mediated processes that reduce selenate to selenite and then selenium. Treatment media includes a carbon source (i.e. woodchips), alfalfa hay, and inert sand. Seep treatment cell is pre-treatment cell with treatment media. | Access to the groundwater table is needed. Trench excavated through water-bearing zones of alluvial deposits and into underlying weathered bedrock. | Pilot | 2018-2021, modifications made in 2019 to address seepage | Potassium | K, dissolved | mg/L | N | N/A | [9 empty] | 32.2 | 4.71 | -583.6518 | 4.79 | 2020 - 2021 Average, from operational period, not whole dataset | Data not provided | Data not provided | 37.7 | 2020 - 2021 Average, from operational period, not whole dataset | Data not provided | Data not provided | Data not provided | Downgradient | 7.22 | 4.99 | mg/L | 21.4 | °C | Data not provided | N/A | Data not provided | N/A | -100.9 | mV | 2828 | µmhos/cm | Turbidity = 47 | NTU | data not provided | data not provided | data not provided | data not provided | data not provided | data not provided | N/A | No groundwater comparison value | No samples were collected at STC-NES5-EF between November 2018 and April 2019. | An insufficient amount of time since completion of the Pilot Study to adequately evaluate lifespan of the treatment media. The change in alkalinity can be used as an indicator of change in the ability of the media to treat selenium. Alkalinity remained relatively similar after 2 years of operation indicating that after 2 years of operation the microbially-mediated chemical reduction of selenium remains similar to the study onset. | Design had insufficient capacity to contain the flux of snow melt in addition to seep water. Soils in the area of the PRB are tight. In the future, when in an layered alluvial system, incorporate a gravel "pressure relief/effluent storage" zone on the downgradient edge to allow for increased ability to receive effluent water and/or flow onto the land surface if capacity is reached. The hydrogeological study was performed during fall low flow conditions as were the excavation and installation of the PRB bench. Additional water zones may be present during different water levels, so future design data collection should include a hydrogeological investigation in the spring to better characterize flux and water bearing zones in the aquifer during high water conditions. The PRB increased Ar, Fe, Mn and Ur due to eroded overburden material in the lenses on the walls of the excavation and from the seep and sedimentation basin sediments transferred to the PRB. Oxidizing conditions favorable to mobilization of Ur exist when ORP is above -200 mV. Bicarbonate that is likely dominant in the near neutral pH conditions in the vicinity of the PRB can enhance Ur mobility. Redox cycling from fluctuating water table can cause Ur mobilization. Heterogeneity of groundwater inflow along the trench, contact with runoff of mine materials, and microbial activity all contribute to factors affecting degree of treatment within the PRB. The incorporation of the Pilot Study into a potential remedy for the Pedro Creek Sub-Basin, at its current scale and in absence of other actions, may require some modifications to facilitate handling of high spring inflows and additional treatment to address the transport of released uranium into the shallow groundwater and surface water. | Operation and maintenance cost, including remote monitoring (e.g., transducers, telemetry, and cameras) and performance monitoring (e.g., sampling, analysis, and reporting), ranges between $20,000 to $40,000 per month. The capital cost for the construction of the PRB and STC was approximately $1.2M including the media, trenching, infiltration gallery, cover, and stormwater controls, or roughly $180/cubic yard of reactive media (1,200 cubic yards for the PRB and 5,500 cubic yards for the STC). | System is seep treatment cell effluent to PRB. Treatment media: 50% granular support media, 12.5% chopped alfalfa hay, 37.5% woodchips/shavings. Average hydraulic conductivity of 8.8-116.2 ft/day in the media. Trench excavated to dry, silty-clay, weathered Dinwoody Formation material to prevent groundwater flow from bypassing under the PRB. Eroded overburden was encountered. Media placed to a depth of 2 ft bgs, covered by non-woven geotextile and 2 ft of Dinwoody Formation material. Infiltration gallery was constructed upgradient to the PRB, and overburden was encountered. Infiltration gallery was overexcavated and compacted Dinwoody Formation materials were used on the base and sidewalls to reduce water contact with the overburden. It was backfilled with coarse drain rock and covered with non-woven geotextile and Dinwoody Formation material. PRB is relatively easy to implement with readily available material and equipment but using the technology to treat seeps or shallow groundwater in close proximity to overburden disposal piles should be approached with caution. The presence of run-of-mine shales in and around excavations contributes to mobilization of unwanted constituents (e.g. arsenic, uranium) | The objectives for the Pilot Study are consistent with the preliminary Remedial Action Objectives (RAOs) for groundwater remedies at Conda. Based on observations from the 2019 and 2020 monitoring, modifications were made to the Pilot Study in fall of 2020. In coordination with the Agencies, it was decided that the modification will require further monitoring in 2021 to fully meet the Pilot Study objectives. 2018-2019 start up period had differing conditions from 2020-2021, and the conditions were not considered representative of long term trends, but reflect the capability of the media to rapidly reach redox and geochemical conditions that facilitate microbially mediated reduction. 2020-2021 are operational conditions. The treatment media contributes to total Ar, Fe and Mn concentrations above the MCLs and drinking water standards. Data indicate that the treatment media in the Seep Treatment Cell and PRB is capable of treating water entering the system with total Se concentrations as high as 6.87 mg/L as well as total Cd concentrations up to 0.00847 mg/L to levels below their respective MCLs. | None, other than those presented elsewhere | Seep treatment cell (STC) pretreatment system influent STC-NES5-IF (upgradient) to STC pretreatment effluent (STC-NES5-EF) (downgradient) is through the central flow path. Data collection for upgradient/downgradient wells is in some instances shifted by 1-2 days. Reporting on effluents from STC-NES5-IF is only considered during the period that effluent from the pretreatment is available for comparison (June 2019-Oct 2021)
Final Treatability Study Findings Report Field-Scale Permeable Reactive Barrier Pilot Study Conda/Woodall Mountain Mine | Conda/Woodall Mountain Mine | IDN001002862 | N/A | N/A | STC-NES5-IF | Former mining site | Permeable reactive barrier (PRB) with seep treatment cell pre-treatment | Passive | Permeable reactive barrier (PRB) | Pre-treatment | Overburden pile in the headwaters areas of Pedro Creek | Y | STC (pretreatment) | Specific technologies not specified. PRB is chemical and microbially mediated processes that reduce selenate to selenite and then selenium. Treatment media includes a carbon source (i.e. woodchips), alfalfa hay, and inert sand. Seep treatment cell is pre-treatment cell with treatment media. | Access to the groundwater table is needed. Trench excavated through water-bearing zones of alluvial deposits and into underlying weathered bedrock. | Pilot | 2018-2021, modifications made in 2019 to address seepage | Potassium | K, total | mg/L | N | N/A | 8.46 | Data not provided | Not Available | [9 empty] | 6.71 | 2020 - 2021 Average, from operational period, not whole dataset | Data not provided | Data not provided | 37 | 2020 - 2021 Average, from operational period, not whole dataset | Data not provided | Data not provided | Data not provided | Upgradient | 6.83 | 5.01 | mg/L | 10.5 | °C | Data not provided | N/A | Data not provided | N/A | 185.2 | mV | 3016 | µmhos/cm | Turbidity = 201.83 | NTU | data not provided | data not provided | data not provided | data not provided | data not provided | data not provided | N/A | No groundwater comparison value | No samples were collected at STC-NES5-EF between November 2018 and April 2019. | An insufficient amount of time since completion of the Pilot Study to adequately evaluate lifespan of the treatment media. The change in alkalinity can be used as an indicator of change in the ability of the media to treat selenium. Alkalinity remained relatively similar after 2 years of operation indicating that after 2 years of operation the microbially-mediated chemical reduction of selenium remains similar to the study onset. | Design had insufficient capacity to contain the flux of snow melt in addition to seep water. Soils in the area of the PRB are tight. In the future, when in an layered alluvial system, incorporate a gravel "pressure relief/effluent storage" zone on the downgradient edge to allow for increased ability to receive effluent water and/or flow onto the land surface if capacity is reached. The hydrogeological study was performed during fall low flow conditions as were the excavation and installation of the PRB bench. Additional water zones may be present during different water levels, so future design data collection should include a hydrogeological investigation in the spring to better characterize flux and water bearing zones in the aquifer during high water conditions. The PRB increased Ar, Fe, Mn and Ur due to eroded overburden material in the lenses on the walls of the excavation and from the seep and sedimentation basin sediments transferred to the PRB. Oxidizing conditions favorable to mobilization of Ur exist when ORP is above -200 mV. Bicarbonate that is likely dominant in the near neutral pH conditions in the vicinity of the PRB can enhance Ur mobility. Redox cycling from fluctuating water table can cause Ur mobilization. Heterogeneity of groundwater inflow along the trench, contact with runoff of mine materials, and microbial activity all contribute to factors affecting degree of treatment within the PRB. The incorporation of the Pilot Study into a potential remedy for the Pedro Creek Sub-Basin, at its current scale and in absence of other actions, may require some modifications to facilitate handling of high spring inflows and additional treatment to address the transport of released uranium into the shallow groundwater and surface water. | Operation and maintenance cost, including remote monitoring (e.g., transducers, telemetry, and cameras) and performance monitoring (e.g., sampling, analysis, and reporting), ranges between $20,000 to $40,000 per month. The capital cost for the construction of the PRB and STC was approximately $1.2M including the media, trenching, infiltration gallery, cover, and stormwater controls, or roughly $180/cubic yard of reactive media (1,200 cubic yards for the PRB and 5,500 cubic yards for the STC). | System is seep treatment cell effluent to PRB. Treatment media: 50% granular support media, 12.5% chopped alfalfa hay, 37.5% woodchips/shavings. Average hydraulic conductivity of 8.8-116.2 ft/day in the media. Trench excavated to dry, silty-clay, weathered Dinwoody Formation material to prevent groundwater flow from bypassing under the PRB. Eroded overburden was encountered. Media placed to a depth of 2 ft bgs, covered by non-woven geotextile and 2 ft of Dinwoody Formation material. Infiltration gallery was constructed upgradient to the PRB, and overburden was encountered. Infiltration gallery was overexcavated and compacted Dinwoody Formation materials were used on the base and sidewalls to reduce water contact with the overburden. It was backfilled with coarse drain rock and covered with non-woven geotextile and Dinwoody Formation material. PRB is relatively easy to implement with readily available material and equipment but using the technology to treat seeps or shallow groundwater in close proximity to overburden disposal piles should be approached with caution. The presence of run-of-mine shales in and around excavations contributes to mobilization of unwanted constituents (e.g. arsenic, uranium) | The objectives for the Pilot Study are consistent with the preliminary Remedial Action Objectives (RAOs) for groundwater remedies at Conda. Based on observations from the 2019 and 2020 monitoring, modifications were made to the Pilot Study in fall of 2020. In coordination with the Agencies, it was decided that the modification will require further monitoring in 2021 to fully meet the Pilot Study objectives. 2018-2019 start up period had differing conditions from 2020-2021, and the conditions were not considered representative of long term trends, but reflect the capability of the media to rapidly reach redox and geochemical conditions that facilitate microbially mediated reduction. 2020-2021 are operational conditions. The treatment media contributes to total Ar, Fe and Mn concentrations above the MCLs and drinking water standards. Data indicate that the treatment media in the Seep Treatment Cell and PRB is capable of treating water entering the system with total Se concentrations as high as 6.87 mg/L as well as total Cd concentrations up to 0.00847 mg/L to levels below their respective MCLs. | None, other than those presented elsewhere | Seep treatment cell (STC) pretreatment system influent STC-NES5-IF (upgradient) to STC pretreatment effluent (STC-NES5-EF) (downgradient) is through the central flow path. Data collection for upgradient/downgradient wells is in some instances shifted by 1-2 days. Reporting on effluents from STC-NES5-IF is only considered during the period that effluent from the pretreatment is available for comparison (June 2019-Oct 2021)
Final Treatability Study Findings Report Field-Scale Permeable Reactive Barrier Pilot Study Conda/Woodall Mountain Mine | Conda/Woodall Mountain Mine | IDN001002862 | N/A | N/A | STC-NES5-IF | Former mining site | Permeable reactive barrier (PRB) with seep treatment cell pre-treatment | Passive | Permeable reactive barrier (PRB) | Pre-treatment | Overburden pile in the headwaters areas of Pedro Creek | Y | STC (pretreatment) | Specific technologies not specified. PRB is chemical and microbially mediated processes that reduce selenate to selenite and then selenium. Treatment media includes a carbon source (i.e. woodchips), alfalfa hay, and inert sand. Seep treatment cell is pre-treatment cell with treatment media. | Access to the groundwater table is needed. Trench excavated through water-bearing zones of alluvial deposits and into underlying weathered bedrock. | Pilot | 2018-2021, modifications made in 2019 to address seepage | Potassium | K, total | mg/L | N | N/A |  |  |  | 4.23 | 148 | -3398.818 | [6 empty] | 6.71 | 2020 - 2021 Average, from operational period, not whole dataset | Data not provided | Data not provided | 37 | 2020 - 2021 Average, from operational period, not whole dataset | Data not provided | Data not provided | Data not provided | Upgradient | 6.73 | 2.75 | mg/L | 10.1 | °C | Data not provided | N/A | Data not provided | N/A | 90.5 | mV | 3217 | µmhos/cm | Turbidity = 11.41 | NTU | data not provided | data not provided | data not provided | data not provided | data not provided | data not provided | N/A | No groundwater comparison value | No samples were collected at STC-NES5-EF between November 2018 and April 2019. | An insufficient amount of time since completion of the Pilot Study to adequately evaluate lifespan of the treatment media. The change in alkalinity can be used as an indicator of change in the ability of the media to treat selenium. Alkalinity remained relatively similar after 2 years of operation indicating that after 2 years of operation the microbially-mediated chemical reduction of selenium remains similar to the study onset. | Design had insufficient capacity to contain the flux of snow melt in addition to seep water. Soils in the area of the PRB are tight. In the future, when in an layered alluvial system, incorporate a gravel "pressure relief/effluent storage" zone on the downgradient edge to allow for increased ability to receive effluent water and/or flow onto the land surface if capacity is reached. The hydrogeological study was performed during fall low flow conditions as were the excavation and installation of the PRB bench. Additional water zones may be present during different water levels, so future design data collection should include a hydrogeological investigation in the spring to better characterize flux and water bearing zones in the aquifer during high water conditions. The PRB increased Ar, Fe, Mn and Ur due to eroded overburden material in the lenses on the walls of the excavation and from the seep and sedimentation basin sediments transferred to the PRB. Oxidizing conditions favorable to mobilization of Ur exist when ORP is above -200 mV. Bicarbonate that is likely dominant in the near neutral pH conditions in the vicinity of the PRB can enhance Ur mobility. Redox cycling from fluctuating water table can cause Ur mobilization. Heterogeneity of groundwater inflow along the trench, contact with runoff of mine materials, and microbial activity all contribute to factors affecting degree of treatment within the PRB. The incorporation of the Pilot Study into a potential remedy for the Pedro Creek Sub-Basin, at its current scale and in absence of other actions, may require some modifications to facilitate handling of high spring inflows and additional treatment to address the transport of released uranium into the shallow groundwater and surface water. | Operation and maintenance cost, including remote monitoring (e.g., transducers, telemetry, and cameras) and performance monitoring (e.g., sampling, analysis, and reporting), ranges between $20,000 to $40,000 per month. The capital cost for the construction of the PRB and STC was approximately $1.2M including the media, trenching, infiltration gallery, cover, and stormwater controls, or roughly $180/cubic yard of reactive media (1,200 cubic yards for the PRB and 5,500 cubic yards for the STC). | System is seep treatment cell effluent to PRB. Treatment media: 50% granular support media, 12.5% chopped alfalfa hay, 37.5% woodchips/shavings. Average hydraulic conductivity of 8.8-116.2 ft/day in the media. Trench excavated to dry, silty-clay, weathered Dinwoody Formation material to prevent groundwater flow from bypassing under the PRB. Eroded overburden was encountered. Media placed to a depth of 2 ft bgs, covered by non-woven geotextile and 2 ft of Dinwoody Formation material. Infiltration gallery was constructed upgradient to the PRB, and overburden was encountered. Infiltration gallery was overexcavated and compacted Dinwoody Formation materials were used on the base and sidewalls to reduce water contact with the overburden. It was backfilled with coarse drain rock and covered with non-woven geotextile and Dinwoody Formation material. PRB is relatively easy to implement with readily available material and equipment but using the technology to treat seeps or shallow groundwater in close proximity to overburden disposal piles should be approached with caution. The presence of run-of-mine shales in and around excavations contributes to mobilization of unwanted constituents (e.g. arsenic, uranium) | The objectives for the Pilot Study are consistent with the preliminary Remedial Action Objectives (RAOs) for groundwater remedies at Conda. Based on observations from the 2019 and 2020 monitoring, modifications were made to the Pilot Study in fall of 2020. In coordination with the Agencies, it was decided that the modification will require further monitoring in 2021 to fully meet the Pilot Study objectives. 2018-2019 start up period had differing conditions from 2020-2021, and the conditions were not considered representative of long term trends, but reflect the capability of the media to rapidly reach redox and geochemical conditions that facilitate microbially mediated reduction. 2020-2021 are operational conditions. The treatment media contributes to total Ar, Fe and Mn concentrations above the MCLs and drinking water standards. Data indicate that the treatment media in the Seep Treatment Cell and PRB is capable of treating water entering the system with total Se concentrations as high as 6.87 mg/L as well as total Cd concentrations up to 0.00847 mg/L to levels below their respective MCLs. | None, other than those presented elsewhere | Seep treatment cell (STC) pretreatment system influent STC-NES5-IF (upgradient) to STC pretreatment effluent (STC-NES5-EF) (downgradient) is through the central flow path. Data collection for upgradient/downgradient wells is in some instances shifted by 1-2 days. Reporting on effluents from STC-NES5-IF is only considered during the period that effluent from the pretreatment is available for comparison (June 2019-Oct 2021)
Final Treatability Study Findings Report Field-Scale Permeable Reactive Barrier Pilot Study Conda/Woodall Mountain Mine | Conda/Woodall Mountain Mine | IDN001002862 | N/A | N/A | STC-NES5-EF | Former mining site | Permeable reactive barrier (PRB) with seep treatment cell pre-treatment | Passive | Permeable reactive barrier (PRB) | Pre-treatment | Overburden pile in the headwaters areas of Pedro Creek | Y | STC (pretreatment) | Specific technologies not specified. PRB is chemical and microbially mediated processes that reduce selenate to selenite and then selenium. Treatment media includes a carbon source (i.e. woodchips), alfalfa hay, and inert sand. Seep treatment cell is pre-treatment cell with treatment media. | Access to the groundwater table is needed. Trench excavated through water-bearing zones of alluvial deposits and into underlying weathered bedrock. | Pilot | 2018-2021, modifications made in 2019 to address seepage | Potassium | K, total | mg/L | N | N/A | [6 empty] | 148 | 4.23 | -3398.818 |  |  |  | 6.71 | 2020 - 2021 Average, from operational period, not whole dataset | Data not provided | Data not provided | 37 | 2020 - 2021 Average, from operational period, not whole dataset | Data not provided | Data not provided | Data not provided | Downgradient | 6.67 | 4.08 | mg/L | 11.5 | °C | Data not provided | N/A | Data not provided | N/A | -76.5 | mV | 3328 | µmhos/cm | Turbidity = 205 | NTU | data not provided | data not provided | data not provided | data not provided | data not provided | data not provided | N/A | No groundwater comparison value | No samples were collected at STC-NES5-EF between November 2018 and April 2019. | An insufficient amount of time since completion of the Pilot Study to adequately evaluate lifespan of the treatment media. The change in alkalinity can be used as an indicator of change in the ability of the media to treat selenium. Alkalinity remained relatively similar after 2 years of operation indicating that after 2 years of operation the microbially-mediated chemical reduction of selenium remains similar to the study onset. | Design had insufficient capacity to contain the flux of snow melt in addition to seep water. Soils in the area of the PRB are tight. In the future, when in an layered alluvial system, incorporate a gravel "pressure relief/effluent storage" zone on the downgradient edge to allow for increased ability to receive effluent water and/or flow onto the land surface if capacity is reached. The hydrogeological study was performed during fall low flow conditions as were the excavation and installation of the PRB bench. Additional water zones may be present during different water levels, so future design data collection should include a hydrogeological investigation in the spring to better characterize flux and water bearing zones in the aquifer during high water conditions. The PRB increased Ar, Fe, Mn and Ur due to eroded overburden material in the lenses on the walls of the excavation and from the seep and sedimentation basin sediments transferred to the PRB. Oxidizing conditions favorable to mobilization of Ur exist when ORP is above -200 mV. Bicarbonate that is likely dominant in the near neutral pH conditions in the vicinity of the PRB can enhance Ur mobility. Redox cycling from fluctuating water table can cause Ur mobilization. Heterogeneity of groundwater inflow along the trench, contact with runoff of mine materials, and microbial activity all contribute to factors affecting degree of treatment within the PRB. The incorporation of the Pilot Study into a potential remedy for the Pedro Creek Sub-Basin, at its current scale and in absence of other actions, may require some modifications to facilitate handling of high spring inflows and additional treatment to address the transport of released uranium into the shallow groundwater and surface water. | Operation and maintenance cost, including remote monitoring (e.g., transducers, telemetry, and cameras) and performance monitoring (e.g., sampling, analysis, and reporting), ranges between $20,000 to $40,000 per month. The capital cost for the construction of the PRB and STC was approximately $1.2M including the media, trenching, infiltration gallery, cover, and stormwater controls, or roughly $180/cubic yard of reactive media (1,200 cubic yards for the PRB and 5,500 cubic yards for the STC). | System is seep treatment cell effluent to PRB. Treatment media: 50% granular support media, 12.5% chopped alfalfa hay, 37.5% woodchips/shavings. Average hydraulic conductivity of 8.8-116.2 ft/day in the media. Trench excavated to dry, silty-clay, weathered Dinwoody Formation material to prevent groundwater flow from bypassing under the PRB. Eroded overburden was encountered. Media placed to a depth of 2 ft bgs, covered by non-woven geotextile and 2 ft of Dinwoody Formation material. Infiltration gallery was constructed upgradient to the PRB, and overburden was encountered. Infiltration gallery was overexcavated and compacted Dinwoody Formation materials were used on the base and sidewalls to reduce water contact with the overburden. It was backfilled with coarse drain rock and covered with non-woven geotextile and Dinwoody Formation material. PRB is relatively easy to implement with readily available material and equipment but using the technology to treat seeps or shallow groundwater in close proximity to overburden disposal piles should be approached with caution. The presence of run-of-mine shales in and around excavations contributes to mobilization of unwanted constituents (e.g. arsenic, uranium) | The objectives for the Pilot Study are consistent with the preliminary Remedial Action Objectives (RAOs) for groundwater remedies at Conda. Based on observations from the 2019 and 2020 monitoring, modifications were made to the Pilot Study in fall of 2020. In coordination with the Agencies, it was decided that the modification will require further monitoring in 2021 to fully meet the Pilot Study objectives. 2018-2019 start up period had differing conditions from 2020-2021, and the conditions were not considered representative of long term trends, but reflect the capability of the media to rapidly reach redox and geochemical conditions that facilitate microbially mediated reduction. 2020-2021 are operational conditions. The treatment media contributes to total Ar, Fe and Mn concentrations above the MCLs and drinking water standards. Data indicate that the treatment media in the Seep Treatment Cell and PRB is capable of treating water entering the system with total Se concentrations as high as 6.87 mg/L as well as total Cd concentrations up to 0.00847 mg/L to levels below their respective MCLs. | None, other than those presented elsewhere | Seep treatment cell (STC) pretreatment system influent STC-NES5-IF (upgradient) to STC pretreatment effluent (STC-NES5-EF) (downgradient) is through the central flow path. Data collection for upgradient/downgradient wells is in some instances shifted by 1-2 days. Reporting on effluents from STC-NES5-IF is only considered during the period that effluent from the pretreatment is available for comparison (June 2019-Oct 2021)
Final Treatability Study Findings Report Field-Scale Permeable Reactive Barrier Pilot Study Conda/Woodall Mountain Mine | Conda/Woodall Mountain Mine | IDN001002862 | N/A | N/A | STC-NES5-EF | Former mining site | Permeable reactive barrier (PRB) with seep treatment cell pre-treatment | Passive | Permeable reactive barrier (PRB) | Pre-treatment | Overburden pile in the headwaters areas of Pedro Creek | Y | STC (pretreatment) | Specific technologies not specified. PRB is chemical and microbially mediated processes that reduce selenate to selenite and then selenium. Treatment media includes a carbon source (i.e. woodchips), alfalfa hay, and inert sand. Seep treatment cell is pre-treatment cell with treatment media. | Access to the groundwater table is needed. Trench excavated through water-bearing zones of alluvial deposits and into underlying weathered bedrock. | Pilot | 2018-2021, modifications made in 2019 to address seepage | Potassium | K, total | mg/L | N | N/A | [9 empty] | 31.3 | 6.18 | -406.4725 | 6.71 | 2020 - 2021 Average, from operational period, not whole dataset | Data not provided | Data not provided | 37 | 2020 - 2021 Average, from operational period, not whole dataset | Data not provided | Data not provided | Data not provided | Downgradient | 7.43 | 5.54 | mg/L | 6.5 | °C | Data not provided | N/A | Data not provided | N/A | -103.1 | mV | 2831 | µmhos/cm | Turbidity = 55.11 | NTU | data not provided | data not provided | data not provided | data not provided | data not provided | data not provided | N/A | No groundwater comparison value | No samples were collected at STC-NES5-EF between November 2018 and April 2019. | An insufficient amount of time since completion of the Pilot Study to adequately evaluate lifespan of the treatment media. The change in alkalinity can be used as an indicator of change in the ability of the media to treat selenium. Alkalinity remained relatively similar after 2 years of operation indicating that after 2 years of operation the microbially-mediated chemical reduction of selenium remains similar to the study onset. | Design had insufficient capacity to contain the flux of snow melt in addition to seep water. Soils in the area of the PRB are tight. In the future, when in an layered alluvial system, incorporate a gravel "pressure relief/effluent storage" zone on the downgradient edge to allow for increased ability to receive effluent water and/or flow onto the land surface if capacity is reached. The hydrogeological study was performed during fall low flow conditions as were the excavation and installation of the PRB bench. Additional water zones may be present during different water levels, so future design data collection should include a hydrogeological investigation in the spring to better characterize flux and water bearing zones in the aquifer during high water conditions. The PRB increased Ar, Fe, Mn and Ur due to eroded overburden material in the lenses on the walls of the excavation and from the seep and sedimentation basin sediments transferred to the PRB. Oxidizing conditions favorable to mobilization of Ur exist when ORP is above -200 mV. Bicarbonate that is likely dominant in the near neutral pH conditions in the vicinity of the PRB can enhance Ur mobility. Redox cycling from fluctuating water table can cause Ur mobilization. Heterogeneity of groundwater inflow along the trench, contact with runoff of mine materials, and microbial activity all contribute to factors affecting degree of treatment within the PRB. The incorporation of the Pilot Study into a potential remedy for the Pedro Creek Sub-Basin, at its current scale and in absence of other actions, may require some modifications to facilitate handling of high spring inflows and additional treatment to address the transport of released uranium into the shallow groundwater and surface water. | Operation and maintenance cost, including remote monitoring (e.g., transducers, telemetry, and cameras) and performance monitoring (e.g., sampling, analysis, and reporting), ranges between $20,000 to $40,000 per month. The capital cost for the construction of the PRB and STC was approximately $1.2M including the media, trenching, infiltration gallery, cover, and stormwater controls, or roughly $180/cubic yard of reactive media (1,200 cubic yards for the PRB and 5,500 cubic yards for the STC). | System is seep treatment cell effluent to PRB. Treatment media: 50% granular support media, 12.5% chopped alfalfa hay, 37.5% woodchips/shavings. Average hydraulic conductivity of 8.8-116.2 ft/day in the media. Trench excavated to dry, silty-clay, weathered Dinwoody Formation material to prevent groundwater flow from bypassing under the PRB. Eroded overburden was encountered. Media placed to a depth of 2 ft bgs, covered by non-woven geotextile and 2 ft of Dinwoody Formation material. Infiltration gallery was constructed upgradient to the PRB, and overburden was encountered. Infiltration gallery was overexcavated and compacted Dinwoody Formation materials were used on the base and sidewalls to reduce water contact with the overburden. It was backfilled with coarse drain rock and covered with non-woven geotextile and Dinwoody Formation material. PRB is relatively easy to implement with readily available material and equipment but using the technology to treat seeps or shallow groundwater in close proximity to overburden disposal piles should be approached with caution. The presence of run-of-mine shales in and around excavations contributes to mobilization of unwanted constituents (e.g. arsenic, uranium) | The objectives for the Pilot Study are consistent with the preliminary Remedial Action Objectives (RAOs) for groundwater remedies at Conda. Based on observations from the 2019 and 2020 monitoring, modifications were made to the Pilot Study in fall of 2020. In coordination with the Agencies, it was decided that the modification will require further monitoring in 2021 to fully meet the Pilot Study objectives. 2018-2019 start up period had differing conditions from 2020-2021, and the conditions were not considered representative of long term trends, but reflect the capability of the media to rapidly reach redox and geochemical conditions that facilitate microbially mediated reduction. 2020-2021 are operational conditions. The treatment media contributes to total Ar, Fe and Mn concentrations above the MCLs and drinking water standards. Data indicate that the treatment media in the Seep Treatment Cell and PRB is capable of treating water entering the system with total Se concentrations as high as 6.87 mg/L as well as total Cd concentrations up to 0.00847 mg/L to levels below their respective MCLs. | None, other than those presented elsewhere | Seep treatment cell (STC) pretreatment system influent STC-NES5-IF (upgradient) to STC pretreatment effluent (STC-NES5-EF) (downgradient) is through the central flow path. Data collection for upgradient/downgradient wells is in some instances shifted by 1-2 days. Reporting on effluents from STC-NES5-IF is only considered during the period that effluent from the pretreatment is available for comparison (June 2019-Oct 2021)
Final Treatability Study Findings Report Field-Scale Permeable Reactive Barrier Pilot Study Conda/Woodall Mountain Mine | Conda/Woodall Mountain Mine | IDN001002862 | N/A | N/A | STC-NES5-IF | Former mining site | Permeable reactive barrier (PRB) with seep treatment cell pre-treatment | Passive | Permeable reactive barrier (PRB) | Pre-treatment | Overburden pile in the headwaters areas of Pedro Creek | Y | STC (pretreatment) | Specific technologies not specified. PRB is chemical and microbially mediated processes that reduce selenate to selenite and then selenium. Treatment media includes a carbon source (i.e. woodchips), alfalfa hay, and inert sand. Seep treatment cell is pre-treatment cell with treatment media. | Access to the groundwater table is needed. Trench excavated through water-bearing zones of alluvial deposits and into underlying weathered bedrock. | Pilot | 2018-2021, modifications made in 2019 to address seepage | Ammonia | Ammonia (as N) | mg/L | N | N/A | 0.027 | Data not provided | Not Available | [9 empty] | 0.015 | 2020 - 2021 Average, from operational period, not whole dataset | Data not provided | Data not provided | 17.9 | 2020 - 2021 Average, from operational period, not whole dataset | Data not provided | Data not provided | Data not provided | Upgradient | 6.83 | 5.01 | mg/L | 10.5 | °C | Data not provided | N/A | Data not provided | N/A | 185.2 | mV | 3016 | µmhos/cm | Turbidity = 201.83 | NTU | data not provided | data not provided | data not provided | data not provided | data not provided | data not provided | N/A | No groundwater comparison value | No samples were collected at STC-NES5-EF between November 2018 and April 2019. | An insufficient amount of time since completion of the Pilot Study to adequately evaluate lifespan of the treatment media. The change in alkalinity can be used as an indicator of change in the ability of the media to treat selenium. Alkalinity remained relatively similar after 2 years of operation indicating that after 2 years of operation the microbially-mediated chemical reduction of selenium remains similar to the study onset. | Design had insufficient capacity to contain the flux of snow melt in addition to seep water. Soils in the area of the PRB are tight. In the future, when in an layered alluvial system, incorporate a gravel "pressure relief/effluent storage" zone on the downgradient edge to allow for increased ability to receive effluent water and/or flow onto the land surface if capacity is reached. The hydrogeological study was performed during fall low flow conditions as were the excavation and installation of the PRB bench. Additional water zones may be present during different water levels, so future design data collection should include a hydrogeological investigation in the spring to better characterize flux and water bearing zones in the aquifer during high water conditions. The PRB increased Ar, Fe, Mn and Ur due to eroded overburden material in the lenses on the walls of the excavation and from the seep and sedimentation basin sediments transferred to the PRB. Oxidizing conditions favorable to mobilization of Ur exist when ORP is above -200 mV. Bicarbonate that is likely dominant in the near neutral pH conditions in the vicinity of the PRB can enhance Ur mobility. Redox cycling from fluctuating water table can cause Ur mobilization. Heterogeneity of groundwater inflow along the trench, contact with runoff of mine materials, and microbial activity all contribute to factors affecting degree of treatment within the PRB. The incorporation of the Pilot Study into a potential remedy for the Pedro Creek Sub-Basin, at its current scale and in absence of other actions, may require some modifications to facilitate handling of high spring inflows and additional treatment to address the transport of released uranium into the shallow groundwater and surface water. | Operation and maintenance cost, including remote monitoring (e.g., transducers, telemetry, and cameras) and performance monitoring (e.g., sampling, analysis, and reporting), ranges between $20,000 to $40,000 per month. The capital cost for the construction of the PRB and STC was approximately $1.2M including the media, trenching, infiltration gallery, cover, and stormwater controls, or roughly $180/cubic yard of reactive media (1,200 cubic yards for the PRB and 5,500 cubic yards for the STC). | System is seep treatment cell effluent to PRB. Treatment media: 50% granular support media, 12.5% chopped alfalfa hay, 37.5% woodchips/shavings. Average hydraulic conductivity of 8.8-116.2 ft/day in the media. Trench excavated to dry, silty-clay, weathered Dinwoody Formation material to prevent groundwater flow from bypassing under the PRB. Eroded overburden was encountered. Media placed to a depth of 2 ft bgs, covered by non-woven geotextile and 2 ft of Dinwoody Formation material. Infiltration gallery was constructed upgradient to the PRB, and overburden was encountered. Infiltration gallery was overexcavated and compacted Dinwoody Formation materials were used on the base and sidewalls to reduce water contact with the overburden. It was backfilled with coarse drain rock and covered with non-woven geotextile and Dinwoody Formation material. PRB is relatively easy to implement with readily available material and equipment but using the technology to treat seeps or shallow groundwater in close proximity to overburden disposal piles should be approached with caution. The presence of run-of-mine shales in and around excavations contributes to mobilization of unwanted constituents (e.g. arsenic, uranium) | The objectives for the Pilot Study are consistent with the preliminary Remedial Action Objectives (RAOs) for groundwater remedies at Conda. Based on observations from the 2019 and 2020 monitoring, modifications were made to the Pilot Study in fall of 2020. In coordination with the Agencies, it was decided that the modification will require further monitoring in 2021 to fully meet the Pilot Study objectives. 2018-2019 start up period had differing conditions from 2020-2021, and the conditions were not considered representative of long term trends, but reflect the capability of the media to rapidly reach redox and geochemical conditions that facilitate microbially mediated reduction. 2020-2021 are operational conditions. The treatment media contributes to total Ar, Fe and Mn concentrations above the MCLs and drinking water standards. Data indicate that the treatment media in the Seep Treatment Cell and PRB is capable of treating water entering the system with total Se concentrations as high as 6.87 mg/L as well as total Cd concentrations up to 0.00847 mg/L to levels below their respective MCLs. | None, other than those presented elsewhere | Seep treatment cell (STC) pretreatment system influent STC-NES5-IF (upgradient) to STC pretreatment effluent (STC-NES5-EF) (downgradient) is through the central flow path. Data collection for upgradient/downgradient wells is in some instances shifted by 1-2 days. Reporting on effluents from STC-NES5-IF is only considered during the period that effluent from the pretreatment is available for comparison (June 2019-Oct 2021)
Final Treatability Study Findings Report Field-Scale Permeable Reactive Barrier Pilot Study Conda/Woodall Mountain Mine | Conda/Woodall Mountain Mine | IDN001002862 | N/A | N/A | STC-NES5-IF | Former mining site | Permeable reactive barrier (PRB) with seep treatment cell pre-treatment | Passive | Permeable reactive barrier (PRB) | Pre-treatment | Overburden pile in the headwaters areas of Pedro Creek | Y | STC (pretreatment) | Specific technologies not specified. PRB is chemical and microbially mediated processes that reduce selenate to selenite and then selenium. Treatment media includes a carbon source (i.e. woodchips), alfalfa hay, and inert sand. Seep treatment cell is pre-treatment cell with treatment media. | Access to the groundwater table is needed. Trench excavated through water-bearing zones of alluvial deposits and into underlying weathered bedrock. | Pilot | 2018-2021, modifications made in 2019 to address seepage | Ammonia | Ammonia (as N) | mg/L | N | N/A |  |  |  | ND | 15.7–58.6 | Not Applicable | [6 empty] | 0.015 | 2020 - 2021 Average, from operational period, not whole dataset | Data not provided | Data not provided | 17.9 | 2020 - 2021 Average, from operational period, not whole dataset | Data not provided | Data not provided | Data not provided | Upgradient | 6.49–6.96 | 2.75–5.9 | mg/L | 9.4–13.77 | °C | Data not provided | N/A | Data not provided | N/A | (-)181.3–236.6 | mV | 2655.2–3382.2 | µmhos/cm | Turbidity = 3.18–187 | NTU | data not provided | data not provided | data not provided | data not provided | data not provided | data not provided | N/A | No groundwater comparison value | No samples were collected at STC-NES5-EF between November 2018 and April 2019. | An insufficient amount of time since completion of the Pilot Study to adequately evaluate lifespan of the treatment media. The change in alkalinity can be used as an indicator of change in the ability of the media to treat selenium. Alkalinity remained relatively similar after 2 years of operation indicating that after 2 years of operation the microbially-mediated chemical reduction of selenium remains similar to the study onset. | Design had insufficient capacity to contain the flux of snow melt in addition to seep water. Soils in the area of the PRB are tight. In the future, when in an layered alluvial system, incorporate a gravel "pressure relief/effluent storage" zone on the downgradient edge to allow for increased ability to receive effluent water and/or flow onto the land surface if capacity is reached. The hydrogeological study was performed during fall low flow conditions as were the excavation and installation of the PRB bench. Additional water zones may be present during different water levels, so future design data collection should include a hydrogeological investigation in the spring to better characterize flux and water bearing zones in the aquifer during high water conditions. The PRB increased Ar, Fe, Mn and Ur due to eroded overburden material in the lenses on the walls of the excavation and from the seep and sedimentation basin sediments transferred to the PRB. Oxidizing conditions favorable to mobilization of Ur exist when ORP is above -200 mV. Bicarbonate that is likely dominant in the near neutral pH conditions in the vicinity of the PRB can enhance Ur mobility. Redox cycling from fluctuating water table can cause Ur mobilization. Heterogeneity of groundwater inflow along the trench, contact with runoff of mine materials, and microbial activity all contribute to factors affecting degree of treatment within the PRB. The incorporation of the Pilot Study into a potential remedy for the Pedro Creek Sub-Basin, at its current scale and in absence of other actions, may require some modifications to facilitate handling of high spring inflows and additional treatment to address the transport of released uranium into the shallow groundwater and surface water. | Operation and maintenance cost, including remote monitoring (e.g., transducers, telemetry, and cameras) and performance monitoring (e.g., sampling, analysis, and reporting), ranges between $20,000 to $40,000 per month. The capital cost for the construction of the PRB and STC was approximately $1.2M including the media, trenching, infiltration gallery, cover, and stormwater controls, or roughly $180/cubic yard of reactive media (1,200 cubic yards for the PRB and 5,500 cubic yards for the STC). | System is seep treatment cell effluent to PRB. Treatment media: 50% granular support media, 12.5% chopped alfalfa hay, 37.5% woodchips/shavings. Average hydraulic conductivity of 8.8-116.2 ft/day in the media. Trench excavated to dry, silty-clay, weathered Dinwoody Formation material to prevent groundwater flow from bypassing under the PRB. Eroded overburden was encountered. Media placed to a depth of 2 ft bgs, covered by non-woven geotextile and 2 ft of Dinwoody Formation material. Infiltration gallery was constructed upgradient to the PRB, and overburden was encountered. Infiltration gallery was overexcavated and compacted Dinwoody Formation materials were used on the base and sidewalls to reduce water contact with the overburden. It was backfilled with coarse drain rock and covered with non-woven geotextile and Dinwoody Formation material. PRB is relatively easy to implement with readily available material and equipment but using the technology to treat seeps or shallow groundwater in close proximity to overburden disposal piles should be approached with caution. The presence of run-of-mine shales in and around excavations contributes to mobilization of unwanted constituents (e.g. arsenic, uranium) | The objectives for the Pilot Study are consistent with the preliminary Remedial Action Objectives (RAOs) for groundwater remedies at Conda. Based on observations from the 2019 and 2020 monitoring, modifications were made to the Pilot Study in fall of 2020. In coordination with the Agencies, it was decided that the modification will require further monitoring in 2021 to fully meet the Pilot Study objectives. 2018-2019 start up period had differing conditions from 2020-2021, and the conditions were not considered representative of long term trends, but reflect the capability of the media to rapidly reach redox and geochemical conditions that facilitate microbially mediated reduction. 2020-2021 are operational conditions. The treatment media contributes to total Ar, Fe and Mn concentrations above the MCLs and drinking water standards. Data indicate that the treatment media in the Seep Treatment Cell and PRB is capable of treating water entering the system with total Se concentrations as high as 6.87 mg/L as well as total Cd concentrations up to 0.00847 mg/L to levels below their respective MCLs. | None, other than those presented elsewhere | Seep treatment cell (STC) pretreatment system influent STC-NES5-IF (upgradient) to STC pretreatment effluent (STC-NES5-EF) (downgradient) is through the central flow path. Data collection for upgradient/downgradient wells is in some instances shifted by 1-2 days. Reporting on effluents from STC-NES5-IF is only considered during the period that effluent from the pretreatment is available for comparison (June 2019-Oct 2021). ND = non detect. ND value is 0.013-0.03 mg/L
Final Treatability Study Findings Report Field-Scale Permeable Reactive Barrier Pilot Study Conda/Woodall Mountain Mine | Conda/Woodall Mountain Mine | IDN001002862 | N/A | N/A | STC-NES5-EF | Former mining site | Permeable reactive barrier (PRB) with seep treatment cell pre-treatment | Passive | Permeable reactive barrier (PRB) | Pre-treatment | Overburden pile in the headwaters areas of Pedro Creek | Y | STC (pretreatment) | Specific technologies not specified. PRB is chemical and microbially mediated processes that reduce selenate to selenite and then selenium. Treatment media includes a carbon source (i.e. woodchips), alfalfa hay, and inert sand. Seep treatment cell is pre-treatment cell with treatment media. | Access to the groundwater table is needed. Trench excavated through water-bearing zones of alluvial deposits and into underlying weathered bedrock. | Pilot | 2018-2021, modifications made in 2019 to address seepage | Ammonia | Ammonia (as N) | mg/L | N | N/A | [6 empty] | 58.6 | ND | Not Applicable |  |  |  | 0.015 | 2020 - 2021 Average, from operational period, not whole dataset | Data not provided | Data not provided | 17.9 | 2020 - 2021 Average, from operational period, not whole dataset | Data not provided | Data not provided | Data not provided | Downgradient | 7.04 | 0.02 | mg/L | 17.02 | °C | Data not provided | N/A | Data not provided | N/A | -234.9 | mV | 534.32 | µmhos/cm | Turbidity = 164.4 | NTU | data not provided | data not provided | data not provided | data not provided | data not provided | data not provided | N/A | No groundwater comparison value | No samples were collected at STC-NES5-EF between November 2018 and April 2019. | An insufficient amount of time since completion of the Pilot Study to adequately evaluate lifespan of the treatment media. The change in alkalinity can be used as an indicator of change in the ability of the media to treat selenium. Alkalinity remained relatively similar after 2 years of operation indicating that after 2 years of operation the microbially-mediated chemical reduction of selenium remains similar to the study onset. | Design had insufficient capacity to contain the flux of snow melt in addition to seep water. Soils in the area of the PRB are tight. In the future, when in an layered alluvial system, incorporate a gravel "pressure relief/effluent storage" zone on the downgradient edge to allow for increased ability to receive effluent water and/or flow onto the land surface if capacity is reached. The hydrogeological study was performed during fall low flow conditions as were the excavation and installation of the PRB bench. Additional water zones may be present during different water levels, so future design data collection should include a hydrogeological investigation in the spring to better characterize flux and water bearing zones in the aquifer during high water conditions. The PRB increased Ar, Fe, Mn and Ur due to eroded overburden material in the lenses on the walls of the excavation and from the seep and sedimentation basin sediments transferred to the PRB. Oxidizing conditions favorable to mobilization of Ur exist when ORP is above -200 mV. Bicarbonate that is likely dominant in the near neutral pH conditions in the vicinity of the PRB can enhance Ur mobility. Redox cycling from fluctuating water table can cause Ur mobilization. Heterogeneity of groundwater inflow along the trench, contact with runoff of mine materials, and microbial activity all contribute to factors affecting degree of treatment within the PRB. The incorporation of the Pilot Study into a potential remedy for the Pedro Creek Sub-Basin, at its current scale and in absence of other actions, may require some modifications to facilitate handling of high spring inflows and additional treatment to address the transport of released uranium into the shallow groundwater and surface water. | Operation and maintenance cost, including remote monitoring (e.g., transducers, telemetry, and cameras) and performance monitoring (e.g., sampling, analysis, and reporting), ranges between $20,000 to $40,000 per month. The capital cost for the construction of the PRB and STC was approximately $1.2M including the media, trenching, infiltration gallery, cover, and stormwater controls, or roughly $180/cubic yard of reactive media (1,200 cubic yards for the PRB and 5,500 cubic yards for the STC). | System is seep treatment cell effluent to PRB. Treatment media: 50% granular support media, 12.5% chopped alfalfa hay, 37.5% woodchips/shavings. Average hydraulic conductivity of 8.8-116.2 ft/day in the media. Trench excavated to dry, silty-clay, weathered Dinwoody Formation material to prevent groundwater flow from bypassing under the PRB. Eroded overburden was encountered. Media placed to a depth of 2 ft bgs, covered by non-woven geotextile and 2 ft of Dinwoody Formation material. Infiltration gallery was constructed upgradient to the PRB, and overburden was encountered. Infiltration gallery was overexcavated and compacted Dinwoody Formation materials were used on the base and sidewalls to reduce water contact with the overburden. It was backfilled with coarse drain rock and covered with non-woven geotextile and Dinwoody Formation material. PRB is relatively easy to implement with readily available material and equipment but using the technology to treat seeps or shallow groundwater in close proximity to overburden disposal piles should be approached with caution. The presence of run-of-mine shales in and around excavations contributes to mobilization of unwanted constituents (e.g. arsenic, uranium) | The objectives for the Pilot Study are consistent with the preliminary Remedial Action Objectives (RAOs) for groundwater remedies at Conda. Based on observations from the 2019 and 2020 monitoring, modifications were made to the Pilot Study in fall of 2020. In coordination with the Agencies, it was decided that the modification will require further monitoring in 2021 to fully meet the Pilot Study objectives. 2018-2019 start up period had differing conditions from 2020-2021, and the conditions were not considered representative of long term trends, but reflect the capability of the media to rapidly reach redox and geochemical conditions that facilitate microbially mediated reduction. 2020-2021 are operational conditions. The treatment media contributes to total Ar, Fe and Mn concentrations above the MCLs and drinking water standards. Data indicate that the treatment media in the Seep Treatment Cell and PRB is capable of treating water entering the system with total Se concentrations as high as 6.87 mg/L as well as total Cd concentrations up to 0.00847 mg/L to levels below their respective MCLs. | None, other than those presented elsewhere | Seep treatment cell (STC) pretreatment system influent STC-NES5-IF (upgradient) to STC pretreatment effluent (STC-NES5-EF) (downgradient) is through the central flow path. Data collection for upgradient/downgradient wells is in some instances shifted by 1-2 days. Reporting on effluents from STC-NES5-IF is only considered during the period that effluent from the pretreatment is available for comparison (June 2019-Oct 2021)
Final Treatability Study Findings Report Field-Scale Permeable Reactive Barrier Pilot Study Conda/Woodall Mountain Mine | Conda/Woodall Mountain Mine | IDN001002862 | N/A | N/A | STC-NES5-EF | Former mining site | Permeable reactive barrier (PRB) with seep treatment cell pre-treatment | Passive | Permeable reactive barrier (PRB) | Pre-treatment | Overburden pile in the headwaters areas of Pedro Creek | Y | STC (pretreatment) | Specific technologies not specified. PRB is chemical and microbially mediated processes that reduce selenate to selenite and then selenium. Treatment media includes a carbon source (i.e. woodchips), alfalfa hay, and inert sand. Seep treatment cell is pre-treatment cell with treatment media. | Access to the groundwater table is needed. Trench excavated through water-bearing zones of alluvial deposits and into underlying weathered bedrock. | Pilot | 2018-2021, modifications made in 2019 to address seepage | Ammonia | Ammonia (as N) | mg/L | N | N/A | [9 empty] | 15.7 | ND | Not Applicable | 0.015 | 2020 - 2021 Average, from operational period, not whole dataset | Data not provided | Data not provided | 17.9 | 2020 - 2021 Average, from operational period, not whole dataset | Data not provided | Data not provided | Data not provided | Downgradient | 7.22 | 4.99 | mg/L | 21.4 | °C | Data not provided | N/A | Data not provided | N/A | -100.9 | mV | 2828 | µmhos/cm | Turbidity = 47 | NTU | data not provided | data not provided | data not provided | data not provided | data not provided | data not provided | N/A | No groundwater comparison value | No samples were collected at STC-NES5-EF between November 2018 and April 2019. | An insufficient amount of time since completion of the Pilot Study to adequately evaluate lifespan of the treatment media. The change in alkalinity can be used as an indicator of change in the ability of the media to treat selenium. Alkalinity remained relatively similar after 2 years of operation indicating that after 2 years of operation the microbially-mediated chemical reduction of selenium remains similar to the study onset. | Design had insufficient capacity to contain the flux of snow melt in addition to seep water. Soils in the area of the PRB are tight. In the future, when in an layered alluvial system, incorporate a gravel "pressure relief/effluent storage" zone on the downgradient edge to allow for increased ability to receive effluent water and/or flow onto the land surface if capacity is reached. The hydrogeological study was performed during fall low flow conditions as were the excavation and installation of the PRB bench. Additional water zones may be present during different water levels, so future design data collection should include a hydrogeological investigation in the spring to better characterize flux and water bearing zones in the aquifer during high water conditions. The PRB increased Ar, Fe, Mn and Ur due to eroded overburden material in the lenses on the walls of the excavation and from the seep and sedimentation basin sediments transferred to the PRB. Oxidizing conditions favorable to mobilization of Ur exist when ORP is above -200 mV. Bicarbonate that is likely dominant in the near neutral pH conditions in the vicinity of the PRB can enhance Ur mobility. Redox cycling from fluctuating water table can cause Ur mobilization. Heterogeneity of groundwater inflow along the trench, contact with runoff of mine materials, and microbial activity all contribute to factors affecting degree of treatment within the PRB. The incorporation of the Pilot Study into a potential remedy for the Pedro Creek Sub-Basin, at its current scale and in absence of other actions, may require some modifications to facilitate handling of high spring inflows and additional treatment to address the transport of released uranium into the shallow groundwater and surface water. | Operation and maintenance cost, including remote monitoring (e.g., transducers, telemetry, and cameras) and performance monitoring (e.g., sampling, analysis, and reporting), ranges between $20,000 to $40,000 per month. The capital cost for the construction of the PRB and STC was approximately $1.2M including the media, trenching, infiltration gallery, cover, and stormwater controls, or roughly $180/cubic yard of reactive media (1,200 cubic yards for the PRB and 5,500 cubic yards for the STC). | System is seep treatment cell effluent to PRB. Treatment media: 50% granular support media, 12.5% chopped alfalfa hay, 37.5% woodchips/shavings. Average hydraulic conductivity of 8.8-116.2 ft/day in the media. Trench excavated to dry, silty-clay, weathered Dinwoody Formation material to prevent groundwater flow from bypassing under the PRB. Eroded overburden was encountered. Media placed to a depth of 2 ft bgs, covered by non-woven geotextile and 2 ft of Dinwoody Formation material. Infiltration gallery was constructed upgradient to the PRB, and overburden was encountered. Infiltration gallery was overexcavated and compacted Dinwoody Formation materials were used on the base and sidewalls to reduce water contact with the overburden. It was backfilled with coarse drain rock and covered with non-woven geotextile and Dinwoody Formation material. PRB is relatively easy to implement with readily available material and equipment but using the technology to treat seeps or shallow groundwater in close proximity to overburden disposal piles should be approached with caution. The presence of run-of-mine shales in and around excavations contributes to mobilization of unwanted constituents (e.g. arsenic, uranium) | The objectives for the Pilot Study are consistent with the preliminary Remedial Action Objectives (RAOs) for groundwater remedies at Conda. Based on observations from the 2019 and 2020 monitoring, modifications were made to the Pilot Study in fall of 2020. In coordination with the Agencies, it was decided that the modification will require further monitoring in 2021 to fully meet the Pilot Study objectives. 2018-2019 start up period had differing conditions from 2020-2021, and the conditions were not considered representative of long term trends, but reflect the capability of the media to rapidly reach redox and geochemical conditions that facilitate microbially mediated reduction. 2020-2021 are operational conditions. The treatment media contributes to total Ar, Fe and Mn concentrations above the MCLs and drinking water standards. Data indicate that the treatment media in the Seep Treatment Cell and PRB is capable of treating water entering the system with total Se concentrations as high as 6.87 mg/L as well as total Cd concentrations up to 0.00847 mg/L to levels below their respective MCLs. | None, other than those presented elsewhere | Seep treatment cell (STC) pretreatment system influent STC-NES5-IF (upgradient) to STC pretreatment effluent (STC-NES5-EF) (downgradient) is through the central flow path. Data collection for upgradient/downgradient wells is in some instances shifted by 1-2 days. Reporting on effluents from STC-NES5-IF is only considered during the period that effluent from the pretreatment is available for comparison (June 2019-Oct 2021). ND = non detect. ND value is 0.013 mg/L
2012 Annual Post Removal Action Monitoring Report Champion Mine – Umpqua National Forest, Lane County, Oregon | USDA FS UMPQUA NF: CHAMPION MINE | ORN001002805 | N/A | N/A | Influent CC-SW-01, Effluent CC-SW-02 | Post RA | Constructed wetland | Passive | Constructed wetland | No pre-treatment | Champion Mine adit into Champion Creek | N | Entire system | Constructed wetland system includes a settling pond, five-tiered vegetated system, and flocculent logs. | Eastern Oregon. The wetland treatment system was completed in September 2009. | Full scale on small headwater creek | 2009-2012 (for wetland component) | Aluminum | Al, total recoverable | µg/L | N | N/A | 460 | 100 B | 89.1304 | [9 empty] | Data not provided | Data not provided | Data not provided | Data not provided | Data not provided | Data not provided | Data not provided | Data not provided | Data not provided | Influent | Data not provided | 4.7 | mg/L | Data not provided | N/A | Data not provided | N/A | Data not provided | N/A | Data not provided | N/A | Data not provided | N/A | 156 (hardness) | mg/L | Data not provided | Data not provided | Data not provided | Data not provided | 0.19 | cfs | Unclear what goals are, one or more standard was exceeded | 87 µg/L (OR Criteria for aquatic life, Ecological Screening Level Values, EPA Aquatic Life, ORNL Surface Water PRGs) | Data not provided | Data not provided | Data not provided |  | Constructed wetland completed September 2009. Construction and repair work on wetland berms in 2011 and 2012. | Survival rate of planted wetland species excellent | Data not provided | B = Analyte was detected above the method detection limit (MDL) but below the practical quantitation limit. Field values used in reporting supporting parameters and water chemistry.
2012 Annual Post Removal Action Monitoring Report Champion Mine – Umpqua National Forest, Lane County, Oregon | USDA FS UMPQUA NF: CHAMPION MINE | ORN001002805 | N/A | N/A | Influent CC-SW-01, Effluent CC-SW-02 | Post RA | Constructed wetland | Passive | Constructed wetland | No pre-treatment | Champion Mine adit into Champion Creek | N | Entire system | Constructed wetland system includes a settling pond, five-tiered vegetated system, and flocculent logs. | Eastern Oregon. The wetland treatment system was completed in September 2009. | Full scale on small headwater creek | 2009-2012 (for wetland component) | Aluminum | Al, total recoverable | µg/L | N | N/A |  |  |  | 390 | 90 B | 88.4615 | [6 empty] | Data not provided | Data not provided | Data not provided | Data not provided | Data not provided | Data not provided | Data not provided | Data not provided | Data not provided | Influent | 7.27 | 10.15 | mg/L | 6.46 | °C | Data not provided | N/A | Data not provided | N/A | -140.3 | mV | 207 | µS/cm | 148 (hardness) | mg/L | Data not provided | Data not provided | Data not provided | Data not provided | 0.18 | cfs | Unclear what goals are, one or more standard was exceeded | 87 µg/L (OR Criteria for aquatic life, Ecological Screening Level Values, EPA Aquatic Life, ORNL Surface Water PRGs) | Data not provided | Data not provided | Data not provided |  | Constructed wetland completed September 2009. Construction and repair work on wetland berms in 2011 and 2012. | Survival rate of planted wetland species excellent | Data not provided | B = Analyte was detected above the method detection limit (MDL) but below the practical quantitation limit. Field values used in reporting supporting parameters and water chemistry.
2012 Annual Post Removal Action Monitoring Report Champion Mine – Umpqua National Forest, Lane County, Oregon | USDA FS UMPQUA NF: CHAMPION MINE | ORN001002805 | N/A | N/A | Influent CC-SW-01, Effluent CC-SW-02 | Post RA | Constructed wetland | Passive | Constructed wetland | No pre-treatment | Champion Mine adit into Champion Creek | N | Entire system | Constructed wetland system includes a settling pond, five-tiered vegetated system, and flocculent logs. | Eastern Oregon. The wetland treatment system was completed in September 2009. | Full scale on small headwater creek | 2009-2012 (for wetland component) | Aluminum | Al, total recoverable | µg/L | N | N/A | [6 empty] | 100 B | 460 | 89.1304 |  |  |  | Data not provided | Data not provided | Data not provided | Data not provided | Data not provided | Data not provided | Data not provided | Data not provided | Data not provided | Effluent | Data not provided | 7.5 | mg/L | Data not provided | N/A | Data not provided | N/A | Data not provided | N/A | Data not provided | N/A | Data not provided | N/A | 142 (hardness) | mg/L | Data not provided | Data not provided | Data not provided | Data not provided | 0.11 | cfs | Unclear what goals are, one or more standard was exceeded | 87 µg/L (OR Criteria for aquatic life, Ecological Screening Level Values, EPA Aquatic Life, ORNL Surface Water PRGs) | Data not provided | Data not provided | Data not provided |  | Constructed wetland completed September 2009. Construction and repair work on wetland berms in 2011 and 2012. | Survival rate of planted wetland species excellent | Data not provided | B = Analyte was detected above the method detection limit (MDL) but below the practical quantitation limit. Field values used in reporting supporting parameters and water chemistry.
2012 Annual Post Removal Action Monitoring Report Champion Mine – Umpqua National Forest, Lane County, Oregon | USDA FS UMPQUA NF: CHAMPION MINE | ORN001002805 | N/A | N/A | Influent CC-SW-01, Effluent CC-SW-02 | Post RA | Constructed wetland | Passive | Constructed wetland | No pre-treatment | Champion Mine adit into Champion Creek | N | Entire system | Constructed wetland system includes a settling pond, five-tiered vegetated system, and flocculent logs. | Eastern Oregon. The wetland treatment system was completed in September 2009. | Full scale on small headwater creek | 2009-2012 (for wetland component) | Aluminum | Al, total recoverable | µg/L | N | N/A | [9 empty] | 80 B | 430 | 90.6977 | Data not provided | Data not provided | Data not provided | Data not provided | Data not provided | Data not provided | Data not provided | Data not provided | Data not provided | Effluent | 7.87 | 9.84 | mg/L | 6.33 | °C | Data not provided | N/A | Data not provided | N/A | 114.2 | mV | 197 | µS/cm | 144 (hardness) | mg/L | Data not provided | Data not provided | Data not provided | Data not provided | 0.143 | cfs | Unclear what goals are, one or more standard was exceeded | 87 µg/L (OR Criteria for aquatic life, Ecological Screening Level Values, EPA Aquatic Life, ORNL Surface Water PRGs); report noted that criteria were exceeded for this sample | Data not provided | Data not provided | Data not provided |  | Constructed wetland completed September 2009. Construction and repair work on wetland berms in 2011 and 2012. | Survival rate of planted wetland species excellent | Data not provided | B = Analyte was detected above the method detection limit (MDL) but below the practical quantitation limit. Field values used in reporting supporting parameters and water chemistry.
2012 Annual Post Removal Action Monitoring Report Champion Mine – Umpqua National Forest, Lane County, Oregon | USDA FS UMPQUA NF: CHAMPION MINE | ORN001002805 | N/A | N/A | Influent CC-SW-01, Effluent CC-SW-02 | Post RA | Constructed wetland | Passive | Constructed wetland | No pre-treatment | Champion Mine adit into Champion Creek | N | Entire system | Constructed wetland system includes a settling pond, five-tiered vegetated system, and flocculent logs. | Eastern Oregon. The wetland treatment system was completed in September 2009. | Full scale on small headwater creek | 2009-2012 (for wetland component) | Antimony | Sb, total recoverable | µg/L | N | N/A | 1.1 B | 0.8 B | Not Applicable | [9 empty] | Data not provided | Data not provided | Data not provided | Data not provided | Data not provided | Data not provided | Data not provided | Data not provided | Data not provided | Influent | 7.21 | 10.13 | mg/L | 6.46 | °C | Data not provided | N/A | Data not provided | N/A | -104.4 | mV | 205 | µS/cm | 157 (hardness) | mg/L | Data not provided | Data not provided | Data not provided | Data not provided | 0.13 | cfs | Unknown goals, standards not exceeded | 1600 µg/l OR Ecological Screening Level Values, 5.1 for Oregon Human Health, 5.6 for EPA Human Health (Water + Organism), and 30 for ORNL Surface Water PRGs | Data not provided | Data not provided | Data not provided |  | Constructed wetland completed September 2009. Construction and repair work on wetland berms in 2011 and 2012. | Survival rate of planted wetland species excellent | Data not provided | B = Analyte was detected above the method detection limit (MDL) but below the practical quantitation limit. Field values used in reporting supporting parameters and water chemistry.
2012 Annual Post Removal Action Monitoring Report Champion Mine – Umpqua National Forest, Lane County, Oregon | USDA FS UMPQUA NF: CHAMPION MINE | ORN001002805 | N/A | N/A | Influent CC-SW-01, Effluent CC-SW-02 | Post RA | Constructed wetland | Passive | Constructed wetland | No pre-treatment | Champion Mine adit into Champion Creek | N | Entire system | Constructed wetland system includes a settling pond, five-tiered vegetated system, and flocculent logs. | Eastern Oregon. The wetland treatment system was completed in September 2009. | Full scale on small headwater creek | 2009-2012 (for wetland component) | Antimony | Sb, total recoverable | µg/L | N | N/A |  |  |  | 0.9 B | 0.5 B | Not Applicable | [6 empty] | Data not provided | Data not provided | Data not provided | Data not provided | Data not provided | Data not provided | Data not provided | Data not provided | Data not provided | Influent | 7.7 | 4.7 | mg/L | Data not provided | N/A | Data not provided | N/A | Data not provided | N/A | Data not provided | N/A | Data not provided | N/A | 156 (hardness) | mg/L | Data not provided | Data not provided | Data not provided | Data not provided | 0.19 | cfs | Unknown goals, standards not exceeded | 1600 µg/l OR Ecological Screening Level Values, 5.1 for Oregon Human Health, 5.6 for EPA Human Health (Water + Organism), and 30 for ORNL Surface Water PRGs | Data not provided | Data not provided | Data not provided |  | Constructed wetland completed September 2009. Construction and repair work on wetland berms in 2011 and 2012. | Survival rate of planted wetland species excellent | Data not provided | B = Analyte was detected above the method detection limit (MDL) but below the practical quantitation limit. Field values used in reporting supporting parameters and water chemistry.
2012 Annual Post Removal Action Monitoring Report Champion Mine – Umpqua National Forest, Lane County, Oregon | USDA FS UMPQUA NF: CHAMPION MINE | ORN001002805 | N/A | N/A | Influent CC-SW-01, Effluent CC-SW-02 | Post RA | Constructed wetland | Passive | Constructed wetland | No pre-treatment | Champion Mine adit into Champion Creek | N | Entire system | Constructed wetland system includes a settling pond, five-tiered vegetated system, and flocculent logs. | Eastern Oregon. The wetland treatment system was completed in September 2009. | Full scale on small headwater creek | 2009-2012 (for wetland component) | Antimony | Sb, total recoverable | µg/L | N | N/A | [6 empty] | 0.8 B | 1.1 B | Not Applicable |  |  |  | Data not provided | Data not provided | Data not provided | Data not provided | Data not provided | Data not provided | Data not provided | Data not provided | Data not provided | Effluent | 7.58 | 11.18 | mg/L | 9.1 | °C | Data not provided | N/A | Data not provided | N/A | -102 | mV | 200 | µS/cm | 142 (hardness) | mg/L | Data not provided | Data not provided | Data not provided | Data not provided | 0.17 | cfs | Unknown goals, standards not exceeded | 1600 µg/l OR Ecological Screening Level Values, 5.1 for Oregon Human Health, 5.6 for EPA Human Health (Water + Organism), and 30 for ORNL Surface Water PRGs | Data not provided | Data not provided | Data not provided |  | Constructed wetland completed September 2009. Construction and repair work on wetland berms in 2011 and 2012. | Survival rate of planted wetland species excellent | Data not provided | B = Analyte was detected above the method detection limit (MDL) but below the practical quantitation limit. Field values used in reporting supporting parameters and water chemistry.
2012 Annual Post Removal Action Monitoring Report Champion Mine – Umpqua National Forest, Lane County, Oregon | USDA FS UMPQUA NF: CHAMPION MINE | ORN001002805 | N/A | N/A | Influent CC-SW-01, Effluent CC-SW-02 | Post RA | Constructed wetland | Passive | Constructed wetland | No pre-treatment | Champion Mine adit into Champion Creek | N | Entire system | Constructed wetland system includes a settling pond, five-tiered vegetated system, and flocculent logs. | Eastern Oregon. The wetland treatment system was completed in September 2009. | Full scale on small headwater creek | 2009-2012 (for wetland component) | Antimony | Sb, total recoverable | µg/L | N | N/A | [9 empty] | 0.6 B | 1 B | Not Applicable | Data not provided | Data not provided | Data not provided | Data not provided | Data not provided | Data not provided | Data not provided | Data not provided | Data not provided | Effluent | 7.87 | 9.84 | mg/L | 6.33 | °C | Data not provided | N/A | Data not provided | N/A | 114.2 | mV | 197 | µS/cm | 144 (hardness) | mg/L | Data not provided | Data not provided | Data not provided | Data not provided | 0.143 | cfs | Unknown goals, standards not exceeded | 1600 µg/l OR Ecological Screening Level Values, 5.1 for Oregon Human Health, 5.6 for EPA Human Health (Water + Organism), and 30 for ORNL Surface Water PRGs | Data not provided | Data not provided | Data not provided |  | Constructed wetland completed September 2009. Construction and repair work on wetland berms in 2011 and 2012. | Survival rate of planted wetland species excellent | Data not provided | B = Analyte was detected above the method detection limit (MDL) but below the practical quantitation limit. Field values used in reporting supporting parameters and water chemistry.
2012 Annual Post Removal Action Monitoring Report Champion Mine – Umpqua National Forest, Lane County, Oregon | USDA FS UMPQUA NF: CHAMPION MINE | ORN001002805 | N/A | N/A | Influent CC-SW-01, Effluent CC-SW-02 | Post RA | Constructed wetland | Passive | Constructed wetland | No pre-treatment | Champion Mine adit into Champion Creek | N | Entire system | Constructed wetland system includes a settling pond, five-tiered vegetated system, and flocculent logs. | Eastern Oregon. The wetland treatment system was completed in September 2009. | Full scale on small headwater creek | 2009-2012 (for wetland component) | Arsenic | As, total recoverable | µg/L | N | N/A | 32.9 | 2.5 | 92.4012 | [9 empty] | Data not provided | Data not provided | Data not provided | Data not provided | Data not provided | Data not provided | Data not provided | Data not provided | 0.918 | Influent | Data not provided | 4.7 | mg/L | Data not provided | N/A | Data not provided | N/A | Data not provided | N/A | Data not provided | N/A | Data not provided | N/A | 156 (hardness) | mg/L | Data not provided | Data not provided | Data not provided | Data not provided | 0.19 | cfs | Unclear what goals are, one or more standard was exceeded | 150 µg/L for OR and EPA Aquatic Life, 2.1 for OR Human Health, 0.018 for EPA Human Health (water+organism) | Data not provided | Data not provided | Data not provided |  | Constructed wetland completed September 2009. Construction and repair work on wetland berms in 2011 and 2012. | Survival rate of planted wetland species excellent | Data not provided | B = Analyte was detected above the method detection limit (MDL) but below the practical quantitation limit. Field values used in reporting supporting parameters and water chemistry.
2012 Annual Post Removal Action Monitoring Report Champion Mine – Umpqua National Forest, Lane County, Oregon | USDA FS UMPQUA NF: CHAMPION MINE | ORN001002805 | N/A | N/A | Influent CC-SW-01, Effluent CC-SW-02 | Post RA | Constructed wetland | Passive | Constructed wetland | No pre-treatment | Champion Mine adit into Champion Creek | N | Entire system | Constructed wetland system includes a settling pond, five-tiered vegetated system, and flocculent logs. | Eastern Oregon. The wetland treatment system was completed in September 2009. | Full scale on small headwater creek | 2009-2012 (for wetland component) | Arsenic | As, total recoverable | µg/L | N | N/A |  |  |  | 28.9 | 2.1 | 92.7336 | [6 empty] | Data not provided | Data not provided | Data not provided | Data not provided | Data not provided | Data not provided | Data not provided | Data not provided | 0.918 | Influent | 7.21 | 10.13 | mg/L | 6.46 | °C | Data not provided | N/A | Data not provided | N/A | -104.4 | mV | 205 | µS/cm | 157 (hardness) | mg/L | Data not provided | Data not provided | Data not provided | Data not provided | 0.13 | cfs | Unclear what goals are, one or more standard was exceeded | 150 µg/L for OR and EPA Aquatic Life, 2.1 for OR Human Health, 0.018 for EPA Human Health (water+organism) | Data not provided | Data not provided | Data not provided |  | Constructed wetland completed September 2009. Construction and repair work on wetland berms in 2011 and 2012. | Survival rate of planted wetland species excellent | Data not provided | B = Analyte was detected above the method detection limit (MDL) but below the practical quantitation limit. Field values used in reporting supporting parameters and water chemistry.
2012 Annual Post Removal Action Monitoring Report Champion Mine – Umpqua National Forest, Lane County, Oregon | USDA FS UMPQUA NF: CHAMPION MINE | ORN001002805 | N/A | N/A | Influent CC-SW-01, Effluent CC-SW-02 | Post RA | Constructed wetland | Passive | Constructed wetland | No pre-treatment | Champion Mine adit into Champion Creek | N | Entire system | Constructed wetland system includes a settling pond, five-tiered vegetated system, and flocculent logs. | Eastern Oregon. The wetland treatment system was completed in September 2009. | Full scale on small headwater creek | 2009-2012 (for wetland component) | Arsenic | As, total recoverable | µg/L | N | N/A | [6 empty] | 6.5 | 29.2 | 77.7397 |  |  |  | Data not provided | Data not provided | Data not provided | Data not provided | Data not provided | Data not provided | Data not provided | Data not provided | 0.918 | Effluent | Data not provided | Data not provided | N/A | Data not provided | N/A | Data not provided | N/A | Data not provided | N/A | Data not provided | N/A | Data not provided | N/A | None | N/A | Data not provided | Data not provided | Data not provided | Data not provided | Data not provided | Data not provided | Unclear what goals are, one or more standard was exceeded | 150 µg/L for OR and EPA Aquatic Life, 2.1 for OR Human Health, 0.018 for EPA Human Health (water+organism) | Data not provided | Data not provided | Data not provided |  | Constructed wetland completed September 2009. Construction and repair work on wetland berms in 2011 and 2012. | Survival rate of planted wetland species excellent | Data not provided | B = Analyte was detected above the method detection limit (MDL) but below the practical quantitation limit. Field values used in reporting supporting parameters and water chemistry.
2012 Annual Post Removal Action Monitoring Report Champion Mine – Umpqua National Forest, Lane County, Oregon | USDA FS UMPQUA NF: CHAMPION MINE | ORN001002805 | N/A | N/A | Influent CC-SW-01, Effluent CC-SW-02 | Post RA | Constructed wetland | Passive | Constructed wetland | No pre-treatment | Champion Mine adit into Champion Creek | N | Entire system | Constructed wetland system includes a settling pond, five-tiered vegetated system, and flocculent logs. | Eastern Oregon. The wetland treatment system was completed in September 2009. | Full scale on small headwater creek | 2009-2012 (for wetland component) | Arsenic | As, total recoverable | µg/L | N | N/A | [9 empty] | 2.1 | 28.9 | 92.7336 | Data not provided | Data not provided | Data not provided | Data not provided | Data not provided | Data not provided | Data not provided | Data not provided | 0.918 | Effluent | 7.58 | 11.18 | mg/L | 9.1 | °C | Data not provided | N/A | Data not provided | N/A | -102 | mV | 200 | µS/cm | 142 (hardness) | mg/L | Data not provided | Data not provided | Data not provided | Data not provided | 0.17 | cfs | Unclear what goals are, one or more standard was exceeded | 150 µg/L for OR and EPA Aquatic Life, 2.1 for OR Human Health, 0.018 for EPA Human Health (water+organism) | Data not provided | Data not provided | Data not provided |  | Constructed wetland completed September 2009. Construction and repair work on wetland berms in 2011 and 2012. | Survival rate of planted wetland species excellent | Data not provided | B = Analyte was detected above the method detection limit (MDL) but below the practical quantitation limit. Field values used in reporting supporting parameters and water chemistry.
2012 Annual Post Removal Action Monitoring Report Champion Mine – Umpqua National Forest, Lane County, Oregon | USDA FS UMPQUA NF: CHAMPION MINE | ORN001002805 | N/A | N/A | Influent CC-SW-01, Effluent CC-SW-02 | Post RA | Constructed wetland | Passive | Constructed wetland | No pre-treatment | Champion Mine adit into Champion Creek | N | Entire system | Constructed wetland system includes a settling pond, five-tiered vegetated system, and flocculent logs. | Eastern Oregon. The wetland treatment system was completed in September 2009. | Full scale on small headwater creek | 2009-2012 (for wetland component) | Cadmium | Cd, total recoverable | µg/L | N | N/A | 8 | 4.3 | 46.25 | [9 empty] | Data not provided | Data not provided | Data not provided | Data not provided | Data not provided | Data not provided | Data not provided | Data not provided | Data not provided | Influent | 7.27–7.64 | 8.05–10.2 | mg/L | 6.46–6.48 | °C | Data not provided | N/A | Data not provided | N/A | (-)140.3–72 | mV | 207–214 | µS/cm | 148–154 (hardness) | mg/L | Data not provided | Data not provided | Data not provided | Data not provided | 0.151–0.18 | cfs | Unclear what goals are, one or more standard was exceeded | 0.88 µg/L for OR Aquatic Life, 2.2 for OR Ecological Screening Level Values, 0.812 for EPA Aquatic Life, 1.10 for ORNL Surface Water PRGs | Data not provided | Data not provided | Data not provided |  | Constructed wetland completed September 2009. Construction and repair work on wetland berms in 2011 and 2012. | Survival rate of planted wetland species excellent | Data not provided | B = Analyte was detected above the method detection limit (MDL) but below the practical quantitation limit. Field values used in reporting supporting parameters and water chemistry.
2012 Annual Post Removal Action Monitoring Report Champion Mine – Umpqua National Forest, Lane County, Oregon | USDA FS UMPQUA NF: CHAMPION MINE | ORN001002805 | N/A | N/A | Influent CC-SW-01, Effluent CC-SW-02 | Post RA | Constructed wetland | Passive | Constructed wetland | No pre-treatment | Champion Mine adit into Champion Creek | N | Entire system | Constructed wetland system includes a settling pond, five-tiered vegetated system, and flocculent logs. | Eastern Oregon. The wetland treatment system was completed in September 2009. | Full scale on small headwater creek | 2009-2012 (for wetland component) | Cadmium | Cd, total recoverable | µg/L | N | N/A |  |  |  | 7.2 | 3.9 | 45.8333 | [6 empty] | Data not provided | Data not provided | Data not provided | Data not provided | Data not provided | Data not provided | Data not provided | Data not provided | Data not provided | Influent | 7.21 | 10.13 | mg/L | 6.46 | °C | Data not provided | N/A | Data not provided | N/A | -104.4 | mV | 205 | µS/cm | 157 (hardness) | mg/L | Data not provided | Data not provided | Data not provided | Data not provided | 0.13 | cfs | Unclear what goals are, one or more standard was exceeded | 0.88 µg/L for OR Aquatic Life, 2.2 for OR Ecological Screening Level Values, 0.812 for EPA Aquatic Life, 1.10 for ORNL Surface Water PRGs | Data not provided | Data not provided | Data not provided |  | Constructed wetland completed September 2009. Construction and repair work on wetland berms in 2011 and 2012. | Survival rate of planted wetland species excellent | Data not provided | B = Analyte was detected above the method detection limit (MDL) but below the practical quantitation limit. Field values used in reporting supporting parameters and water chemistry.
2012 Annual Post Removal Action Monitoring Report Champion Mine – Umpqua National Forest, Lane County, Oregon | USDA FS UMPQUA NF: CHAMPION MINE | ORN001002805 | N/A | N/A | Influent CC-SW-01, Effluent CC-SW-02 | Post RA | Constructed wetland | Passive | Constructed wetland | No pre-treatment | Champion Mine adit into Champion Creek | N | Entire system | Constructed wetland system includes a settling pond, five-tiered vegetated system, and flocculent logs. | Eastern Oregon. The wetland treatment system was completed in September 2009. | Full scale on small headwater creek | 2009-2012 (for wetland component) | Cadmium | Cd, total recoverable | µg/L | N | N/A | [6 empty] | 4.7 | 7.5 | 37.3333 |  |  |  | Data not provided | Data not provided | Data not provided | Data not provided | Data not provided | Data not provided | Data not provided | Data not provided | Data not provided | Effluent | Data not provided | 7.5 | mg/L | Data not provided | N/A | Data not provided | N/A | Data not provided | N/A | Data not provided | N/A | Data not provided | N/A | 142 (hardness) | mg/L | Data not provided | Data not provided | Data not provided | Data not provided | 0.11 | cfs | Unclear what goals are, one or more standard was exceeded | 0.88 µg/L for OR Aquatic Life, 2.2 for OR Ecological Screening Level Values, 0.812 for EPA Aquatic Life, 1.10 for ORNL Surface Water PRGs | Data not provided | Data not provided | Data not provided |  | Constructed wetland completed September 2009. Construction and repair work on wetland berms in 2011 and 2012. | Survival rate of planted wetland species excellent | Data not provided | B = Analyte was detected above the method detection limit (MDL) but below the practical quantitation limit. Field values used in reporting supporting parameters and water chemistry.
2012 Annual Post Removal Action Monitoring Report Champion Mine – Umpqua National Forest, Lane County, Oregon | USDA FS UMPQUA NF: CHAMPION MINE | ORN001002805 | N/A | N/A | Influent CC-SW-01, Effluent CC-SW-02 | Post RA | Constructed wetland | Passive | Constructed wetland | No pre-treatment | Champion Mine adit into Champion Creek | N | Entire system | Constructed wetland system includes a settling pond, five-tiered vegetated system, and flocculent logs. | Eastern Oregon. The wetland treatment system was completed in September 2009. | Full scale on small headwater creek | 2009-2012 (for wetland component) | Cadmium | Cd, total recoverable | µg/L | N | N/A | [9 empty] | 3.9 | 7.2 | 45.8333 | Data not provided | Data not provided | Data not provided | Data not provided | Data not provided | Data not provided | Data not provided | Data not provided | Data not provided | Effluent | 7.58 | 11.18 | mg/L | 9.1 | °C | Data not provided | N/A | Data not provided | N/A | -102 | mV | 200 | µS/cm | 142 (hardness) | mg/L | Data not provided | Data not provided | Data not provided | Data not provided | 0.17 | cfs | Unclear what goals are, one or more standard was exceeded | 0.88 µg/L for OR Aquatic Life, 2.2 for OR Ecological Screening Level Values, 0.812 for EPA Aquatic Life, 1.10 for ORNL Surface Water PRGs | Data not provided | Data not provided | Data not provided |  | Constructed wetland completed September 2009. Construction and repair work on wetland berms in 2011 and 2012. | Survival rate of planted wetland species excellent | Data not provided | B = Analyte was detected above the method detection limit (MDL) but below the practical quantitation limit. Field values used in reporting supporting parameters and water chemistry.
2012 Annual Post Removal Action Monitoring Report Champion Mine – Umpqua National Forest, Lane County, Oregon | USDA FS UMPQUA NF: CHAMPION MINE | ORN001002805 | N/A | N/A | Influent CC-SW-01, Effluent CC-SW-02 | Post RA | Constructed wetland | Passive | Constructed wetland | No pre-treatment | Champion Mine adit into Champion Creek | N | Entire system | Constructed wetland system includes a settling pond, five-tiered vegetated system, and flocculent logs. | Eastern Oregon. The wetland treatment system was completed in September 2009. | Full scale on small headwater creek | 2009-2012 (for wetland component) | Chromium | Cr, total recoverable | µg/L | N | N/A | <0.5 | <0.5 | Not Applicable | [9 empty] | Data not provided | Data not provided | Data not provided | Data not provided | Data not provided | Data not provided | Data not provided | Data not provided | Data not provided | Influent | 7.21–7.64 | 4.7–10.15 | mg/L | 6.46–6.48 | °C | Data not provided | N/A | Data not provided | N/A | (-)140.3–72 | mV | 205–214 | µS/cm | 148–156 (hardness) | mg/L | Data not provided | Data not provided | Data not provided | Data not provided | 0.151–0.19 | cfs | Unclear what goals are, standard was not exceeded | 100 µg/l for EPA Aquatic Life Standards | Data not provided | Data not provided | Data not provided |  | Constructed wetland completed September 2009. Construction and repair work on wetland berms in 2011 and 2012. | Survival rate of planted wetland species excellent | Data not provided | B = Analyte was detected above the method detection limit (MDL) but below the practical quantitation limit. Field values used in reporting supporting parameters and water chemistry.
2012 Annual Post Removal Action Monitoring Report Champion Mine – Umpqua National Forest, Lane County, Oregon | USDA FS UMPQUA NF: CHAMPION MINE | ORN001002805 | N/A | N/A | Influent CC-SW-01, Effluent CC-SW-02 | Post RA | Constructed wetland | Passive | Constructed wetland | No pre-treatment | Champion Mine adit into Champion Creek | N | Entire system | Constructed wetland system includes a settling pond, five-tiered vegetated system, and flocculent logs. | Eastern Oregon. The wetland treatment system was completed in September 2009. | Full scale on small headwater creek | 2009-2012 (for wetland component) | Chromium | Cr, total recoverable | µg/L | N | N/A |  |  |  | <0.5 | <0.5 | Not Applicable | [6 empty] | Data not provided | Data not provided | Data not provided | Data not provided | Data not provided | Data not provided | Data not provided | Data not provided | Data not provided | Influent | 7.21–7.64 | 4.7–10.15 | mg/L | 6.46–6.48 | °C | Data not provided | N/A | Data not provided | N/A | (-)140.3–72 | mV | 205–214 | µS/cm | 148–156 (hardness) | mg/L | Data not provided | Data not provided | Data not provided | Data not provided | 0.151–0.19 | cfs | Unclear what goals are, standard was not exceeded | 100 µg/l for EPA Aquatic Life Standards | Data not provided | Data not provided | Data not provided |  | Constructed wetland completed September 2009. Construction and repair work on wetland berms in 2011 and 2012. | Survival rate of planted wetland species excellent | Data not provided | B = Analyte was detected above the method detection limit (MDL) but below the practical quantitation limit. Field values used in reporting supporting parameters and water chemistry.
2012 Annual Post Removal Action Monitoring Report Champion Mine – Umpqua National Forest, Lane County, Oregon | USDA FS UMPQUA NF: CHAMPION MINE | ORN001002805 | N/A | N/A | Influent CC-SW-01, Effluent CC-SW-02 | Post RA | Constructed wetland | Passive | Constructed wetland | No pre-treatment | Champion Mine adit into Champion Creek | N | Entire system | Constructed wetland system includes a settling pond, five-tiered vegetated system, and flocculent logs. | Eastern Oregon. The wetland treatment system was completed in September 2009. | Full scale on small headwater creek | 2009-2012 (for wetland component) | Chromium | Cr, total recoverable | µg/L | N | N/A | [6 empty] | <0.5 | <0.5 | Not Applicable |  |  |  | Data not provided | Data not provided | Data not provided | Data not provided | Data not provided | Data not provided | Data not provided | Data not provided | Data not provided | Effluent | 7.41–7.87 | 7.5–11.18 | mg/L | 6.33–10.67 | °C | Data not provided | N/A | Data not provided | N/A | (-)142–114.2 | mV | 1,937–4,080 | µS/cm | 132–144 (hardness) | mg/L | Data not provided | Data not provided | Data not provided | Data not provided | 0.11–0.37 | cfs | Unclear what goals are, standard was not exceeded | 100 µg/l for EPA Aquatic Life Standards | Data not provided | Data not provided | Data not provided |  | Constructed wetland completed September 2009. Construction and repair work on wetland berms in 2011 and 2012. | Survival rate of planted wetland species excellent | Data not provided | B = Analyte was detected above the method detection limit (MDL) but below the practical quantitation limit. Field values used in reporting supporting parameters and water chemistry.
2012 Annual Post Removal Action Monitoring Report Champion Mine – Umpqua National Forest, Lane County, Oregon | USDA FS UMPQUA NF: CHAMPION MINE | ORN001002805 | N/A | N/A | Influent CC-SW-01, Effluent CC-SW-02 | Post RA | Constructed wetland | Passive | Constructed wetland | No pre-treatment | Champion Mine adit into Champion Creek | N | Entire system | Constructed wetland system includes a settling pond, five-tiered vegetated system, and flocculent logs. | Eastern Oregon. The wetland treatment system was completed in September 2009. | Full scale on small headwater creek | 2009-2012 (for wetland component) | Chromium | Cr, total recoverable | µg/L | N | N/A | [9 empty] | <0.5 | <0.5 | Not Applicable | Data not provided | Data not provided | Data not provided | Data not provided | Data not provided | Data not provided | Data not provided | Data not provided | Data not provided | Effluent | 7.41–7.87 | 7.5–11.18 | mg/L | 6.33–10.67 | °C | Data not provided | N/A | Data not provided | N/A | (-)142–114.2 | mV | 1,937–4,080 | µS/cm | 132–144 (hardness) | mg/L | Data not provided | Data not provided | Data not provided | Data not provided | 0.11–0.37 | cfs | Unclear what goals are, standard was not exceeded | 100 µg/l for EPA Aquatic Life Standards | Data not provided | Data not provided | Data not provided |  | Constructed wetland completed September 2009. Construction and repair work on wetland berms in 2011 and 2012. | Survival rate of planted wetland species excellent | Data not provided | B = Analyte was detected above the method detection limit (MDL) but below the practical quantitation limit. Field values used in reporting supporting parameters and water chemistry.
2012 Annual Post Removal Action Monitoring Report Champion Mine – Umpqua National Forest, Lane County, Oregon | USDA FS UMPQUA NF: CHAMPION MINE | ORN001002805 | N/A | N/A | Influent CC-SW-01, Effluent CC-SW-02 | Post RA | Constructed wetland | Passive | Constructed wetland | No pre-treatment | Champion Mine adit into Champion Creek | N | Entire system | Constructed wetland system includes a settling pond, five-tiered vegetated system, and flocculent logs. | Eastern Oregon. The wetland treatment system was completed in September 2009. | Full scale on small headwater creek | 2009-2012 (for wetland component) | Copper | Cu, total recoverable | µg/L | N | N/A | 180 | 20 B | 94.4444 | [9 empty] | Data not provided | Data not provided | Data not provided | Data not provided | Data not provided | Data not provided | Data not provided | Data not provided | Data not provided | Influent | Data not provided | 4.7 | mg/L | Data not provided | N/A | Data not provided | N/A | Data not provided | N/A | Data not provided | N/A | Data not provided | N/A | 156 (hardness) | mg/L | Data not provided | Data not provided | Data not provided | Data not provided | 0.19 | cfs | Exceeded one or more standard | 9 µg/L for OR Aquatic Life, 9 for OR Ecological Screening Level Values, 1300 for OR Human Health and EPA Human Health (Water+Organism), 6,796 for EPA Aquatic Life, 12 for ORNL Surface Water PRGs | Data not provided | Data not provided | Data not provided |  | Constructed wetland completed September 2009. Construction and repair work on wetland berms in 2011 and 2012. | Survival rate of planted wetland species excellent | Data not provided | B = Analyte was detected above the method detection limit (MDL) but below the practical quantitation limit. Field values used in reporting supporting parameters and water chemistry.
2012 Annual Post Removal Action Monitoring Report Champion Mine – Umpqua National Forest, Lane County, Oregon | USDA FS UMPQUA NF: CHAMPION MINE | ORN001002805 | N/A | N/A | Influent CC-SW-01, Effluent CC-SW-02 | Post RA | Constructed wetland | Passive | Constructed wetland | No pre-treatment | Champion Mine adit into Champion Creek | N | Entire system | Constructed wetland system includes a settling pond, five-tiered vegetated system, and flocculent logs. | Eastern Oregon. The wetland treatment system was completed in September 2009. | Full scale on small headwater creek | 2009-2012 (for wetland component) | Copper | Cu, total recoverable | µg/L | N | N/A |  |  |  | 160 | 20 B | 93.75 | [6 empty] | Data not provided | Data not provided | Data not provided | Data not provided | Data not provided | Data not provided | Data not provided | Data not provided | Data not provided | Influent | 7.27–7.64 | 8.05–10.2 | mg/L | 6.46–6.48 | °C | Data not provided | N/A | Data not provided | N/A | (-)140.3–72 | mV | 207–214 | µS/cm | 148–154 (hardness) | mg/L | Data not provided | Data not provided | Data not provided | Data not provided | 0.151–0.18 | cfs | Exceeded one or more standard | 9 µg/L for OR Aquatic Life, 9 for OR Ecological Screening Level Values, 1300 for OR Human Health and EPA Human Health (Water+Organism), 6,796 for EPA Aquatic Life, 12 for ORNL Surface Water PRGs | Data not provided | Data not provided | Data not provided |  | Constructed wetland completed September 2009. Construction and repair work on wetland berms in 2011 and 2012. | Survival rate of planted wetland species excellent | Data not provided | B = Analyte was detected above the method detection limit (MDL) but below the practical quantitation limit. Field values used in reporting supporting parameters and water chemistry.
2012 Annual Post Removal Action Monitoring Report Champion Mine – Umpqua National Forest, Lane County, Oregon | USDA FS UMPQUA NF: CHAMPION MINE | ORN001002805 | N/A | N/A | Influent CC-SW-01, Effluent CC-SW-02 | Post RA | Constructed wetland | Passive | Constructed wetland | No pre-treatment | Champion Mine adit into Champion Creek | N | Entire system | Constructed wetland system includes a settling pond, five-tiered vegetated system, and flocculent logs. | Eastern Oregon. The wetland treatment system was completed in September 2009. | Full scale on small headwater creek | 2009-2012 (for wetland component) | Copper | Cu, total recoverable | µg/L | N | N/A | [6 empty] | 20 B | 180 | 94.4444 |  |  |  | Data not provided | Data not provided | Data not provided | Data not provided | Data not provided | Data not provided | Data not provided | Data not provided | Data not provided | Effluent | 7.87 | 7.5–9.84 | mg/L | 6.33 | °C | Data not provided | N/A | Data not provided | N/A | 114.2 | mV | 197 | µS/cm | 154–156 (hardness) | mg/L | Data not provided | Data not provided | Data not provided | Data not provided | 0.11–0.143 | cfs | Exceeded one or more standard | 9 µg/L for OR Aquatic Life, 9 for OR Ecological Screening Level Values, 1300 for OR Human Health and EPA Human Health (Water+Organism), 6,796 for EPA Aquatic Life, 12 for ORNL Surface Water PRGs | Data not provided | Data not provided | Data not provided |  | Constructed wetland completed September 2009. Construction and repair work on wetland berms in 2011 and 2012. | Survival rate of planted wetland species excellent | Data not provided | B = Analyte was detected above the method detection limit (MDL) but below the practical quantitation limit. Field values used in reporting supporting parameters and water chemistry.
2012 Annual Post Removal Action Monitoring Report Champion Mine – Umpqua National Forest, Lane County, Oregon | USDA FS UMPQUA NF: CHAMPION MINE | ORN001002805 | N/A | N/A | Influent CC-SW-01, Effluent CC-SW-02 | Post RA | Constructed wetland | Passive | Constructed wetland | No pre-treatment | Champion Mine adit into Champion Creek | N | Entire system | Constructed wetland system includes a settling pond, five-tiered vegetated system, and flocculent logs. | Eastern Oregon. The wetland treatment system was completed in September 2009. | Full scale on small headwater creek | 2009-2012 (for wetland component) | Copper | Cu, total recoverable | µg/L | N | N/A | [9 empty] | <10 | 170 | 97.0588 | Data not provided | Data not provided | Data not provided | Data not provided | Data not provided | Data not provided | Data not provided | Data not provided | Data not provided | Effluent | 7.58 | 11.18 | mg/L | 9.1 | °C | Data not provided | N/A | Data not provided | N/A | -102 | mV | 200 | µS/cm | 142 (hardness) | mg/L | Data not provided | Data not provided | Data not provided | Data not provided | 0.17 | cfs | Not exceeding standards | 9 µg/L for OR Aquatic Life, 9 for OR Ecological Screening Level Values, 1300 for OR Human Health and EPA Human Health (Water+Organism), 6,796 for EPA Aquatic Life, 12 for ORNL Surface Water PRGs | Data not provided | Data not provided | Data not provided |  | Constructed wetland completed September 2009. Construction and repair work on wetland berms in 2011 and 2012. | Survival rate of planted wetland species excellent | Data not provided | B = Analyte was detected above the method detection limit (MDL) but below the practical quantitation limit. Field values used in reporting supporting parameters and water chemistry.
2012 Annual Post Removal Action Monitoring Report Champion Mine – Umpqua National Forest, Lane County, Oregon | USDA FS UMPQUA NF: CHAMPION MINE | ORN001002805 | N/A | N/A | Influent CC-SW-01, Effluent CC-SW-02 | Post RA | Constructed wetland | Passive | Constructed wetland | No pre-treatment | Champion Mine adit into Champion Creek | N | Entire system | Constructed wetland system includes a settling pond, five-tiered vegetated system, and flocculent logs. | Eastern Oregon. The wetland treatment system was completed in September 2009. | Full scale on small headwater creek | 2009-2012 (for wetland component) | Iron | Fe, total recoverable | µg/L | N | N/A | 7160 | 380 | 94.6927 | [9 empty] | Data not provided | Data not provided | Data not provided | Data not provided | Data not provided | Data not provided | Data not provided | Data not provided | 0.942 | Influent | Data not provided | 4.7 | mg/L | Data not provided | N/A | Data not provided | N/A | Data not provided | N/A | Data not provided | N/A | Data not provided | N/A | 156 (hardness) | mg/L | Data not provided | Data not provided | Data not provided | Data not provided | 0.19 | cfs | Unknown treatment goals, effluent exceeds one or more standards | 1000 µg/L for OR Aquatic Life, OR Ecological Screening Level Values, EPA Aquatic Life, and ORNL Surface Waters PRGs, 300 for EPA Human Health (Water+organism) | Data not provided | Data not provided | Data not provided |  | Constructed wetland completed September 2009. Construction and repair work on wetland berms in 2011 and 2012. | Survival rate of planted wetland species excellent | Data not provided | B = Analyte was detected above the method detection limit (MDL) but below the practical quantitation limit. Field values used in reporting supporting parameters and water chemistry.
2012 Annual Post Removal Action Monitoring Report Champion Mine – Umpqua National Forest, Lane County, Oregon | USDA FS UMPQUA NF: CHAMPION MINE | ORN001002805 | N/A | N/A | Influent CC-SW-01, Effluent CC-SW-02 | Post RA | Constructed wetland | Passive | Constructed wetland | No pre-treatment | Champion Mine adit into Champion Creek | N | Entire system | Constructed wetland system includes a settling pond, five-tiered vegetated system, and flocculent logs. | Eastern Oregon. The wetland treatment system was completed in September 2009. | Full scale on small headwater creek | 2009-2012 (for wetland component) | Iron | Fe, total recoverable | µg/L | N | N/A |  |  |  | 6290 | 270 | 95.7075 | [6 empty] | Data not provided | Data not provided | Data not provided | Data not provided | Data not provided | Data not provided | Data not provided | Data not provided | 0.942 | Influent | 7.21 | 10.13 | mg/L | 6.46 | °C | Data not provided | N/A | Data not provided | N/A | -104.4 | mV | 205 | µS/cm | 157 (hardness) | mg/L | Data not provided | Data not provided | Data not provided | Data not provided | 0.13 | cfs | Unknown treatment goals, effluent does not exceed standards | 1000 µg/L for OR Aquatic Life, OR Ecological Screening Level Values, EPA Aquatic Life, and ORNL Surface Waters PRGs, 300 for EPA Human Health (Water+organism) | Data not provided | Data not provided | Data not provided |  | Constructed wetland completed September 2009. Construction and repair work on wetland berms in 2011 and 2012. | Survival rate of planted wetland species excellent | Data not provided | B = Analyte was detected above the method detection limit (MDL) but below the practical quantitation limit. Field values used in reporting supporting parameters and water chemistry.
2012 Annual Post Removal Action Monitoring Report Champion Mine – Umpqua National Forest, Lane County, Oregon | USDA FS UMPQUA NF: CHAMPION MINE | ORN001002805 | N/A | N/A | Influent CC-SW-01, Effluent CC-SW-02 | Post RA | Constructed wetland | Passive | Constructed wetland | No pre-treatment | Champion Mine adit into Champion Creek | N | Entire system | Constructed wetland system includes a settling pond, five-tiered vegetated system, and flocculent logs. | Eastern Oregon. The wetland treatment system was completed in September 2009. | Full scale on small headwater creek | 2009-2012 (for wetland component) | Iron | Fe, total recoverable | µg/L | N | N/A | [6 empty] | 1440 | 6730 | 78.6033 |  |  |  | Data not provided | Data not provided | Data not provided | Data not provided | Data not provided | Data not provided | Data not provided | Data not provided | 0.942 | Effluent | Data not provided | Data not provided | N/A | Data not provided | N/A | Data not provided | N/A | Data not provided | N/A | Data not provided | N/A | Data not provided | N/A | None | N/A | Data not provided | Data not provided | Data not provided | Data not provided | Data not provided | Data not provided | Unknown treatment goals, effluent exceeds one or more standards | 1000 µg/L for OR Aquatic Life, OR Ecological Screening Level Values, EPA Aquatic Life, and ORNL Surface Waters PRGs, 300 for EPA Human Health (Water+organism) | Data not provided | Data not provided | Data not provided |  | Constructed wetland completed September 2009. Construction and repair work on wetland berms in 2011 and 2012. | Survival rate of planted wetland species excellent | Data not provided | B = Analyte was detected above the method detection limit (MDL) but below the practical quantitation limit. Field values used in reporting supporting parameters and water chemistry.
2012 Annual Post Removal Action Monitoring Report Champion Mine – Umpqua National Forest, Lane County, Oregon | USDA FS UMPQUA NF: CHAMPION MINE | ORN001002805 | N/A | N/A | Influent CC-SW-01, Effluent CC-SW-02 | Post RA | Constructed wetland | Passive | Constructed wetland | No pre-treatment | Champion Mine adit into Champion Creek | N | Entire system | Constructed wetland system includes a settling pond, five-tiered vegetated system, and flocculent logs. | Eastern Oregon. The wetland treatment system was completed in September 2009. | Full scale on small headwater creek | 2009-2012 (for wetland component) | Iron | Fe, total recoverable | µg/L | N | N/A | [9 empty] | 270 | 6290 | 95.7075 | Data not provided | Data not provided | Data not provided | Data not provided | Data not provided | Data not provided | Data not provided | Data not provided | 0.942 | Effluent | 7.58 | 11.18 | mg/L | 9.1 | °C | Data not provided | N/A | Data not provided | N/A | -102 | mV | 200 | µS/cm | 142 (hardness) | mg/L | Data not provided | Data not provided | Data not provided | Data not provided | 0.17 | cfs | Unknown treatment goals, effluent does not exceed standards | 1000 µg/L for OR Aquatic Life, OR Ecological Screening Level Values, EPA Aquatic Life, and ORNL Surface Waters PRGs, 300 for EPA Human Health (Water+organism) | Data not provided | Data not provided | Data not provided |  | Constructed wetland completed September 2009. Construction and repair work on wetland berms in 2011 and 2012. | Survival rate of planted wetland species excellent | Data not provided | B = Analyte was detected above the method detection limit (MDL) but below the practical quantitation limit. Field values used in reporting supporting parameters and water chemistry.
2012 Annual Post Removal Action Monitoring Report Champion Mine – Umpqua National Forest, Lane County, Oregon | USDA FS UMPQUA NF: CHAMPION MINE | ORN001002805 | N/A | N/A | Influent CC-SW-01, Effluent CC-SW-02 | Post RA | Constructed wetland | Passive | Constructed wetland | No pre-treatment | Champion Mine adit into Champion Creek | N | Entire system | Constructed wetland system includes a settling pond, five-tiered vegetated system, and flocculent logs. | Eastern Oregon. The wetland treatment system was completed in September 2009. | Full scale on small headwater creek | 2009-2012 (for wetland component) | Lead | Pb, total recoverable | µg/L | N | N/A | 5.8 | 0.3 B | 97.4138 | [9 empty] | Data not provided | Data not provided | Data not provided | Data not provided | Data not provided | Data not provided | Data not provided | Data not provided | Data not provided | Influent | 7.21 | 4.7–10.13 | mg/L | 6.46 | °C | Data not provided | N/A | Data not provided | N/A | -104.4 | mV | 205 | µS/cm | 156–157 (hardness) | mg/L | Data not provided | Data not provided | Data not provided | Data not provided | 0.13–0.19 | cfs | Unknown goals, did not exceed standards | 2.11 µg/L for OR Aquatic Life, 2.5 for OR Ecological Screening Level Value, 1.77 for EPA Aquatic Life, and 3.2 for ORNL Surface Water PRGs | Data not provided | Data not provided | Data not provided |  | Constructed wetland completed September 2009. Construction and repair work on wetland berms in 2011 and 2012. | Survival rate of planted wetland species excellent | Data not provided | B = Analyte was detected above the method detection limit (MDL) but below the practical quantitation limit. Field values used in reporting supporting parameters and water chemistry.
2012 Annual Post Removal Action Monitoring Report Champion Mine – Umpqua National Forest, Lane County, Oregon | USDA FS UMPQUA NF: CHAMPION MINE | ORN001002805 | N/A | N/A | Influent CC-SW-01, Effluent CC-SW-02 | Post RA | Constructed wetland | Passive | Constructed wetland | No pre-treatment | Champion Mine adit into Champion Creek | N | Entire system | Constructed wetland system includes a settling pond, five-tiered vegetated system, and flocculent logs. | Eastern Oregon. The wetland treatment system was completed in September 2009. | Full scale on small headwater creek | 2009-2012 (for wetland component) | Lead | Pb, total recoverable | µg/L | N | N/A |  |  |  | 4.8 | 0.6 | 87.5 | [6 empty] | Data not provided | Data not provided | Data not provided | Data not provided | Data not provided | Data not provided | Data not provided | Data not provided | Data not provided | Influent | 7.27 | 10.15 | mg/L | 6.46 | °C | Data not provided | N/A | Data not provided | N/A | -140.3 | mV | 207 | µS/cm | 148 (hardness) | mg/L | Data not provided | Data not provided | Data not provided | Data not provided | 0.18 | cfs | Unknown goals, did not exceed standards | 2.11 µg/L for OR Aquatic Life, 2.5 for OR Ecological Screening Level Value, 1.77 for EPA Aquatic Life, and 3.2 for ORNL Surface Water PRGs | Data not provided | Data not provided | Data not provided |  | Constructed wetland completed September 2009. Construction and repair work on wetland berms in 2011 and 2012. | Survival rate of planted wetland species excellent | Data not provided | B = Analyte was detected above the method detection limit (MDL) but below the practical quantitation limit. Field values used in reporting supporting parameters and water chemistry.
2012 Annual Post Removal Action Monitoring Report Champion Mine – Umpqua National Forest, Lane County, Oregon | USDA FS UMPQUA NF: CHAMPION MINE | ORN001002805 | N/A | N/A | Influent CC-SW-01, Effluent CC-SW-02 | Post RA | Constructed wetland | Passive | Constructed wetland | No pre-treatment | Champion Mine adit into Champion Creek | N | Entire system | Constructed wetland system includes a settling pond, five-tiered vegetated system, and flocculent logs. | Eastern Oregon. The wetland treatment system was completed in September 2009. | Full scale on small headwater creek | 2009-2012 (for wetland component) | Lead | Pb, total recoverable | µg/L | N | N/A | [6 empty] | 0.7 | 5.6 | 87.5 |  |  |  | Data not provided | Data not provided | Data not provided | Data not provided | Data not provided | Data not provided | Data not provided | Data not provided | Data not provided | Effluent | 7.87 | 9.84 | mg/L | 6.33 | °C | Data not provided | N/A | Data not provided | N/A | 114.2 | mV | 197 | µS/cm | 144 (hardness) | mg/L | Data not provided | Data not provided | Data not provided | Data not provided | 0.143 | cfs | Unknown goals, did not exceed standards | 2.11 µg/L for OR Aquatic Life, 2.5 for OR Ecological Screening Level Value, 1.77 for EPA Aquatic Life, and 3.2 for ORNL Surface Water PRGs | Data not provided | Data not provided | Data not provided |  | Constructed wetland completed September 2009. Construction and repair work on wetland berms in 2011 and 2012. | Survival rate of planted wetland species excellent | Data not provided | B = Analyte was detected above the method detection limit (MDL) but below the practical quantitation limit. Field values used in reporting supporting parameters and water chemistry.
2012 Annual Post Removal Action Monitoring Report Champion Mine – Umpqua National Forest, Lane County, Oregon | USDA FS UMPQUA NF: CHAMPION MINE | ORN001002805 | N/A | N/A | Influent CC-SW-01, Effluent CC-SW-02 | Post RA | Constructed wetland | Passive | Constructed wetland | No pre-treatment | Champion Mine adit into Champion Creek | N | Entire system | Constructed wetland system includes a settling pond, five-tiered vegetated system, and flocculent logs. | Eastern Oregon. The wetland treatment system was completed in September 2009. | Full scale on small headwater creek | 2009-2012 (for wetland component) | Lead | Pb, total recoverable | µg/L | N | N/A | [9 empty] | 0.3 B | 5.8 | 97.4138 | Data not provided | Data not provided | Data not provided | Data not provided | Data not provided | Data not provided | Data not provided | Data not provided | Data not provided | Effluent | Data not provided | 7.5 | mg/L | Data not provided | N/A | Data not provided | N/A | Data not provided | N/A | Data not provided | N/A | Data not provided | N/A | 142 (hardness) | mg/L | Data not provided | Data not provided | Data not provided | Data not provided | 0.11 | cfs | Unknown goals, did not exceed standards | 2.11 µg/L for OR Aquatic Life, 2.5 for OR Ecological Screening Level Value, 1.77 for EPA Aquatic Life, and 3.2 for ORNL Surface Water PRGs | Data not provided | Data not provided | Data not provided |  | Constructed wetland completed September 2009. Construction and repair work on wetland berms in 2011 and 2012. | Survival rate of planted wetland species excellent | Data not provided | B = Analyte was detected above the method detection limit (MDL) but below the practical quantitation limit. Field values used in reporting supporting parameters and water chemistry.
2012 Annual Post Removal Action Monitoring Report Champion Mine – Umpqua National Forest, Lane County, Oregon | USDA FS UMPQUA NF: CHAMPION MINE | ORN001002805 | N/A | N/A | Influent CC-SW-01, Effluent CC-SW-02 | Post RA | Constructed wetland | Passive | Constructed wetland | No pre-treatment | Champion Mine adit into Champion Creek | N | Entire system | Constructed wetland system includes a settling pond, five-tiered vegetated system, and flocculent logs. | Eastern Oregon. The wetland treatment system was completed in September 2009. | Full scale on small headwater creek | 2009-2012 (for wetland component) | Manganese | Mn, total recoverable | µg/L | N | N/A | 1120 | 1020 | 8.9286 | [9 empty] | Data not provided | Data not provided | Data not provided | Data not provided | Data not provided | Data not provided | Data not provided | Data not provided | Data not provided | Influent | Data not provided | 4.7 | mg/L | Data not provided | N/A | Data not provided | N/A | Data not provided | N/A | Data not provided | N/A | Data not provided | N/A | 156 (hardness) | mg/L | Data not provided | Data not provided | Data not provided | Data not provided | 0.19 | cfs | Unknown goals, exceeded one or more standards | 120 µg/L for OR Ecological Screening Level Values and ORNL Surface Water PRGs, 50 for EPA Human Health (Water +Organism) | Data not provided | Data not provided | Data not provided |  | Constructed wetland completed September 2009. Construction and repair work on wetland berms in 2011 and 2012. | Survival rate of planted wetland species excellent | Data not provided | B = Analyte was detected above the method detection limit (MDL) but below the practical quantitation limit. Field values used in reporting supporting parameters and water chemistry.
2012 Annual Post Removal Action Monitoring Report Champion Mine – Umpqua National Forest, Lane County, Oregon | USDA FS UMPQUA NF: CHAMPION MINE | ORN001002805 | N/A | N/A | Influent CC-SW-01, Effluent CC-SW-02 | Post RA | Constructed wetland | Passive | Constructed wetland | No pre-treatment | Champion Mine adit into Champion Creek | N | Entire system | Constructed wetland system includes a settling pond, five-tiered vegetated system, and flocculent logs. | Eastern Oregon. The wetland treatment system was completed in September 2009. | Full scale on small headwater creek | 2009-2012 (for wetland component) | Manganese | Mn, total recoverable | µg/L | N | N/A |  |  |  | 1030 | 643 | 37.5728 | [6 empty] | Data not provided | Data not provided | Data not provided | Data not provided | Data not provided | Data not provided | Data not provided | Data not provided | Data not provided | Influent | 7.21 | 10.13 | mg/L | 6.46 | °C | Data not provided | N/A | Data not provided | N/A | -104.4 | mV | 205 | µS/cm | 157 (hardness) | mg/L | Data not provided | Data not provided | Data not provided | Data not provided | 0.13 | cfs | Unknown goals, exceeded one or more standards | 120 µg/L for OR Ecological Screening Level Values and ORNL Surface Water PRGs, 50 for EPA Human Health (Water +Organism) | Data not provided | Data not provided | Data not provided |  | Constructed wetland completed September 2009. Construction and repair work on wetland berms in 2011 and 2012. | Survival rate of planted wetland species excellent | Data not provided | B = Analyte was detected above the method detection limit (MDL) but below the practical quantitation limit. Field values used in reporting supporting parameters and water chemistry.
2012 Annual Post Removal Action Monitoring Report Champion Mine – Umpqua National Forest, Lane County, Oregon | USDA FS UMPQUA NF: CHAMPION MINE | ORN001002805 | N/A | N/A | Influent CC-SW-01, Effluent CC-SW-02 | Post RA | Constructed wetland | Passive | Constructed wetland | No pre-treatment | Champion Mine adit into Champion Creek | N | Entire system | Constructed wetland system includes a settling pond, five-tiered vegetated system, and flocculent logs. | Eastern Oregon. The wetland treatment system was completed in September 2009. | Full scale on small headwater creek | 2009-2012 (for wetland component) | Manganese | Mn, total recoverable | µg/L | N | N/A | [6 empty] | 1020 | 1120 | 8.9286 |  |  |  | Data not provided | Data not provided | Data not provided | Data not provided | Data not provided | Data not provided | Data not provided | Data not provided | Data not provided | Effluent | Data not provided | 7.5 | mg/L | Data not provided | N/A | Data not provided | N/A | Data not provided | N/A | Data not provided | N/A | Data not provided | N/A | 142 (hardness) | mg/L | Data not provided | Data not provided | Data not provided | Data not provided | 0.11 | cfs | Unknown goals, exceeded one or more standards | 120 µg/L for OR Ecological Screening Level Values and ORNL Surface Water PRGs, 50 for EPA Human Health (Water +Organism) | Data not provided | Data not provided | Data not provided |  | Constructed wetland completed September 2009. Construction and repair work on wetland berms in 2011 and 2012. | Survival rate of planted wetland species excellent | Data not provided | B = Analyte was detected above the method detection limit (MDL) but below the practical quantitation limit. Field values used in reporting supporting parameters and water chemistry.
2012 Annual Post Removal Action Monitoring Report Champion Mine – Umpqua National Forest, Lane County, Oregon | USDA FS UMPQUA NF: CHAMPION MINE | ORN001002805 | N/A | N/A | Influent CC-SW-01, Effluent CC-SW-02 | Post RA | Constructed wetland | Passive | Constructed wetland | No pre-treatment | Champion Mine adit into Champion Creek | N | Entire system | Constructed wetland system includes a settling pond, five-tiered vegetated system, and flocculent logs. | Eastern Oregon. The wetland treatment system was completed in September 2009. | Full scale on small headwater creek | 2009-2012 (for wetland component) | Manganese | Mn, total recoverable | µg/L | N | N/A | [9 empty] | 613 | 1050 | 41.619 | Data not provided | Data not provided | Data not provided | Data not provided | Data not provided | Data not provided | Data not provided | Data not provided | Data not provided | Effluent | 7.87 | 9.84 | mg/L | 6.33 | °C | Data not provided | N/A | Data not provided | N/A | 114.2 | mV | 197 | µS/cm | 144 (hardness) | mg/L | Data not provided | Data not provided | Data not provided | Data not provided | 0.143 | cfs | Unknown goals, exceeded one or more standards | 120 µg/L for OR Ecological Screening Level Values and ORNL Surface Water PRGs, 50 for EPA Human Health (Water +Organism) | Data not provided | Data not provided | Data not provided |  | Constructed wetland completed September 2009. Construction and repair work on wetland berms in 2011 and 2012. | Survival rate of planted wetland species excellent | Data not provided | B = Analyte was detected above the method detection limit (MDL) but below the practical quantitation limit. Field values used in reporting supporting parameters and water chemistry.
2012 Annual Post Removal Action Monitoring Report Champion Mine – Umpqua National Forest, Lane County, Oregon | USDA FS UMPQUA NF: CHAMPION MINE | ORN001002805 | N/A | N/A | Influent CC-SW-01, Effluent CC-SW-02 | Post RA | Constructed wetland | Passive | Constructed wetland | No pre-treatment | Champion Mine adit into Champion Creek | N | Entire system | Constructed wetland system includes a settling pond, five-tiered vegetated system, and flocculent logs. | Eastern Oregon. The wetland treatment system was completed in September 2009. | Full scale on small headwater creek | 2009-2012 (for wetland component) | Mercury | Hg, total recoverable | µg/L | N | N/A | 0.011 | 0.014 | -27.2727 | [9 empty] | Data not provided | Data not provided | Data not provided | Data not provided | Data not provided | Data not provided | Data not provided | Data not provided | Data not provided | Influent | 7.64 | 8.05 | mg/L | 6.48 | °C | Data not provided | N/A | Data not provided | N/A | 72 | mV | 214 | µS/cm | 154 (hardness) | mg/L | Data not provided | Data not provided | Data not provided | Data not provided | 0.151 | cfs | Goals unknown, exceeded one or more standards | 0.012 ug/L for OR Aquatic Life, 0.77 for OR Ecological Screening Level Values and EPA Aquatic Life, 1.3 for ORNL Surface Water PRGs | Data not provided | Data not provided | Data not provided |  | Constructed wetland completed September 2009. Construction and repair work on wetland berms in 2011 and 2012. | Survival rate of planted wetland species excellent | Data not provided | B = Analyte was detected above the method detection limit (MDL) but below the practical quantitation limit. Field values used in reporting supporting parameters and water chemistry.
2012 Annual Post Removal Action Monitoring Report Champion Mine – Umpqua National Forest, Lane County, Oregon | USDA FS UMPQUA NF: CHAMPION MINE | ORN001002805 | N/A | N/A | Influent CC-SW-01, Effluent CC-SW-02 | Post RA | Constructed wetland | Passive | Constructed wetland | No pre-treatment | Champion Mine adit into Champion Creek | N | Entire system | Constructed wetland system includes a settling pond, five-tiered vegetated system, and flocculent logs. | Eastern Oregon. The wetland treatment system was completed in September 2009. | Full scale on small headwater creek | 2009-2012 (for wetland component) | Mercury | Hg, total recoverable | µg/L | N | N/A |  |  |  | 0.0018 | 0.0007 B | 80.5556 | [6 empty] | Data not provided | Data not provided | Data not provided | Data not provided | Data not provided | Data not provided | Data not provided | Data not provided | Data not provided | Influent | 7.21 | 10.13 | mg/L | 6.46 | °C | Data not provided | N/A | Data not provided | N/A | -104.4 | mV | 205 | µS/cm | 157 (hardness) | mg/L | Data not provided | Data not provided | Data not provided | Data not provided | 0.13 | cfs | Goals unknown, did not exceed standards | 0.012 ug/L for OR Aquatic Life, 0.77 for OR Ecological Screening Level Values and EPA Aquatic Life, 1.3 for ORNL Surface Water PRGs | Data not provided | Data not provided | Data not provided |  | Constructed wetland completed September 2009. Construction and repair work on wetland berms in 2011 and 2012. | Survival rate of planted wetland species excellent | Data not provided | B = Analyte was detected above the method detection limit (MDL) but below the practical quantitation limit. Field values used in reporting supporting parameters and water chemistry.
2012 Annual Post Removal Action Monitoring Report Champion Mine – Umpqua National Forest, Lane County, Oregon | USDA FS UMPQUA NF: CHAMPION MINE | ORN001002805 | N/A | N/A | Influent CC-SW-01, Effluent CC-SW-02 | Post RA | Constructed wetland | Passive | Constructed wetland | No pre-treatment | Champion Mine adit into Champion Creek | N | Entire system | Constructed wetland system includes a settling pond, five-tiered vegetated system, and flocculent logs. | Eastern Oregon. The wetland treatment system was completed in September 2009. | Full scale on small headwater creek | 2009-2012 (for wetland component) | Mercury | Hg, total recoverable | µg/L | N | N/A | [6 empty] | 0.014 | 0.011 | -27.2727 |  |  |  | Data not provided | Data not provided | Data not provided | Data not provided | Data not provided | Data not provided | Data not provided | Data not provided | Data not provided | Effluent | 7.87 | 9.84 | mg/L | 6.33 | °C | Data not provided | N/A | Data not provided | N/A | 114.2 | mV | 197 | µS/cm | 144 (hardness) | mg/L | Data not provided | Data not provided | Data not provided | Data not provided | 0.143 | cfs | Goals unknown, exceeded one or more standards | 0.012 ug/L for OR Aquatic Life, 0.77 for OR Ecological Screening Level Values and EPA Aquatic Life, 1.3 for ORNL Surface Water PRGs | Data not provided | Data not provided | Data not provided |  | Constructed wetland completed September 2009. Construction and repair work on wetland berms in 2011 and 2012. | Survival rate of planted wetland species excellent | Data not provided | B = Analyte was detected above the method detection limit (MDL) but below the practical quantitation limit. Field values used in reporting supporting parameters and water chemistry.
2012 Annual Post Removal Action Monitoring Report Champion Mine – Umpqua National Forest, Lane County, Oregon | USDA FS UMPQUA NF: CHAMPION MINE | ORN001002805 | N/A | N/A | Influent CC-SW-01, Effluent CC-SW-02 | Post RA | Constructed wetland | Passive | Constructed wetland | No pre-treatment | Champion Mine adit into Champion Creek | N | Entire system | Constructed wetland system includes a settling pond, five-tiered vegetated system, and flocculent logs. | Eastern Oregon. The wetland treatment system was completed in September 2009. | Full scale on small headwater creek | 2009-2012 (for wetland component) | Mercury | Hg, total recoverable | µg/L | N | N/A | [9 empty] | 0.0007 B | 0.0018 | 80.5556 | Data not provided | Data not provided | Data not provided | Data not provided | Data not provided | Data not provided | Data not provided | Data not provided | Data not provided | Effluent | 7.58 | 11.18 | mg/L | 9.1 | °C | Data not provided | N/A | Data not provided | N/A | -102 | mV | 200 | µS/cm | 142 (hardness) | mg/L | Data not provided | Data not provided | Data not provided | Data not provided | 0.17 | cfs | Goals unknown, did not exceed standards | 0.012 ug/L for OR Aquatic Life, 0.77 for OR Ecological Screening Level Values and EPA Aquatic Life, 1.3 for ORNL Surface Water PRGs | Data not provided | Data not provided | Data not provided |  | Constructed wetland completed September 2009. Construction and repair work on wetland berms in 2011 and 2012. | Survival rate of planted wetland species excellent | Data not provided | B = Analyte was detected above the method detection limit (MDL) but below the practical quantitation limit. Field values used in reporting supporting parameters and water chemistry.
2012 Annual Post Removal Action Monitoring Report Champion Mine – Umpqua National Forest, Lane County, Oregon | USDA FS UMPQUA NF: CHAMPION MINE | ORN001002805 | N/A | N/A | Influent CC-SW-01, Effluent CC-SW-02 | Post RA | Constructed wetland | Passive | Constructed wetland | No pre-treatment | Champion Mine adit into Champion Creek | N | Entire system | Constructed wetland system includes a settling pond, five-tiered vegetated system, and flocculent logs. | Eastern Oregon. The wetland treatment system was completed in September 2009. | Full scale on small headwater creek | 2009-2012 (for wetland component) | Sulfate | Sulfate (SO42-) | mg/L | N | N/A | 104 | 101 | 2.8846 | [9 empty] | Data not provided | Data not provided | Data not provided | Data not provided | Data not provided | Data not provided | Data not provided | Data not provided | Data not provided | Influent | 7.21 | 10.13 | mg/L | 6.46 | °C | Data not provided | N/A | Data not provided | N/A | -104.4 | mV | 205 | µS/cm | 157 (hardness) | mg/L | Data not provided | Data not provided | Data not provided | Data not provided | 0.13 | cfs | Goals unknown, no standards | Data not provided | Data not provided | Data not provided | Data not provided |  | Constructed wetland completed September 2009. Construction and repair work on wetland berms in 2011 and 2012. | Survival rate of planted wetland species excellent | Data not provided | Field values used in reporting supporting parameters and water chemistry
2012 Annual Post Removal Action Monitoring Report Champion Mine – Umpqua National Forest, Lane County, Oregon | USDA FS UMPQUA NF: CHAMPION MINE | ORN001002805 | N/A | N/A | Influent CC-SW-01, Effluent CC-SW-02 | Post RA | Constructed wetland | Passive | Constructed wetland | No pre-treatment | Champion Mine adit into Champion Creek | N | Entire system | Constructed wetland system includes a settling pond, five-tiered vegetated system, and flocculent logs. | Eastern Oregon. The wetland treatment system was completed in September 2009. | Full scale on small headwater creek | 2009-2012 (for wetland component) | Sulfate | Sulfate (SO42-) | mg/L | N | N/A |  |  |  | 93 | 97 | -4.3011 | [6 empty] | Data not provided | Data not provided | Data not provided | Data not provided | Data not provided | Data not provided | Data not provided | Data not provided | Data not provided | Influent | Data not provided | 4.7 | mg/L | Data not provided | N/A | Data not provided | N/A | Data not provided | N/A | Data not provided | N/A | Data not provided | N/A | 156 (hardness) | mg/L | Data not provided | Data not provided | Data not provided | Data not provided | 0.19 | cfs | Goals unknown, no standards | Data not provided | Data not provided | Data not provided | Data not provided |  | Constructed wetland completed September 2009. Construction and repair work on wetland berms in 2011 and 2012. | Survival rate of planted wetland species excellent | Data not provided | Field values used in reporting supporting parameters and water chemistry
2012 Annual Post Removal Action Monitoring Report Champion Mine – Umpqua National Forest, Lane County, Oregon | USDA FS UMPQUA NF: CHAMPION MINE | ORN001002805 | N/A | N/A | Influent CC-SW-01, Effluent CC-SW-02 | Post RA | Constructed wetland | Passive | Constructed wetland | No pre-treatment | Champion Mine adit into Champion Creek | N | Entire system | Constructed wetland system includes a settling pond, five-tiered vegetated system, and flocculent logs. | Eastern Oregon. The wetland treatment system was completed in September 2009. | Full scale on small headwater creek | 2009-2012 (for wetland component) | Sulfate | Sulfate (SO42-) | mg/L | N | N/A | [6 empty] | 101 | 104 | 2.8846 |  |  |  | Data not provided | Data not provided | Data not provided | Data not provided | Data not provided | Data not provided | Data not provided | Data not provided | Data not provided | Effluent | 7.58 | 11.18 | mg/L | 9.1 | °C | Data not provided | N/A | Data not provided | N/A | -102 | mV | 200 | µS/cm | 142 (hardness) | mg/L | Data not provided | Data not provided | Data not provided | Data not provided | 0.17 | cfs | Goals unknown, no standards | Data not provided | Data not provided | Data not provided | Data not provided |  | Constructed wetland completed September 2009. Construction and repair work on wetland berms in 2011 and 2012. | Survival rate of planted wetland species excellent | Data not provided | FIeld values used in reporting supporting parameters and water chemistry
2012 Annual Post Removal Action Monitoring Report Champion Mine – Umpqua National Forest, Lane County, Oregon | USDA FS UMPQUA NF: CHAMPION MINE | ORN001002805 | N/A | N/A | Influent CC-SW-01, Effluent CC-SW-02 | Post RA | Constructed wetland | Passive | Constructed wetland | No pre-treatment | Champion Mine adit into Champion Creek | N | Entire system | Constructed wetland system includes a settling pond, five-tiered vegetated system, and flocculent logs. | Eastern Oregon. The wetland treatment system was completed in September 2009. | Full scale on small headwater creek | 2009-2012 (for wetland component) | Sulfate | Sulfate (SO42-) | mg/L | N | N/A | [9 empty] | 95 | 95 | 0 | Data not provided | Data not provided | Data not provided | Data not provided | Data not provided | Data not provided | Data not provided | Data not provided | Data not provided | Effluent | 7.41 | 10.65 | mg/L | 10.67 | °C | Data not provided | N/A | Data not provided | N/A | -142.8 |  | 211 | µS/cm | 132 (hardness) | mg/L | Data not provided | Data not provided | Data not provided | Data not provided | 0.37 | cfs | Goals unknown, no standards | Data not provided | Data not provided | Data not provided | Data not provided |  | Constructed wetland completed September 2009. Construction and repair work on wetland berms in 2011 and 2012. | Survival rate of planted wetland species excellent | Data not provided | FIeld values used in reporting supporting parameters and water chemistry
2012 Annual Post Removal Action Monitoring Report Champion Mine – Umpqua National Forest, Lane County, Oregon | USDA FS UMPQUA NF: CHAMPION MINE | ORN001002805 | N/A | N/A | Influent CC-SW-01, Effluent CC-SW-02 | Post RA | Constructed wetland | Passive | Constructed wetland | No pre-treatment | Champion Mine adit into Champion Creek | N | Entire system | Constructed wetland system includes a settling pond, five-tiered vegetated system, and flocculent logs. | Eastern Oregon. The wetland treatment system was completed in September 2009. | Full scale on small headwater creek | 2009-2012 (for wetland component) | Zinc | Zn, total recoverable | µg/L | N | N/A | 1370 | 760 | 44.5255 | [9 empty] | Data not provided | Data not provided | Data not provided | Data not provided | Data not provided | Data not provided | Data not provided | Data not provided | Data not provided | Influent | 7.27 | 10.15 | mg/L | 6.46 | °C | Data not provided | N/A | Data not provided | N/A | -140.3 | mV | 207 | µS/cm | 148 (hardness) | mg/L | Data not provided | Data not provided | Data not provided | Data not provided | 0.18 | cfs | Unknown goals, exceeded one or more standards | 81 µg/L for OR Aquatic Life, 120 for OR Ecological Screening Level Values, 2100 for OR Human Health, 79.5 for EPA Aquatic Life, 7400 for EPA Human Health (Water+Organism), and 110 of ORNL Surface Water PRGs | Data not provided | Data not provided | Data not provided |  | Constructed wetland completed September 2009. Construction and repair work on wetland berms in 2011 and 2012. | Survival rate of planted wetland species excellent | Data not provided | B = Analyte was detected above the method detection limit (MDL) but below the practical quantitation limit. Field values used in reporting supporting parameters and water chemistry.
2012 Annual Post Removal Action Monitoring Report Champion Mine – Umpqua National Forest, Lane County, Oregon | USDA FS UMPQUA NF: CHAMPION MINE | ORN001002805 | N/A | N/A | Influent CC-SW-01, Effluent CC-SW-02 | Post RA | Constructed wetland | Passive | Constructed wetland | No pre-treatment | Champion Mine adit into Champion Creek | N | Entire system | Constructed wetland system includes a settling pond, five-tiered vegetated system, and flocculent logs. | Eastern Oregon. The wetland treatment system was completed in September 2009. | Full scale on small headwater creek | 2009-2012 (for wetland component) | Zinc | Zn, total recoverable | µg/L | N | N/A |  |  |  | 1300 | 830 | 36.1538 | [6 empty] | Data not provided | Data not provided | Data not provided | Data not provided | Data not provided | Data not provided | Data not provided | Data not provided | Data not provided | Influent | 7.64 | 8.05 | mg/L | 6.48 | °C | Data not provided | N/A | Data not provided | N/A | 72 | mV | 214 | µS/cm | 154 (hardness) | mg/L | Data not provided | Data not provided | Data not provided | Data not provided | 0.151 | cfs | Unknown goals, exceeded one or more standards | 81 µg/L for OR Aquatic Life, 120 for OR Ecological Screening Level Values, 2100 for OR Human Health, 79.5 for EPA Aquatic Life, 7400 for EPA Human Health (Water+Organism), and 110 of ORNL Surface Water PRGs | Data not provided | Data not provided | Data not provided |  | Constructed wetland completed September 2009. Construction and repair work on wetland berms in 2011 and 2012. | Survival rate of planted wetland species excellent | Data not provided | B = Analyte was detected above the method detection limit (MDL) but below the practical quantitation limit. Field values used in reporting supporting parameters and water chemistry.
2012 Annual Post Removal Action Monitoring Report Champion Mine – Umpqua National Forest, Lane County, Oregon | USDA FS UMPQUA NF: CHAMPION MINE | ORN001002805 | N/A | N/A | Influent CC-SW-01, Effluent CC-SW-02 | Post RA | Constructed wetland | Passive | Constructed wetland | No pre-treatment | Champion Mine adit into Champion Creek | N | Entire system | Constructed wetland system includes a settling pond, five-tiered vegetated system, and flocculent logs. | Eastern Oregon. The wetland treatment system was completed in September 2009. | Full scale on small headwater creek | 2009-2012 (for wetland component) | Zinc | Zn, total recoverable | µg/L | N | N/A | [6 empty] | 950 | 1140 | 16.6667 |  |  |  | Data not provided | Data not provided | Data not provided | Data not provided | Data not provided | Data not provided | Data not provided | Data not provided | Data not provided | Effluent | Data not provided | 7.5 | mg/L | Data not provided | N/A | Data not provided | N/A | Data not provided | N/A | Data not provided | N/A | Data not provided | N/A | 142 (hardness) | mg/L | Data not provided | Data not provided | Data not provided | Data not provided | 0.11 | cfs | Unknown goals, exceeded one or more standards | 81 µg/L for OR Aquatic Life, 120 for OR Ecological Screening Level Values, 2100 for OR Human Health, 79.5 for EPA Aquatic Life, 7400 for EPA Human Health (Water+Organism), and 110 of ORNL Surface Water PRGs | Data not provided | Data not provided | Data not provided |  | Constructed wetland completed September 2009. Construction and repair work on wetland berms in 2011 and 2012. | Survival rate of planted wetland species excellent | Data not provided | B = Analyte was detected above the method detection limit (MDL) but below the practical quantitation limit. Field values used in reporting supporting parameters and water chemistry.
2012 Annual Post Removal Action Monitoring Report Champion Mine – Umpqua National Forest, Lane County, Oregon | USDA FS UMPQUA NF: CHAMPION MINE | ORN001002805 | N/A | N/A | Influent CC-SW-01, Effluent CC-SW-02 | Post RA | Constructed wetland | Passive | Constructed wetland | No pre-treatment | Champion Mine adit into Champion Creek | N | Entire system | Constructed wetland system includes a settling pond, five-tiered vegetated system, and flocculent logs. | Eastern Oregon. The wetland treatment system was completed in September 2009. | Full scale on small headwater creek | 2009-2012 (for wetland component) | Zinc | Zn, total recoverable | µg/L | N | N/A | [9 empty] | 700 | 1320 | 46.9697 | Data not provided | Data not provided | Data not provided | Data not provided | Data not provided | Data not provided | Data not provided | Data not provided | Data not provided | Effluent | 7.58 | 11.18 | mg/L | 9.1 | °C | Data not provided | N/A | Data not provided | N/A | -102 | mV | 200 | µS/cm | 142 (hardness) | mg/L | Data not provided | Data not provided | Data not provided | Data not provided | 0.17 | cfs | Unknown goals, exceeded one or more standards | 81 µg/L for OR Aquatic Life, 120 for OR Ecological Screening Level Values, 2100 for OR Human Health, 79.5 for EPA Aquatic Life, 7400 for EPA Human Health (Water+Organism), and 110 of ORNL Surface Water PRGs | Data not provided | Data not provided | Data not provided |  | Constructed wetland completed September 2009. Construction and repair work on wetland berms in 2011 and 2012. | Survival rate of planted wetland species excellent | Data not provided | B = Analyte was detected above the method detection limit (MDL) but below the practical quantitation limit. Field values used in reporting supporting parameters and water chemistry.
Final Smoky Canyon Mine RI/FS Pilot Study Report Semi-Passive Biological Treatment Technology – Seep DS-7 | SOUTHEAST IDAHO SELENIUM PROJECT/AKA SMOKY CANYON MINE | IDN001002245 | N/A | N/A | Smoky Canyon Mine seep DS-7 | Data not provided | Semi-passive biological treatment | Semi-passive | Selenium Reducing Bioreactor | No pre-treatment | Smoky Canyon Mine disposal area seep | N | Entire system | Seep water gravity fed through collection pond, holding tank, two bioreactors, effluent measuring system. Selenium reducing bacteria starter, zero-valent iron, and frequent delivery of nutrient feed. | Southeast Idaho. Cold winter temperatures reduce treatment efficiency in bioreactor | Pilot on low-flow seep with high selenium concentration | 2013-2015 | Selenium | Se, total | mg/L | N | N/A | 5.31 | 0.941 | 82.2787 | [9 empty] | Data not provided | Data not provided | Data not provided | Data not provided | Data not provided | Data not provided | Data not provided | Data not provided | 82 | Influent | 7.16 | 3.48 | mg/L | 13.81 | °C | Data not provided | N/A | Data not provided | N/A | 57.9 | mV | 2322.4 | µS/cm | 10.1 (Turbidity) | NTU | Data not provided | Data not provided | Data not provided | Data not provided | 1.84 | gpm | N | 0.005 mg/L | Treatment efficiency dependent on temperature. Weekly manual addition of sugar beet or molasses feed necessary because automatic feeders clog. System must be cleaned out to remove selenium precipitate. Precipitate must be disposed in landfill. | Bioreactors may be able to sustain a service life of at least 5 years before the media would need to be changed out due to excessive sludge build up and fouling. | Pilot system cannot be used to treat water to aquatic life standard of 0.005 mg/L, but it can reduce 56% of selenium on average annual basis. | $217,688 capital cost. $16,3331 annual operations and maintenance | System requires anaerobic conditions (below 1 mg/L DO) and near neutral pH. Negative oxidation-reduction potential is favorable for selenium removal. | System needs treated water residence time of approximately 2 days. | In spring 2014, delays in getting the treatment system cleaned and back in full service resulted in little data collection to evaluate system requirements after the cold weather shutdown.
Final Smoky Canyon Mine RI/FS Pilot Study Report Semi-Passive Biological Treatment Technology – Seep DS-7 | SOUTHEAST IDAHO SELENIUM PROJECT/AKA SMOKY CANYON MINE | IDN001002245 | N/A | N/A | Smoky Canyon Mine seep DS-7 | Data not provided | Semi-passive biological treatment | Semi-passive | Selenium Reducing Bioreactor | No pre-treatment | Smoky Canyon Mine disposal area seep | N | Entire system | Seep water gravity fed through collection pond, holding tank, two bioreactors, effluent measuring system. Selenium reducing bacteria starter, zero-valent iron, and frequent delivery of nutrient feed. | Southeast Idaho. Cold winter temperatures reduce treatment efficiency in bioreactor | Pilot on low-flow seep with high selenium concentration | 2013-2015 | Selenium | Se, total | mg/L | N | N/A |  |  |  | 0.833 | 0.301 | 63.8655 | [6 empty] | Data not provided | Data not provided | Data not provided | Data not provided | Data not provided | Data not provided | Data not provided | Data not provided | 64 | Influent | 7.07 | 2.1 | mg/L | 2.97 | °C | Data not provided | N/A | Data not provided | N/A | 26.7 | mV | 2882.2 | µS/cm | 2.65 (turbidity) | NTU | Data not provided | Data not provided | Data not provided | Data not provided | 0.72 | gpm | N | 0.005 mg/L | Treatment efficiency dependent on temperature. Weekly manual addition of sugar beet or molasses feed necessary because automatic feeders clog. System must be cleaned out to remove selenium precipitate. Precipitate must be disposed in landfill. | Bioreactors may be able to sustain a service life of at least 5 years before the media would need to be changed out due to excessive sludge build up and fouling. | Pilot system cannot be used to treat water to aquatic life standard of 0.005 mg/L, but it can reduce 56% of selenium on average annual basis. | $217,688 capital cost. $16,3331 annual operations and maintenance | System requires anaerobic conditions (below 1 mg/L DO) and near neutral pH. Negative oxidation-reduction potential is favorable for selenium removal. | System needs treated water residence time of approximately 2 days. | In spring 2014, delays in getting the treatment system cleaned and back in full service resulted in little data collection to evaluate system requirements after the cold weather shutdown.
Final Smoky Canyon Mine RI/FS Pilot Study Report Semi-Passive Biological Treatment Technology – Seep DS-7 | SOUTHEAST IDAHO SELENIUM PROJECT/AKA SMOKY CANYON MINE | IDN001002245 | N/A | N/A | Smoky Canyon Mine seep DS-7 | Data not provided | Semi-passive biological treatment | Semi-passive | Selenium Reducing Bioreactor | No pre-treatment | Smoky Canyon Mine disposal area seep | N | Entire system | Seep water gravity fed through collection pond, holding tank, two bioreactors, effluent measuring system. Selenium reducing bacteria starter, zero-valent iron, and frequent delivery of nutrient feed. | Southeast Idaho. Cold winter temperatures reduce treatment efficiency in bioreactor | Pilot on low-flow seep with high selenium concentration | 2013-2015 | Selenium | Se, total | mg/L | N | N/A | [6 empty] | 4.7 | 4.96 | 5.2419 |  |  |  | Data not provided | Data not provided | Data not provided | Data not provided | Data not provided | Data not provided | Data not provided | Data not provided | 5 | Effluent | 7.33 | 2.5 | mg/L | 4.28 | °C | Data not provided | N/A | Data not provided | N/A | 20.5 | mV | 2377 | µS/cm | 7.4 (turbidity) | NTU | Data not provided | Data not provided | Data not provided | Data not provided | Data not provided | Data not provided | N | 0.005 mg/L | Treatment efficiency dependent on temperature. Weekly manual addition of sugar beet or molasses feed necessary because automatic feeders clog. System must be cleaned out to remove selenium precipitate. Precipitate must be disposed in landfill. | Bioreactors may be able to sustain a service life of at least 5 years before the media would need to be changed out due to excessive sludge build up and fouling. | Pilot system cannot be used to treat water to aquatic life standard of 0.005 mg/L, but it can reduce 56% of selenium on average annual basis. | $217,688 capital cost. $16,3331 annual operations and maintenance | System requires anaerobic conditions (below 1 mg/L DO) and near neutral pH. Negative oxidation-reduction potential is favorable for selenium removal. | System needs treated water residence time of approximately 2 days. | In spring 2014, delays in getting the treatment system cleaned and back in full service resulted in little data collection to evaluate system requirements after the cold weather shutdown.
Final Smoky Canyon Mine RI/FS Pilot Study Report Semi-Passive Biological Treatment Technology – Seep DS-7 | SOUTHEAST IDAHO SELENIUM PROJECT/AKA SMOKY CANYON MINE | IDN001002245 | N/A | N/A | Smoky Canyon Mine seep DS-7 | Data not provided | Semi-passive biological treatment | Semi-passive | Selenium Reducing Bioreactor | No pre-treatment | Smoky Canyon Mine disposal area seep | N | Entire system | Seep water gravity fed through collection pond, holding tank, two bioreactors, effluent measuring system. Selenium reducing bacteria starter, zero-valent iron, and frequent delivery of nutrient feed. | Southeast Idaho. Cold winter temperatures reduce treatment efficiency in bioreactor | Pilot on low-flow seep with high selenium concentration | 2013-2015 | Selenium | Se, total | mg/L | N | N/A | [9 empty] | 0.0454 | 3.1 | 98.5355 | Data not provided | Data not provided | Data not provided | Data not provided | Data not provided | Data not provided | Data not provided | Data not provided | 99 | Effluent | 7.73 | 0.8 | mg/L | 14.9 | °C | Data not provided | N/A | Data not provided | N/A | -279.5 | mV | 2420 | µS/cm | 11.2 (turbidity) | NTU | Data not provided | Data not provided | Data not provided | Data not provided | 1.84 | gpm | N | 0.005 mg/L | Treatment efficiency dependent on temperature. Weekly manual addition of sugar beet or molasses feed necessary because automatic feeders clog. System must be cleaned out to remove selenium precipitate. Precipitate must be disposed in landfill. | Bioreactors may be able to sustain a service life of at least 5 years before the media would need to be changed out due to excessive sludge build up and fouling. | Pilot system cannot be used to treat water to aquatic life standard of 0.005 mg/L, but it can reduce 56% of selenium on average annual basis. | $217,688 capital cost. $16,3331 annual operations and maintenance | System requires anaerobic conditions (below 1 mg/L DO) and near neutral pH. Negative oxidation-reduction potential is favorable for selenium removal. | System needs treated water residence time of approximately 2 days. | In spring 2014, delays in getting the treatment system cleaned and back in full service resulted in little data collection to evaluate system requirements after the cold weather shutdown.
Final Smoky Canyon Mine RI/FS Pilot Study Report Semi-Passive Biological Treatment Technology – Seep DS-7 | SOUTHEAST IDAHO SELENIUM PROJECT/AKA SMOKY CANYON MINE | IDN001002245 | N/A | N/A | Smoky Canyon Mine seep DS-7 | Data not provided | Semi-passive biological treatment | Semi-passive | Selenium Reducing Bioreactor | No pre-treatment | Smoky Canyon Mine disposal area seep | N | Entire system | Seep water gravity fed through collection pond, holding tank, two bioreactors, effluent measuring system. Selenium reducing bacteria starter, zero-valent iron, and frequent delivery of nutrient feed. | Southeast Idaho. Cold winter temperatures reduce treatment efficiency in bioreactor | Pilot on low-flow seep with high selenium concentration | 2013-2015 | Selenium | Se, dissolved | mg/L | N | N/A | 5.28 | 0.32 | 93.9394 | [9 empty] | Data not provided | Data not provided | Data not provided | Data not provided | Data not provided | Data not provided | Data not provided | Data not provided | 94 | Influent | 7 | 3.53 | mg/L | 8.72 | °C | Data not provided | N/A | Data not provided | N/A | 31.8 | mV | 2272.6 | µS/cm | 7.25 (turbidity) | NTU | Data not provided | Data not provided | Data not provided | Data not provided | 1 | gpm | N | 0.005 mg/L | Treatment efficiency dependent on temperature. Weekly manual addition of sugar beet or molasses feed necessary because automatic feeders clog. System must be cleaned out to remove selenium precipitate. Precipitate must be disposed in landfill. | Bioreactors may be able to sustain a service life of at least 5 years before the media would need to be changed out due to excessive sludge build up and fouling. | Pilot system cannot be used to treat water to aquatic life standard of 0.005 mg/L, but it can reduce 56% of selenium on average annual basis. | $217,688 capital cost. $16,3331 annual operations and maintenance | System requires anaerobic conditions (below 1 mg/L DO) and near neutral pH. Negative oxidation-reduction potential is favorable for selenium removal. | System needs treated water residence time of approximately 2 days. | In spring 2014, delays in getting the treatment system cleaned and back in full service resulted in little data collection to evaluate system requirements after the cold weather shutdown.
Final Smoky Canyon Mine RI/FS Pilot Study Report Semi-Passive Biological Treatment Technology – Seep DS-7 | SOUTHEAST IDAHO SELENIUM PROJECT/AKA SMOKY CANYON MINE | IDN001002245 | N/A | N/A | Smoky Canyon Mine seep DS-7 | Data not provided | Semi-passive biological treatment | Semi-passive | Selenium Reducing Bioreactor | No pre-treatment | Smoky Canyon Mine disposal area seep | N | Entire system | Seep water gravity fed through collection pond, holding tank, two bioreactors, effluent measuring system. Selenium reducing bacteria starter, zero-valent iron, and frequent delivery of nutrient feed. | Southeast Idaho. Cold winter temperatures reduce treatment efficiency in bioreactor | Pilot on low-flow seep with high selenium concentration | 2013-2015 | Selenium | Se, dissolved | mg/L | N | N/A |  |  |  | 0.788 | 0.0373 | 95.2665 | [6 empty] | Data not provided | Data not provided | Data not provided | Data not provided | Data not provided | Data not provided | Data not provided | Data not provided | 95 | Influent | 6.89 | 2.96 | mg/L | 6.98 | °C | Data not provided | N/A | Data not provided | N/A | 11.3 | mV | 3194 | µS/cm | 0.44 (turbidity) | NTU | Data not provided | Data not provided | Data not provided | Data not provided | 1.03 | gpm | N | 0.005 mg/L | Treatment efficiency dependent on temperature. Weekly manual addition of sugar beet or molasses feed necessary because automatic feeders clog. System must be cleaned out to remove selenium precipitate. Precipitate must be disposed in landfill. | Bioreactors may be able to sustain a service life of at least 5 years before the media would need to be changed out due to excessive sludge build up and fouling. | Pilot system cannot be used to treat water to aquatic life standard of 0.005 mg/L, but it can reduce 56% of selenium on average annual basis. | $217,688 capital cost. $16,3331 annual operations and maintenance | System requires anaerobic conditions (below 1 mg/L DO) and near neutral pH. Negative oxidation-reduction potential is favorable for selenium removal. | System needs treated water residence time of approximately 2 days. | In spring 2014, delays in getting the treatment system cleaned and back in full service resulted in little data collection to evaluate system requirements after the cold weather shutdown.
Final Smoky Canyon Mine RI/FS Pilot Study Report Semi-Passive Biological Treatment Technology – Seep DS-7 | SOUTHEAST IDAHO SELENIUM PROJECT/AKA SMOKY CANYON MINE | IDN001002245 | N/A | N/A | Smoky Canyon Mine seep DS-7 | Data not provided | Semi-passive biological treatment | Semi-passive | Selenium Reducing Bioreactor | No pre-treatment | Smoky Canyon Mine disposal area seep | N | Entire system | Seep water gravity fed through collection pond, holding tank, two bioreactors, effluent measuring system. Selenium reducing bacteria starter, zero-valent iron, and frequent delivery of nutrient feed. | Southeast Idaho. Cold winter temperatures reduce treatment efficiency in bioreactor | Pilot on low-flow seep with high selenium concentration | 2013-2015 | Selenium | Se, dissolved | mg/L | N | N/A | [6 empty] | 4.08 | 4.92 | 17.0732 |  |  |  | Data not provided | Data not provided | Data not provided | Data not provided | Data not provided | Data not provided | Data not provided | Data not provided | 17 | Effluent | 7.33 | 2.5 | mg/L | 4.28 | °C | Data not provided | N/A | Data not provided | N/A | 20.5 | mV | 2377 | µS/cm | 7.4 (turbidity) | NTU | Data not provided | Data not provided | Data not provided | Data not provided | Data not provided | Data not provided | N | 0.005 mg/L | Treatment efficiency dependent on temperature. Weekly manual addition of sugar beet or molasses feed necessary because automatic feeders clog. System must be cleaned out to remove selenium precipitate. Precipitate must be disposed in landfill. | Bioreactors may be able to sustain a service life of at least 5 years before the media would need to be changed out due to excessive sludge build up and fouling. | Pilot system cannot be used to treat water to aquatic life standard of 0.005 mg/L, but it can reduce 56% of selenium on average annual basis. | $217,688 capital cost. $16,3331 annual operations and maintenance | System requires anaerobic conditions (below 1 mg/L DO) and near neutral pH. Negative oxidation-reduction potential is favorable for selenium removal. | System needs treated water residence time of approximately 2 days. | In spring 2014, delays in getting the treatment system cleaned and back in full service resulted in little data collection to evaluate system requirements after the cold weather shutdown.
Final Smoky Canyon Mine RI/FS Pilot Study Report Semi-Passive Biological Treatment Technology – Seep DS-7 | SOUTHEAST IDAHO SELENIUM PROJECT/AKA SMOKY CANYON MINE | IDN001002245 | N/A | N/A | Smoky Canyon Mine seep DS-7 | Data not provided | Semi-passive biological treatment | Semi-passive | Selenium Reducing Bioreactor | No pre-treatment | Smoky Canyon Mine disposal area seep | N | Entire system | Seep water gravity fed through collection pond, holding tank, two bioreactors, effluent measuring system. Selenium reducing bacteria starter, zero-valent iron, and frequent delivery of nutrient feed. | Southeast Idaho. Cold winter temperatures reduce treatment efficiency in bioreactor | Pilot on low-flow seep with high selenium concentration | 2013-2015 | Selenium | Se, dissolved | mg/L | N | N/A | [9 empty] | 0.0198 | 3.45 | 99.4261 | Data not provided | Data not provided | Data not provided | Data not provided | Data not provided | Data not provided | Data not provided | Data not provided | 99 | Effluent | 7.73 | 0.8 | mg/L | 14.9 | °C | Data not provided | N/A | Data not provided | N/A | -279.5 | mV | 2420 | µS/cm | 11.2 (turbidity) | NTU | Data not provided | Data not provided | Data not provided | Data not provided | 1.84 | gpm | N | 0.005 mg/L | Treatment efficiency dependent on temperature. Weekly manual addition of sugar beet or molasses feed necessary because automatic feeders clog. System must be cleaned out to remove selenium precipitate. Precipitate must be disposed in landfill. | Bioreactors may be able to sustain a service life of at least 5 years before the media would need to be changed out due to excessive sludge build up and fouling. | Pilot system cannot be used to treat water to aquatic life standard of 0.005 mg/L, but it can reduce 56% of selenium on average annual basis. | $217,688 capital cost. $16,3331 annual operations and maintenance | System requires anaerobic conditions (below 1 mg/L DO) and near neutral pH. Negative oxidation-reduction potential is favorable for selenium removal. | System needs treated water residence time of approximately 2 days. | In spring 2014, delays in getting the treatment system cleaned and back in full service resulted in little data collection to evaluate system requirements after the cold weather shutdown.
Annual Operations, Monitoring, and Maintenance Report Reed Mine Lower Lake, CA | REED MERCURY MINE | CAD982399990 | N/A | N/A | Vertical Flow Reactor | Data not provided | Vertical Flow Reactor (VFR) | Semi-passive | Vertical Flow Reactor (VFR) | No pre-treatment | Old Lower Reed Adit | Y | VFR component of combined VFR/wetland system | Two-cell vertical flow reactor fed by collector pipe that delivers mine water from adit. Small wetland area receives treated water. | Central California, regular maintenance to prevent clogging in collector pipe | Mine adit with approximately 0.5 gpm discharge | 2021-2023 | Aluminum | Al, dissolved | µg/L | N | N/A | <56.1 | <56.1 | Not Applicable | [9 empty] | Data not provided | Data not provided | Data not provided | Data not provided | Data not provided | Data not provided | Data not provided | Data not provided | Data not provided | Influent | 6.64 | Data not provided | N/A | 22.5 | °C | Data not provided | N/A | Data not provided | N/A | Data not provided | N/A | 2389 | µS/cm | None | N/A | Data not provided | Data not provided | Data not provided | Data not provided | 0.4 | gpm | Unclear | Objective is to "reduce Al, Co, Fe, Mn, Hg, and Ni concentrations so that infiltration of treated water would minimize any water quality impacts in downstream surface water." Results vary by year "The system is functioning as intended and is effective at reducing the constituents of concern" in 2022, but "did not have a significant effect on Cu, Ni and Mn" in 2023 | Quarterly maintenance needed for the system to function as designed. Metals precipitate can clog collection pipe. Some wildlife mortality when amphibians are trapped in VFR | Data not provided | Data not provided | Data not provided | Orange hydrous ferric oxide (HFO) precipitate must be removed from the VFR and sent to landfill for disposal | Sometimes effluent concentrations of Cu, Mn, Ni were higher than influent. VFR did not have a significant effect on Cu, Ni, and Mn. Al and Hg were not consistently detected in effluent. VFR consistently removed Ar and Fe and generally removed Cobalt. Water from the VFR enters the wetland for vegetative uptake. Excess water during the rainy season enters an infiltration trench which minimizes discharge to downstream surface water. | Effluent flow data not collected in 2023. Flow ranges for effluent in Flow Rate column BH do not include 2023 flows. Results for wetland performance were not available.
Annual Operations, Monitoring, and Maintenance Report Reed Mine Lower Lake, CA | REED MERCURY MINE | CAD982399990 | N/A | N/A | Vertical Flow Reactor | Data not provided | Vertical Flow Reactor (VFR) | Semi-passive | Vertical Flow Reactor (VFR) | No pre-treatment | Old Lower Reed Adit | Y | VFR component of combined VFR/wetland system | Two-cell vertical flow reactor fed by collector pipe that delivers mine water from adit. Small wetland area receives treated water. | Central California, regular maintenance to prevent clogging in collector pipe | Mine adit with approximately 0.5 gpm discharge | 2021-2023 | Aluminum | Al, dissolved | µg/L | N | N/A |  |  |  | <18.5 | <18.5–37.0 | Not Applicable | [6 empty] | Data not provided | Data not provided | Data not provided | Data not provided | Data not provided | Data not provided | Data not provided | Data not provided | Data not provided | Influent | 5.9–7.5 | Data not provided | N/A | 14.9–16.9 | °C | 61–70 | °F | Data not provided | N/A | Data not provided | N/A | 2090–4080 | µS/cm | None | N/A | Data not provided | Data not provided | Data not provided | Data not provided | 0.5–2.65 | gpm | Unclear | Objective is to "reduce Al, Co, Fe, Mn, Hg, and Ni concentrations so that infiltration of treated water would minimize any water quality impacts in downstream surface water." Results vary by year "The system is functioning as intended and is effective at reducing the constituents of concern" in 2022, but "did not have a significant effect on Cu, Ni and Mn" in 2023 | Quarterly maintenance needed for the system to function as designed. Metals precipitate can clog collection pipe. Some wildlife mortality when amphibians are trapped in VFR | Data not provided | Data not provided | Data not provided | Orange hydrous ferric oxide (HFO) precipitate must be removed from the VFR and sent to landfill for disposal | Sometimes effluent concentrations of Cu, Mn, Ni were higher than influent. VFR did not have a significant effect on Cu, Ni, and Mn. Al and Hg were not consistently detected in effluent. VFR consistently removed Ar and Fe and generally removed Cobalt. Water from the VFR enters the wetland for vegetative uptake. Excess water during the rainy season enters an infiltration trench which minimizes discharge to downstream surface water. Results for wetland performance were not available. | Effluent flow data not collected in 2023. Flow ranges for effluent in Flow Rate column BH do not include 2023 flows. Results for wetland performance were not available.
Annual Operations, Monitoring, and Maintenance Report Reed Mine Lower Lake, CA | REED MERCURY MINE | CAD982399990 | N/A | N/A | Vertical Flow Reactor | Data not provided | Vertical Flow Reactor (VFR) | Semi-passive | Vertical Flow Reactor (VFR) | No pre-treatment | Old Lower Reed Adit | Y | VFR component of combined VFR/wetland system | Two-cell vertical flow reactor fed by collector pipe that delivers mine water from adit. Small wetland area receives treated water. | Central California, regular maintenance to prevent clogging in collector pipe | Mine adit with approximately 0.5 gpm discharge | 2021-2023 | Aluminum | Al, dissolved | µg/L | N | N/A | [6 empty] | <56.1 | <56.1 | Not Applicable |  |  |  | Data not provided | Data not provided | Data not provided | Data not provided | Data not provided | Data not provided | Data not provided | Data not provided | Data not provided | Effluent | 7.21 | Data not provided | N/A | 18.3 | °C | Data not provided | N/A | Data not provided | N/A | Data not provided | N/A | 2495 | µS/cm | None | N/A | Data not provided | Data not provided | Data not provided | Data not provided | 0.4 | gpm | Unclear | Objective is to "reduce Al, Co, Fe, Mn, Hg, and Ni concentrations so that infiltration of treated water would minimize any water quality impacts in downstream surface water." Results vary by year "The system is functioning as intended and is effective at reducing the constituents of concern" in 2022, but "did not have a significant effect on Cu, Ni and Mn" in 2023 | Quarterly maintenance needed for the system to function as designed. Metals precipitate can clog collection pipe. Some wildlife mortality when amphibians are trapped in VFR | Data not provided | Data not provided | Data not provided | Orange hydrous ferric oxide (HFO) precipitate must be removed from the VFR and sent to landfill for disposal | Sometimes effluent concentrations of Cu, Mn, Ni were higher than influent. VFR did not have a significant effect on Cu, Ni, and Mn. Al and Hg were not consistently detected in effluent. VFR consistently removed Ar and Fe and generally removed Cobalt. Water from the VFR enters the wetland for vegetative uptake. Excess water during the rainy season enters an infiltration trench which minimizes discharge to downstream surface water. Results for wetland performance were not available. | Effluent flow data not collected in 2023. Flow ranges for effluent in Flow Rate column BH do not include 2023 flows. Results for wetland performance were not available.
Annual Operations, Monitoring, and Maintenance Report Reed Mine Lower Lake, CA | REED MERCURY MINE | CAD982399990 | N/A | N/A | Vertical Flow Reactor | Data not provided | Vertical Flow Reactor (VFR) | Semi-passive | Vertical Flow Reactor (VFR) | No pre-treatment | Old Lower Reed Adit | Y | VFR component of combined VFR/wetland system | Two-cell vertical flow reactor fed by collector pipe that delivers mine water from adit. Small wetland area receives treated water. | Central California, regular maintenance to prevent clogging in collector pipe | Mine adit with approximately 0.5 gpm discharge | 2021-2023 | Aluminum | Al, dissolved | µg/L | N | N/A | [9 empty] | <18.5 | <18.5 | Not Applicable | Data not provided | Data not provided | Data not provided | Data not provided | Data not provided | Data not provided | Data not provided | Data not provided | Data not provided | Effluent | 6.9–8.9 | Data not provided | N/A | 12.6–16.9 | °C | 61–70 | °F | Data not provided | N/A | Data not provided | N/A | 2175–3490 | µS/cm | None | N/A | Data not provided | Data not provided | Data not provided | Data not provided | 0.5 | gpm | Unclear | Objective is to "reduce Al, Co, Fe, Mn, Hg, and Ni concentrations so that infiltration of treated water would minimize any water quality impacts in downstream surface water." Results vary by year "The system is functioning as intended and is effective at reducing the constituents of concern" in 2022, but "did not have a significant effect on Cu, Ni and Mn" in 2023 | Quarterly maintenance needed for the system to function as designed. Metals precipitate can clog collection pipe. Some wildlife mortality when amphibians are trapped in VFR | Data not provided | Data not provided | Data not provided | Orange hydrous ferric oxide (HFO) precipitate must be removed from the VFR and sent to landfill for disposal | Sometimes effluent concentrations of Cu, Mn, Ni were higher than influent. VFR did not have a significant effect on Cu, Ni, and Mn. Al and Hg were not consistently detected in effluent. VFR consistently removed Ar and Fe and generally removed Cobalt. Water from the VFR enters the wetland for vegetative uptake. Excess water during the rainy season enters an infiltration trench which minimizes discharge to downstream surface water. Results for wetland performance were not available. | Effluent flow data not collected in 2023. Flow ranges for effluent in Flow Rate column BH do not include 2023 flows. Results for wetland performance were not available. | 12/15/2023 water temp appears differently in field monitoring form and final report, used value from final report
Annual Operations, Monitoring, and Maintenance Report Reed Mine Lower Lake, CA | REED MERCURY MINE | CAD982399990 | N/A | N/A | Vertical Flow Reactor | Data not provided | Vertical Flow Reactor (VFR) | Semi-passive | Vertical Flow Reactor (VFR) | No pre-treatment | Old Lower Reed Adit | Y | VFR component of combined VFR/wetland system | Two-cell vertical flow reactor fed by collector pipe that delivers mine water from adit. Small wetland area receives treated water. | Central California, regular maintenance to prevent clogging in collector pipe | Mine adit with approximately 0.5 gpm discharge | 2021-2023 | Antimony | Sb, dissolved | µg/L | N | N/A | <1.03 | <1.03–1.14 | Not Applicable | [9 empty] | Data not provided | Data not provided | Data not provided | Data not provided | Data not provided | Data not provided | Data not provided | Data not provided | Data not provided | Influent | 5.9–7.5 | Data not provided | N/A | 14.1–22.5 | °C | Data not provided | N/A | Data not provided | N/A | Data not provided | N/A | 1,937–4,080 | µS/cm | None | N/A | Data not provided | Data not provided | Data not provided | Data not provided | 0.4–2.65 | gpm | Unclear | Objective is to "reduce Al, Co, Fe, Mn, Hg, and Ni concentrations so that infiltration of treated water would minimize any water quality impacts in downstream surface water." Results vary by year "The system is functioning as intended and is effective at reducing the constituents of concern" in 2022, but "did not have a significant effect on Cu, Ni and Mn" in 2023 | Quarterly maintenance needed for the system to function as designed. Metals precipitate can clog collection pipe. Some wildlife mortality when amphibians are trapped in VFR | Data not provided | Data not provided | Data not provided | Orange hydrous ferric oxide (HFO) precipitate must be removed from the VFR and sent to landfill for disposal | Sometimes effluent concentrations of Cu, Mn, Ni were higher than influent. VFR did not have a significant effect on Cu, Ni, and Mn. Al and Hg were not consistently detected in effluent. VFR consistently removed Ar and Fe and generally removed Cobalt. Water from the VFR enters the wetland for vegetative uptake. Excess water during the rainy season enters an infiltration trench which minimizes discharge to downstream surface water. Results for wetland performance were not available. | Effluent flow data not collected in 2023. Flow ranges for effluent in Flow Rate column BH do not include 2023 flows. Results for wetland performance were not available.
Annual Operations, Monitoring, and Maintenance Report Reed Mine Lower Lake, CA | REED MERCURY MINE | CAD982399990 | N/A | N/A | Vertical Flow Reactor | Data not provided | Vertical Flow Reactor (VFR) | Semi-passive | Vertical Flow Reactor (VFR) | No pre-treatment | Old Lower Reed Adit | Y | VFR component of combined VFR/wetland system | Two-cell vertical flow reactor fed by collector pipe that delivers mine water from adit. Small wetland area receives treated water. | Central California, regular maintenance to prevent clogging in collector pipe | Mine adit with approximately 0.5 gpm discharge | 2021-2023 | Antimony | Sb, dissolved | µg/L | N | N/A |  |  |  | <1.03 | <1.03–1.14 | Not Applicable | [6 empty] | Data not provided | Data not provided | Data not provided | Data not provided | Data not provided | Data not provided | Data not provided | Data not provided | Data not provided | Influent | 5.9–7.5 | Data not provided | N/A | 14.1–22.5 | °C | Data not provided | N/A | Data not provided | N/A | Data not provided | N/A | 1,937–4,080 | µS/cm | None | N/A | Data not provided | Data not provided | Data not provided | Data not provided | 0.4–2.65 | gpm | Unclear | Objective is to "reduce Al, Co, Fe, Mn, Hg, and Ni concentrations so that infiltration of treated water would minimize any water quality impacts in downstream surface water." Results vary by year "The system is functioning as intended and is effective at reducing the constituents of concern" in 2022, but "did not have a significant effect on Cu, Ni and Mn" in 2023 | Quarterly maintenance needed for the system to function as designed. Metals precipitate can clog collection pipe. Some wildlife mortality when amphibians are trapped in VFR | Data not provided | Data not provided | Data not provided | Orange hydrous ferric oxide (HFO) precipitate must be removed from the VFR and sent to landfill for disposal | Sometimes effluent concentrations of Cu, Mn, Ni were higher than influent. VFR did not have a significant effect on Cu, Ni, and Mn. Al and Hg were not consistently detected in effluent. VFR consistently removed Ar and Fe and generally removed Cobalt. Water from the VFR enters the wetland for vegetative uptake. Excess water during the rainy season enters an infiltration trench which minimizes discharge to downstream surface water. Results for wetland performance were not available. | Effluent flow data not collected in 2023. Flow ranges for effluent in Flow Rate column BH do not include 2023 flows. Results for wetland performance were not available.
Annual Operations, Monitoring, and Maintenance Report Reed Mine Lower Lake, CA | REED MERCURY MINE | CAD982399990 | N/A | N/A | Vertical Flow Reactor | Data not provided | Vertical Flow Reactor (VFR) | Semi-passive | Vertical Flow Reactor (VFR) | No pre-treatment | Old Lower Reed Adit | Y | VFR component of combined VFR/wetland system | Two-cell vertical flow reactor fed by collector pipe that delivers mine water from adit. Small wetland area receives treated water. | Central California, regular maintenance to prevent clogging in collector pipe | Mine adit with approximately 0.5 gpm discharge | 2021-2023 | Antimony | Sb, dissolved | µg/L | N | N/A | [6 empty] | 2.01 | <1.03 | Not Applicable |  |  |  | Data not provided | Data not provided | Data not provided | Data not provided | Data not provided | Data not provided | Data not provided | Data not provided | Data not provided | Effluent | 6.9 | Data not provided | N/A | 19.4 | °C | 61 | °F | Data not provided | N/A | Data not provided | N/A | Data not provided | N/A | None | N/A | Data not provided | Data not provided | Data not provided | Data not provided | Data not provided | Data not provided | Unclear | Objective is to "reduce Al, Co, Fe, Mn, Hg, and Ni concentrations so that infiltration of treated water would minimize any water quality impacts in downstream surface water." Results vary by year "The system is functioning as intended and is effective at reducing the constituents of concern" in 2022, but "did not have a significant effect on Cu, Ni and Mn" in 2023 | Quarterly maintenance needed for the system to function as designed. Metals precipitate can clog collection pipe. Some wildlife mortality when amphibians are trapped in VFR | Data not provided | Data not provided | Data not provided | Orange hydrous ferric oxide (HFO) precipitate must be removed from the VFR and sent to landfill for disposal | Sometimes effluent concentrations of Cu, Mn, Ni were higher than influent. VFR did not have a significant effect on Cu, Ni, and Mn. Al and Hg were not consistently detected in effluent. VFR consistently removed Ar and Fe and generally removed Cobalt. Water from the VFR enters the wetland for vegetative uptake. Excess water during the rainy season enters an infiltration trench which minimizes discharge to downstream surface water. Results for wetland performance were not available. | Effluent flow data not collected in 2023. Flow ranges for effluent in Flow Rate column BH do not include 2023 flows. Results for wetland performance were not available.
Annual Operations, Monitoring, and Maintenance Report Reed Mine Lower Lake, CA | REED MERCURY MINE | CAD982399990 | N/A | N/A | Vertical Flow Reactor | Data not provided | Vertical Flow Reactor (VFR) | Semi-passive | Vertical Flow Reactor (VFR) | No pre-treatment | Old Lower Reed Adit | Y | VFR component of combined VFR/wetland system | Two-cell vertical flow reactor fed by collector pipe that delivers mine water from adit. Small wetland area receives treated water. | Central California, regular maintenance to prevent clogging in collector pipe | Mine adit with approximately 0.5 gpm discharge | 2021-2023 | Antimony | Sb, dissolved | µg/L | N | N/A | [9 empty] | <1.03 | <1.03 | Not Applicable | Data not provided | Data not provided | Data not provided | Data not provided | Data not provided | Data not provided | Data not provided | Data not provided | Data not provided | Effluent | 6.8–8.9 | Data not provided | N/A | 10.4–24.3 | °C | 65–70 | °F | Data not provided | N/A | Data not provided | N/A | 1,984–3,940 | µS/cm | None | N/A | Data not provided | Data not provided | Data not provided | Data not provided | 0.4–0.6 | gpm | Unclear | Objective is to "reduce Al, Co, Fe, Mn, Hg, and Ni concentrations so that infiltration of treated water would minimize any water quality impacts in downstream surface water." Results vary by year "The system is functioning as intended and is effective at reducing the constituents of concern" in 2022, but "did not have a significant effect on Cu, Ni and Mn" in 2023 | Quarterly maintenance needed for the system to function as designed. Metals precipitate can clog collection pipe. Some wildlife mortality when amphibians are trapped in VFR | Data not provided | Data not provided | Data not provided | Orange hydrous ferric oxide (HFO) precipitate must be removed from the VFR and sent to landfill for disposal | Sometimes effluent concentrations of Cu, Mn, Ni were higher than influent. VFR did not have a significant effect on Cu, Ni, and Mn. Al and Hg were not consistently detected in effluent. VFR consistently removed Ar and Fe and generally removed Cobalt. Water from the VFR enters the wetland for vegetative uptake. Excess water during the rainy season enters an infiltration trench which minimizes discharge to downstream surface water. Results for wetland performance were not available. | Effluent flow data not collected in 2023. Flow ranges for effluent in Flow Rate column BH do not include 2023 flows. Results for wetland performance were not available.
Annual Operations, Monitoring, and Maintenance Report Reed Mine Lower Lake, CA | REED MERCURY MINE | CAD982399990 | N/A | N/A | Vertical Flow Reactor | Data not provided | Vertical Flow Reactor (VFR) | Semi-passive | Vertical Flow Reactor (VFR) | No pre-treatment | Old Lower Reed Adit | Y | VFR component of combined VFR/wetland system | Two-cell vertical flow reactor fed by collector pipe that delivers mine water from adit. Small wetland area receives treated water. | Central California, regular maintenance to prevent clogging in collector pipe | Mine adit with approximately 0.5 gpm discharge | 2021-2023 | Arsenic | As, dissolved | µg/L | N | N/A | 3.39 | 0.258 | 92.3894 | [9 empty] | Data not provided | Data not provided | Data not provided | Data not provided | Data not provided | Data not provided | Data not provided | Data not provided | 2022: 69–92% 2023: 85.7–89.7% | Influent | 6.4 | Data not provided | N/A | 14.1 | °C | Data not provided | N/A | Data not provided | N/A | Data not provided | N/A | 2264 | µS/cm | None | N/A | Data not provided | Data not provided | Data not provided | Data not provided | 0.6 | gpm | Unclear | Objective is to "reduce Al, Co, Fe, Mn, Hg, and Ni concentrations so that infiltration of treated water would minimize any water quality impacts in downstream surface water." Results vary by year "The system is functioning as intended and is effective at reducing the constituents of concern" in 2022, but "did not have a significant effect on Cu, Ni and Mn" in 2023 | Quarterly maintenance needed for the system to function as designed. Metals precipitate can clog collection pipe. Some wildlife mortality when amphibians are trapped in VFR | Data not provided | Data not provided | Data not provided | Orange hydrous ferric oxide (HFO) precipitate must be removed from the VFR and sent to landfill for disposal | Sometimes effluent concentrations of Cu, Mn, Ni were higher than influent. VFR did not have a significant effect on Cu, Ni, and Mn. Al and Hg were not consistently detected in effluent. VFR consistently removed Ar and Fe and generally removed Cobalt. Water from the VFR enters the wetland for vegetative uptake. Excess water during the rainy season enters an infiltration trench which minimizes discharge to downstream surface water. Results for wetland performance were not available. | Effluent flow data not collected in 2023. Flow ranges for effluent in Flow Rate column BH do not include 2023 flows. Results for wetland performance were not available.
Annual Operations, Monitoring, and Maintenance Report Reed Mine Lower Lake, CA | REED MERCURY MINE | CAD982399990 | N/A | N/A | Vertical Flow Reactor | Data not provided | Vertical Flow Reactor (VFR) | Semi-passive | Vertical Flow Reactor (VFR) | No pre-treatment | Old Lower Reed Adit | Y | VFR component of combined VFR/wetland system | Two-cell vertical flow reactor fed by collector pipe that delivers mine water from adit. Small wetland area receives treated water. | Central California, regular maintenance to prevent clogging in collector pipe | Mine adit with approximately 0.5 gpm discharge | 2021-2023 | Arsenic | As, dissolved | µg/L | N | N/A |  |  |  | 1.19 | 0.243 | 79.5798 | [6 empty] | Data not provided | Data not provided | Data not provided | Data not provided | Data not provided | Data not provided | Data not provided | Data not provided | 2022: 69–92% 2023: 85.7–89.7% | Influent | 6.42 | Data not provided | N/A | 15.6 | °C | Data not provided | N/A | Data not provided | N/A | Data not provided | N/A | 2090 | µS/cm | None | N/A | Data not provided | Data not provided | Data not provided | Data not provided | 0.5 | gpm | Unclear | Objective is to "reduce Al, Co, Fe, Mn, Hg, and Ni concentrations so that infiltration of treated water would minimize any water quality impacts in downstream surface water." Results vary by year "The system is functioning as intended and is effective at reducing the constituents of concern" in 2022, but "did not have a significant effect on Cu, Ni and Mn" in 2023 | Quarterly maintenance needed for the system to function as designed. Metals precipitate can clog collection pipe. Some wildlife mortality when amphibians are trapped in VFR | Data not provided | Data not provided | Data not provided | Orange hydrous ferric oxide (HFO) precipitate must be removed from the VFR and sent to landfill for disposal | Sometimes effluent concentrations of Cu, Mn, Ni were higher than influent. VFR did not have a significant effect on Cu, Ni, and Mn. Al and Hg were not consistently detected in effluent. VFR consistently removed Ar and Fe and generally removed Cobalt. Water from the VFR enters the wetland for vegetative uptake. Excess water during the rainy season enters an infiltration trench which minimizes discharge to downstream surface water. Results for wetland performance were not available. | Effluent flow data not collected in 2023. Flow ranges for effluent in Flow Rate column BH do not include 2023 flows. Results for wetland performance were not available.
Annual Operations, Monitoring, and Maintenance Report Reed Mine Lower Lake, CA | REED MERCURY MINE | CAD982399990 | N/A | N/A | Vertical Flow Reactor | Data not provided | Vertical Flow Reactor (VFR) | Semi-passive | Vertical Flow Reactor (VFR) | No pre-treatment | Old Lower Reed Adit | Y | VFR component of combined VFR/wetland system | Two-cell vertical flow reactor fed by collector pipe that delivers mine water from adit. Small wetland area receives treated water. | Central California, regular maintenance to prevent clogging in collector pipe | Mine adit with approximately 0.5 gpm discharge | 2021-2023 | Arsenic | As, dissolved | µg/L | N | N/A | [6 empty] | 0.769 | 2.11 | 63.5545 |  |  |  | Data not provided | Data not provided | Data not provided | Data not provided | Data not provided | Data not provided | Data not provided | Data not provided | 2022: 69–92% 2023: 85.7–89.7% | Effluent | 7.09 | Data not provided | N/A | 16.3 | °C | Data not provided | N/A | Data not provided | N/A | Data not provided | N/A | 2422 | µS/cm | None | N/A | Data not provided | Data not provided | Data not provided | Data not provided | Data not provided | Data not provided | Unclear | Objective is to "reduce Al, Co, Fe, Mn, Hg, and Ni concentrations so that infiltration of treated water would minimize any water quality impacts in downstream surface water." Results vary by year "The system is functioning as intended and is effective at reducing the constituents of concern" in 2022, but "did not have a significant effect on Cu, Ni and Mn" in 2023 | Quarterly maintenance needed for the system to function as designed. Metals precipitate can clog collection pipe. Some wildlife mortality when amphibians are trapped in VFR | Data not provided | Data not provided | Data not provided | Orange hydrous ferric oxide (HFO) precipitate must be removed from the VFR and sent to landfill for disposal | Sometimes effluent concentrations of Cu, Mn, Ni were higher than influent. VFR did not have a significant effect on Cu, Ni, and Mn. Al and Hg were not consistently detected in effluent. VFR consistently removed Ar and Fe and generally removed Cobalt. Water from the VFR enters the wetland for vegetative uptake. Excess water during the rainy season enters an infiltration trench which minimizes discharge to downstream surface water. Results for wetland performance were not available. | Effluent flow data not collected in 2023. Flow ranges for effluent in Flow Rate column BH do not include 2023 flows. Results for wetland performance were not available.
Annual Operations, Monitoring, and Maintenance Report Reed Mine Lower Lake, CA | REED MERCURY MINE | CAD982399990 | N/A | N/A | Vertical Flow Reactor | Data not provided | Vertical Flow Reactor (VFR) | Semi-passive | Vertical Flow Reactor (VFR) | No pre-treatment | Old Lower Reed Adit | Y | VFR component of combined VFR/wetland system | Two-cell vertical flow reactor fed by collector pipe that delivers mine water from adit. Small wetland area receives treated water. | Central California, regular maintenance to prevent clogging in collector pipe | Mine adit with approximately 0.5 gpm discharge | 2021-2023 | Arsenic | As, dissolved | µg/L | N | N/A | [9 empty] | <0.180 | 1.55–1.59 | 94.2 - 94.3 | Data not provided | Data not provided | Data not provided | Data not provided | Data not provided | Data not provided | Data not provided | Data not provided | 2022: 69–92% 2023: 85.7–89.7% | Effluent | 6.8–8.9 | Data not provided | N/A | 14.7–15.2 | °C | 65–70 | °F | Data not provided | N/A | Data not provided | N/A | 2580–3100 | µS/cm | None | N/A | Data not provided | Data not provided | Data not provided | Data not provided | Data not provided | Data not provided | Unclear | Objective is to "reduce Al, Co, Fe, Mn, Hg, and Ni concentrations so that infiltration of treated water would minimize any water quality impacts in downstream surface water." Results vary by year "The system is functioning as intended and is effective at reducing the constituents of concern" in 2022, but "did not have a significant effect on Cu, Ni and Mn" in 2023 | Quarterly maintenance needed for the system to function as designed. Metals precipitate can clog collection pipe. Some wildlife mortality when amphibians are trapped in VFR | Data not provided | Data not provided | Data not provided | Orange hydrous ferric oxide (HFO) precipitate must be removed from the VFR and sent to landfill for disposal | Sometimes effluent concentrations of Cu, Mn, Ni were higher than influent. VFR did not have a significant effect on Cu, Ni, and Mn. Al and Hg were not consistently detected in effluent. VFR consistently removed Ar and Fe and generally removed Cobalt. Water from the VFR enters the wetland for vegetative uptake. Excess water during the rainy season enters an infiltration trench which minimizes discharge to downstream surface water. Results for wetland performance were not available. | Effluent flow data not collected in 2023. Flow ranges for effluent in Flow Rate column BH do not include 2023 flows. Results for wetland performance were not available.
Annual Operations, Monitoring, and Maintenance Report Reed Mine Lower Lake, CA | REED MERCURY MINE | CAD982399990 | N/A | N/A | Vertical Flow Reactor | Data not provided | Vertical Flow Reactor (VFR) | Semi-passive | Vertical Flow Reactor (VFR) | No pre-treatment | Old Lower Reed Adit | Y | VFR component of combined VFR/wetland system | Two-cell vertical flow reactor fed by collector pipe that delivers mine water from adit. Small wetland area receives treated water. | Central California, regular maintenance to prevent clogging in collector pipe | Mine adit with approximately 0.5 gpm discharge | 2021-2023 | Barium | Ba, Dissolved | µg/L | N | N/A | 72.6 | 49.1 | 32.3691 | [9 empty] | Data not provided | Data not provided | Data not provided | Data not provided | Data not provided | Data not provided | Data not provided | Data not provided | Data not provided | Influent | 6.4 | Data not provided | N/A | 14.1 | °C | Data not provided | N/A | Data not provided | N/A | Data not provided | N/A | 2264 | µS/cm | None | N/A | Data not provided | Data not provided | Data not provided | Data not provided | 0.6 | gpm | Unclear | Objective is to "reduce Al, Co, Fe, Mn, Hg, and Ni concentrations so that infiltration of treated water would minimize any water quality impacts in downstream surface water." Results vary by year "The system is functioning as intended and is effective at reducing the constituents of concern" in 2022, but "did not have a significant effect on Cu, Ni and Mn" in 2023 | Quarterly maintenance needed for the system to function as designed. Metals precipitate can clog collection pipe. Some wildlife mortality when amphibians are trapped in VFR | Data not provided | Data not provided | Data not provided | Orange hydrous ferric oxide (HFO) precipitate must be removed from the VFR and sent to landfill for disposal | Sometimes effluent concentrations of Cu, Mn, Ni were higher than influent. VFR did not have a significant effect on Cu, Ni, and Mn. Al and Hg were not consistently detected in effluent. VFR consistently removed Ar and Fe and generally removed Cobalt. Water from the VFR enters the wetland for vegetative uptake. Excess water during the rainy season enters an infiltration trench which minimizes discharge to downstream surface water. Results for wetland performance were not available. | Effluent flow data not collected in 2023. Flow ranges for effluent in Flow Rate column BH do not include 2023 flows. Results for wetland performance were not available.
Annual Operations, Monitoring, and Maintenance Report Reed Mine Lower Lake, CA | REED MERCURY MINE | CAD982399990 | N/A | N/A | Vertical Flow Reactor | Data not provided | Vertical Flow Reactor (VFR) | Semi-passive | Vertical Flow Reactor (VFR) | No pre-treatment | Old Lower Reed Adit | Y | VFR component of combined VFR/wetland system | Two-cell vertical flow reactor fed by collector pipe that delivers mine water from adit. Small wetland area receives treated water. | Central California, regular maintenance to prevent clogging in collector pipe | Mine adit with approximately 0.5 gpm discharge | 2021-2023 | Barium | Ba, Dissolved | µg/L | N | N/A |  |  |  | 19.7 | 48.8 | -147.7157 | [6 empty] | Data not provided | Data not provided | Data not provided | Data not provided | Data not provided | Data not provided | Data not provided | Data not provided | Data not provided | Influent | 6.3 | Data not provided | N/A | 21.8 | °C | Data not provided | N/A | Data not provided | N/A | Data not provided | N/A | 2210 | µS/cm | None | N/A | Data not provided | Data not provided | Data not provided | Data not provided | Data not provided | Data not provided | Unclear | Objective is to "reduce Al, Co, Fe, Mn, Hg, and Ni concentrations so that infiltration of treated water would minimize any water quality impacts in downstream surface water." Results vary by year "The system is functioning as intended and is effective at reducing the constituents of concern" in 2022, but "did not have a significant effect on Cu, Ni and Mn" in 2023 | Quarterly maintenance needed for the system to function as designed. Metals precipitate can clog collection pipe. Some wildlife mortality when amphibians are trapped in VFR | Data not provided | Data not provided | Data not provided | Orange hydrous ferric oxide (HFO) precipitate must be removed from the VFR and sent to landfill for disposal | Sometimes effluent concentrations of Cu, Mn, Ni were higher than influent. VFR did not have a significant effect on Cu, Ni, and Mn. Al and Hg were not consistently detected in effluent. VFR consistently removed Ar and Fe and generally removed Cobalt. Water from the VFR enters the wetland for vegetative uptake. Excess water during the rainy season enters an infiltration trench which minimizes discharge to downstream surface water. Results for wetland performance were not available. | Effluent flow data not collected in 2023. Flow ranges for effluent in Flow Rate column BH do not include 2023 flows. Results for wetland performance were not available.
Annual Operations, Monitoring, and Maintenance Report Reed Mine Lower Lake, CA | REED MERCURY MINE | CAD982399990 | N/A | N/A | Vertical Flow Reactor | Data not provided | Vertical Flow Reactor (VFR) | Semi-passive | Vertical Flow Reactor (VFR) | No pre-treatment | Old Lower Reed Adit | Y | VFR component of combined VFR/wetland system | Two-cell vertical flow reactor fed by collector pipe that delivers mine water from adit. Small wetland area receives treated water. | Central California, regular maintenance to prevent clogging in collector pipe | Mine adit with approximately 0.5 gpm discharge | 2021-2023 | Barium | Ba, Dissolved | µg/L | N | N/A | [6 empty] | 227 | 29.9 | -659.1973 |  |  |  | Data not provided | Data not provided | Data not provided | Data not provided | Data not provided | Data not provided | Data not provided | Data not provided | Data not provided | Effluent | 7.09 | Data not provided | N/A | 16.3 | °C | Data not provided | N/A | Data not provided | N/A | Data not provided | N/A | 2422 | µS/cm | None | N/A | Data not provided | Data not provided | Data not provided | Data not provided | Data not provided | Data not provided | Unclear | Objective is to "reduce Al, Co, Fe, Mn, Hg, and Ni concentrations so that infiltration of treated water would minimize any water quality impacts in downstream surface water." Results vary by year "The system is functioning as intended and is effective at reducing the constituents of concern" in 2022, but "did not have a significant effect on Cu, Ni and Mn" in 2023 | Quarterly maintenance needed for the system to function as designed. Metals precipitate can clog collection pipe. Some wildlife mortality when amphibians are trapped in VFR | Data not provided | Data not provided | Data not provided | Orange hydrous ferric oxide (HFO) precipitate must be removed from the VFR and sent to landfill for disposal | Sometimes effluent concentrations of Cu, Mn, Ni were higher than influent. VFR did not have a significant effect on Cu, Ni, and Mn. Al and Hg were not consistently detected in effluent. VFR consistently removed Ar and Fe and generally removed Cobalt. Water from the VFR enters the wetland for vegetative uptake. Excess water during the rainy season enters an infiltration trench which minimizes discharge to downstream surface water. Results for wetland performance were not available. | Effluent flow data not collected in 2023. Flow ranges for effluent in Flow Rate column BH do not include 2023 flows. Results for wetland performance were not available.
Annual Operations, Monitoring, and Maintenance Report Reed Mine Lower Lake, CA | REED MERCURY MINE | CAD982399990 | N/A | N/A | Vertical Flow Reactor | Data not provided | Vertical Flow Reactor (VFR) | Semi-passive | Vertical Flow Reactor (VFR) | No pre-treatment | Old Lower Reed Adit | Y | VFR component of combined VFR/wetland system | Two-cell vertical flow reactor fed by collector pipe that delivers mine water from adit. Small wetland area receives treated water. | Central California, regular maintenance to prevent clogging in collector pipe | Mine adit with approximately 0.5 gpm discharge | 2021-2023 | Barium | Ba, Dissolved | µg/L | N | N/A | [9 empty] | 18.3 | 20.9 | 12.4402 | Data not provided | Data not provided | Data not provided | Data not provided | Data not provided | Data not provided | Data not provided | Data not provided | Data not provided | Effluent | 6.9 | Data not provided | N/A | 19.4 | °C | 61 | °F | Data not provided | N/A | Data not provided | N/A | Data not provided | N/A | None | N/A | Data not provided | Data not provided | Data not provided | Data not provided | Data not provided | Data not provided | Unclear | Objective is to "reduce Al, Co, Fe, Mn, Hg, and Ni concentrations so that infiltration of treated water would minimize any water quality impacts in downstream surface water." Results vary by year "The system is functioning as intended and is effective at reducing the constituents of concern" in 2022, but "did not have a significant effect on Cu, Ni and Mn" in 2023 | Quarterly maintenance needed for the system to function as designed. Metals precipitate can clog collection pipe. Some wildlife mortality when amphibians are trapped in VFR | Data not provided | Data not provided | Data not provided | Orange hydrous ferric oxide (HFO) precipitate must be removed from the VFR and sent to landfill for disposal | Sometimes effluent concentrations of Cu, Mn, Ni were higher than influent. VFR did not have a significant effect on Cu, Ni, and Mn. Al and Hg were not consistently detected in effluent. VFR consistently removed Ar and Fe and generally removed Cobalt. Water from the VFR enters the wetland for vegetative uptake. Excess water during the rainy season enters an infiltration trench which minimizes discharge to downstream surface water. Results for wetland performance were not available. | Effluent flow data not collected in 2023. Flow ranges for effluent in Flow Rate column BH do not include 2023 flows. Results for wetland performance were not available.
Annual Operations, Monitoring, and Maintenance Report Reed Mine Lower Lake, CA | REED MERCURY MINE | CAD982399990 | N/A | N/A | Vertical Flow Reactor | Data not provided | Vertical Flow Reactor (VFR) | Semi-passive | Vertical Flow Reactor (VFR) | No pre-treatment | Old Lower Reed Adit | Y | VFR component of combined VFR/wetland system | Two-cell vertical flow reactor fed by collector pipe that delivers mine water from adit. Small wetland area receives treated water. | Central California, regular maintenance to prevent clogging in collector pipe | Mine adit with approximately 0.5 gpm discharge | 2021-2023 | Beryllium | Be, dissolved | µg/L | N | N/A | <0.330 | <0.330 | Not Applicable | [9 empty] | Data not provided | Data not provided | Data not provided | Data not provided | Data not provided | Data not provided | Data not provided | Data not provided | Data not provided | Influent | 5.9–7.5 | Data not provided | N/A | 14.1–22.5 | °C | 61–70 | °F | Data not provided | N/A | Data not provided | N/A | 1,937–4,080 | µS/cm | None | N/A | Data not provided | Data not provided | Data not provided | Data not provided | 0.4–2.65 | gpm | Unclear | Objective is to "reduce Al, Co, Fe, Mn, Hg, and Ni concentrations so that infiltration of treated water would minimize any water quality impacts in downstream surface water." Results vary by year "The system is functioning as intended and is effective at reducing the constituents of concern" in 2022, but "did not have a significant effect on Cu, Ni and Mn" in 2023 | Quarterly maintenance needed for the system to function as designed. Metals precipitate can clog collection pipe. Some wildlife mortality when amphibians are trapped in VFR | Data not provided | Data not provided | Data not provided | Orange hydrous ferric oxide (HFO) precipitate must be removed from the VFR and sent to landfill for disposal | Sometimes effluent concentrations of Cu, Mn, Ni were higher than influent. VFR did not have a significant effect on Cu, Ni, and Mn. Al and Hg were not consistently detected in effluent. VFR consistently removed Ar and Fe and generally removed Cobalt. Water from the VFR enters the wetland for vegetative uptake. Excess water during the rainy season enters an infiltration trench which minimizes discharge to downstream surface water. Results for wetland performance were not available. | Effluent flow data not collected in 2023. Flow ranges for effluent in Flow Rate column BH do not include 2023 flows. Results for wetland performance were not available.
Annual Operations, Monitoring, and Maintenance Report Reed Mine Lower Lake, CA | REED MERCURY MINE | CAD982399990 | N/A | N/A | Vertical Flow Reactor | Data not provided | Vertical Flow Reactor (VFR) | Semi-passive | Vertical Flow Reactor (VFR) | No pre-treatment | Old Lower Reed Adit | Y | VFR component of combined VFR/wetland system | Two-cell vertical flow reactor fed by collector pipe that delivers mine water from adit. Small wetland area receives treated water. | Central California, regular maintenance to prevent clogging in collector pipe | Mine adit with approximately 0.5 gpm discharge | 2021-2023 | Beryllium | Be, dissolved | µg/L | N | N/A |  |  |  | <0.19 | <0.19 | Not Applicable | [6 empty] | Data not provided | Data not provided | Data not provided | Data not provided | Data not provided | Data not provided | Data not provided | Data not provided | Data not provided | Influent | 6.98 | Data not provided | N/A | 14.9 | °C | Data not provided | N/A | Data not provided | N/A | Data not provided | N/A | 2715 | µS/cm | None | N/A | Data not provided | Data not provided | Data not provided | Data not provided | Data not provided | Data not provided | Unclear | Objective is to "reduce Al, Co, Fe, Mn, Hg, and Ni concentrations so that infiltration of treated water would minimize any water quality impacts in downstream surface water." Results vary by year "The system is functioning as intended and is effective at reducing the constituents of concern" in 2022, but "did not have a significant effect on Cu, Ni and Mn" in 2023 | Quarterly maintenance needed for the system to function as designed. Metals precipitate can clog collection pipe. Some wildlife mortality when amphibians are trapped in VFR | Data not provided | Data not provided | Data not provided | Orange hydrous ferric oxide (HFO) precipitate must be removed from the VFR and sent to landfill for disposal | Sometimes effluent concentrations of Cu, Mn, Ni were higher than influent. VFR did not have a significant effect on Cu, Ni, and Mn. Al and Hg were not consistently detected in effluent. VFR consistently removed Ar and Fe and generally removed Cobalt. Water from the VFR enters the wetland for vegetative uptake. Excess water during the rainy season enters an infiltration trench which minimizes discharge to downstream surface water. Results for wetland performance were not available. | Effluent flow data not collected in 2023. Flow ranges for effluent in Flow Rate column BH do not include 2023 flows. Results for wetland performance were not available.
Annual Operations, Monitoring, and Maintenance Report Reed Mine Lower Lake, CA | REED MERCURY MINE | CAD982399990 | N/A | N/A | Vertical Flow Reactor | Data not provided | Vertical Flow Reactor (VFR) | Semi-passive | Vertical Flow Reactor (VFR) | No pre-treatment | Old Lower Reed Adit | Y | VFR component of combined VFR/wetland system | Two-cell vertical flow reactor fed by collector pipe that delivers mine water from adit. Small wetland area receives treated water. | Central California, regular maintenance to prevent clogging in collector pipe | Mine adit with approximately 0.5 gpm discharge | 2021-2023 | Beryllium | Be, dissolved | µg/L | N | N/A | [6 empty] | <0.330 | <0.330 | Not Applicable |  |  |  | Data not provided | Data not provided | Data not provided | Data not provided | Data not provided | Data not provided | Data not provided | Data not provided | Data not provided | Effluent | 6.8–8.9 | Data not provided | N/A | 10.4–24.3 | °C | 61–70 | °F | Data not provided | N/A | Data not provided | N/A | 1,984–3,940 | µS/cm | None | N/A | Data not provided | Data not provided | Data not provided | Data not provided | 0.4–0.6 | gpm | Unclear | Objective is to "reduce Al, Co, Fe, Mn, Hg, and Ni concentrations so that infiltration of treated water would minimize any water quality impacts in downstream surface water." Results vary by year "The system is functioning as intended and is effective at reducing the constituents of concern" in 2022, but "did not have a significant effect on Cu, Ni and Mn" in 2023 | Quarterly maintenance needed for the system to function as designed. Metals precipitate can clog collection pipe. Some wildlife mortality when amphibians are trapped in VFR | Data not provided | Data not provided | Data not provided | Orange hydrous ferric oxide (HFO) precipitate must be removed from the VFR and sent to landfill for disposal | Sometimes effluent concentrations of Cu, Mn, Ni were higher than influent. VFR did not have a significant effect on Cu, Ni, and Mn. Al and Hg were not consistently detected in effluent. VFR consistently removed Ar and Fe and generally removed Cobalt. Water from the VFR enters the wetland for vegetative uptake. Excess water during the rainy season enters an infiltration trench which minimizes discharge to downstream surface water. Results for wetland performance were not available. | Effluent flow data not collected in 2023. Flow ranges for effluent in Flow Rate column BH do not include 2023 flows. Results for wetland performance were not available.
Annual Operations, Monitoring, and Maintenance Report Reed Mine Lower Lake, CA | REED MERCURY MINE | CAD982399990 | N/A | N/A | Vertical Flow Reactor | Data not provided | Vertical Flow Reactor (VFR) | Semi-passive | Vertical Flow Reactor (VFR) | No pre-treatment | Old Lower Reed Adit | Y | VFR component of combined VFR/wetland system | Two-cell vertical flow reactor fed by collector pipe that delivers mine water from adit. Small wetland area receives treated water. | Central California, regular maintenance to prevent clogging in collector pipe | Mine adit with approximately 0.5 gpm discharge | 2021-2023 | Beryllium | Be, dissolved | µg/L | N | N/A | [9 empty] | <0.19 | <0.19 | Not Applicable | Data not provided | Data not provided | Data not provided | Data not provided | Data not provided | Data not provided | Data not provided | Data not provided | Data not provided | Effluent | 7.09 | Data not provided | N/A | 16.3 | °C | Data not provided | N/A | Data not provided | N/A | Data not provided | N/A | 2422 | µS/cm | None | N/A | Data not provided | Data not provided | Data not provided | Data not provided | Data not provided | Data not provided | Unclear | Objective is to "reduce Al, Co, Fe, Mn, Hg, and Ni concentrations so that infiltration of treated water would minimize any water quality impacts in downstream surface water." Results vary by year "The system is functioning as intended and is effective at reducing the constituents of concern" in 2022, but "did not have a significant effect on Cu, Ni and Mn" in 2023 | Quarterly maintenance needed for the system to function as designed. Metals precipitate can clog collection pipe. Some wildlife mortality when amphibians are trapped in VFR | Data not provided | Data not provided | Data not provided | Orange hydrous ferric oxide (HFO) precipitate must be removed from the VFR and sent to landfill for disposal | Sometimes effluent concentrations of Cu, Mn, Ni were higher than influent. VFR did not have a significant effect on Cu, Ni, and Mn. Al and Hg were not consistently detected in effluent. VFR consistently removed Ar and Fe and generally removed Cobalt. Water from the VFR enters the wetland for vegetative uptake. Excess water during the rainy season enters an infiltration trench which minimizes discharge to downstream surface water. Results for wetland performance were not available. | Effluent flow data not collected in 2023. Flow ranges for effluent in Flow Rate column BH do not include 2023 flows. Results for wetland performance were not available.
Annual Operations, Monitoring, and Maintenance Report Reed Mine Lower Lake, CA | REED MERCURY MINE | CAD982399990 | N/A | N/A | Vertical Flow Reactor | Data not provided | Vertical Flow Reactor (VFR) | Semi-passive | Vertical Flow Reactor (VFR) | No pre-treatment | Old Lower Reed Adit | Y | VFR component of combined VFR/wetland system | Two-cell vertical flow reactor fed by collector pipe that delivers mine water from adit. Small wetland area receives treated water. | Central California, regular maintenance to prevent clogging in collector pipe | Mine adit with approximately 0.5 gpm discharge | 2021-2023 | Cadmium | Cd, dissolved | µg/L | N | N/A | <1.50 | <1.50 | Not Applicable | [9 empty] | Data not provided | Data not provided | Data not provided | Data not provided | Data not provided | Data not provided | Data not provided | Data not provided | Data not provided | Influent | 5.9–7.5 | Data not provided | N/A | 16.5–16.9 | °C | 61–70 | °F | Data not provided | N/A | Data not provided | N/A | 2690–4080 | µS/cm | None | N/A | Data not provided | Data not provided | Data not provided | Data not provided | 1.16–2.65 | gpm | Unclear | Objective is to "reduce Al, Co, Fe, Mn, Hg, and Ni concentrations so that infiltration of treated water would minimize any water quality impacts in downstream surface water." Results vary by year "The system is functioning as intended and is effective at reducing the constituents of concern" in 2022, but "did not have a significant effect on Cu, Ni and Mn" in 2023 | Quarterly maintenance needed for the system to function as designed. Metals precipitate can clog collection pipe. Some wildlife mortality when amphibians are trapped in VFR | Data not provided | Data not provided | Data not provided | Orange hydrous ferric oxide (HFO) precipitate must be removed from the VFR and sent to landfill for disposal | Sometimes effluent concentrations of Cu, Mn, Ni were higher than influent. VFR did not have a significant effect on Cu, Ni, and Mn. Al and Hg were not consistently detected in effluent. VFR consistently removed Ar and Fe and generally removed Cobalt. Water from the VFR enters the wetland for vegetative uptake. Excess water during the rainy season enters an infiltration trench which minimizes discharge to downstream surface water. Results for wetland performance were not available. | Effluent flow data not collected in 2023. Flow ranges for effluent in Flow Rate column BH do not include 2023 flows. Results for wetland performance were not available.
Annual Operations, Monitoring, and Maintenance Report Reed Mine Lower Lake, CA | REED MERCURY MINE | CAD982399990 | N/A | N/A | Vertical Flow Reactor | Data not provided | Vertical Flow Reactor (VFR) | Semi-passive | Vertical Flow Reactor (VFR) | No pre-treatment | Old Lower Reed Adit | Y | VFR component of combined VFR/wetland system | Two-cell vertical flow reactor fed by collector pipe that delivers mine water from adit. Small wetland area receives treated water. | Central California, regular maintenance to prevent clogging in collector pipe | Mine adit with approximately 0.5 gpm discharge | 2021-2023 | Cadmium | Cd, dissolved | µg/L | N | N/A |  |  |  | <0.15 | <0.15 | Not Applicable | [6 empty] | Data not provided | Data not provided | Data not provided | Data not provided | Data not provided | Data not provided | Data not provided | Data not provided | Data not provided | Influent | 6.30–6.98 | Data not provided | N/A | 14.1–22.5 | °C | Data not provided | N/A | Data not provided | N/A | Data not provided | N/A | 1,937–2,715 | µS/cm | None | N/A | Data not provided | Data not provided | Data not provided | Data not provided | 0.4–0.6 | gpm | Unclear | Objective is to "reduce Al, Co, Fe, Mn, Hg, and Ni concentrations so that infiltration of treated water would minimize any water quality impacts in downstream surface water." Results vary by year "The system is functioning as intended and is effective at reducing the constituents of concern" in 2022, but "did not have a significant effect on Cu, Ni and Mn" in 2023 | Quarterly maintenance needed for the system to function as designed. Metals precipitate can clog collection pipe. Some wildlife mortality when amphibians are trapped in VFR | Data not provided | Data not provided | Data not provided | Orange hydrous ferric oxide (HFO) precipitate must be removed from the VFR and sent to landfill for disposal | Sometimes effluent concentrations of Cu, Mn, Ni were higher than influent. VFR did not have a significant effect on Cu, Ni, and Mn. Al and Hg were not consistently detected in effluent. VFR consistently removed Ar and Fe and generally removed Cobalt. Water from the VFR enters the wetland for vegetative uptake. Excess water during the rainy season enters an infiltration trench which minimizes discharge to downstream surface water. Results for wetland performance were not available. | Effluent flow data not collected in 2023. Flow ranges for effluent in Flow Rate column BH do not include 2023 flows. Results for wetland performance were not available.
Annual Operations, Monitoring, and Maintenance Report Reed Mine Lower Lake, CA | REED MERCURY MINE | CAD982399990 | N/A | N/A | Vertical Flow Reactor | Data not provided | Vertical Flow Reactor (VFR) | Semi-passive | Vertical Flow Reactor (VFR) | No pre-treatment | Old Lower Reed Adit | Y | VFR component of combined VFR/wetland system | Two-cell vertical flow reactor fed by collector pipe that delivers mine water from adit. Small wetland area receives treated water. | Central California, regular maintenance to prevent clogging in collector pipe | Mine adit with approximately 0.5 gpm discharge | 2021-2023 | Cadmium | Cd, dissolved | µg/L | N | N/A | [6 empty] | <1.50 | <1.50 | Not Applicable |  |  |  | Data not provided | Data not provided | Data not provided | Data not provided | Data not provided | Data not provided | Data not provided | Data not provided | Data not provided | Effluent | 6.8–8.9 | Data not provided | N/A | 14.7–19.4 | °C | 61–70 | °F | Data not provided | N/A | Data not provided | N/A | 2580–3490 | µS/cm | None | N/A | Data not provided | Data not provided | Data not provided | Data not provided | Data not provided | Data not provided | Unclear | Objective is to "reduce Al, Co, Fe, Mn, Hg, and Ni concentrations so that infiltration of treated water would minimize any water quality impacts in downstream surface water." Results vary by year "The system is functioning as intended and is effective at reducing the constituents of concern" in 2022, but "did not have a significant effect on Cu, Ni and Mn" in 2023 | Quarterly maintenance needed for the system to function as designed. Metals precipitate can clog collection pipe. Some wildlife mortality when amphibians are trapped in VFR | Data not provided | Data not provided | Data not provided | Orange hydrous ferric oxide (HFO) precipitate must be removed from the VFR and sent to landfill for disposal | Sometimes effluent concentrations of Cu, Mn, Ni were higher than influent. VFR did not have a significant effect on Cu, Ni, and Mn. Al and Hg were not consistently detected in effluent. VFR consistently removed Ar and Fe and generally removed Cobalt. Water from the VFR enters the wetland for vegetative uptake. Excess water during the rainy season enters an infiltration trench which minimizes discharge to downstream surface water. Results for wetland performance were not available. | Effluent flow data not collected in 2023. Flow ranges for effluent in Flow Rate column BH do not include 2023 flows. Results for wetland performance were not available.
Annual Operations, Monitoring, and Maintenance Report Reed Mine Lower Lake, CA | REED MERCURY MINE | CAD982399990 | N/A | N/A | Vertical Flow Reactor | Data not provided | Vertical Flow Reactor (VFR) | Semi-passive | Vertical Flow Reactor (VFR) | No pre-treatment | Old Lower Reed Adit | Y | VFR component of combined VFR/wetland system | Two-cell vertical flow reactor fed by collector pipe that delivers mine water from adit. Small wetland area receives treated water. | Central California, regular maintenance to prevent clogging in collector pipe | Mine adit with approximately 0.5 gpm discharge | 2021-2023 | Cadmium | Cd, dissolved | µg/L | N | N/A | [9 empty] | <0.15 | <0.15 | Not Applicable | Data not provided | Data not provided | Data not provided | Data not provided | Data not provided | Data not provided | Data not provided | Data not provided | Data not provided | Effluent | 6.80–7.27 | Data not provided | N/A | 10.4–24.3 | °C | Data not provided | N/A | Data not provided | N/A | Data not provided | N/A | 1,984–2,495 | µS/cm | None | N/A | Data not provided | Data not provided | Data not provided | Data not provided | 0.4–0.6 | gpm | Unclear | Objective is to "reduce Al, Co, Fe, Mn, Hg, and Ni concentrations so that infiltration of treated water would minimize any water quality impacts in downstream surface water." Results vary by year "The system is functioning as intended and is effective at reducing the constituents of concern" in 2022, but "did not have a significant effect on Cu, Ni and Mn" in 2023 | Quarterly maintenance needed for the system to function as designed. Metals precipitate can clog collection pipe. Some wildlife mortality when amphibians are trapped in VFR | Data not provided | Data not provided | Data not provided | Orange hydrous ferric oxide (HFO) precipitate must be removed from the VFR and sent to landfill for disposal | Sometimes effluent concentrations of Cu, Mn, Ni were higher than influent. VFR did not have a significant effect on Cu, Ni, and Mn. Al and Hg were not consistently detected in effluent. VFR consistently removed Ar and Fe and generally removed Cobalt. Water from the VFR enters the wetland for vegetative uptake. Excess water during the rainy season enters an infiltration trench which minimizes discharge to downstream surface water. Results for wetland performance were not available. | Effluent flow data not collected in 2023. Flow ranges for effluent in Flow Rate column BH do not include 2023 flows. Results for wetland performance were not available.
Annual Operations, Monitoring, and Maintenance Report Reed Mine Lower Lake, CA | REED MERCURY MINE | CAD982399990 | N/A | N/A | Vertical Flow Reactor | Data not provided | Vertical Flow Reactor (VFR) | Semi-passive | Vertical Flow Reactor (VFR) | No pre-treatment | Old Lower Reed Adit | Y | VFR component of combined VFR/wetland system | Two-cell vertical flow reactor fed by collector pipe that delivers mine water from adit. Small wetland area receives treated water. | Central California, regular maintenance to prevent clogging in collector pipe | Mine adit with approximately 0.5 gpm discharge | 2021-2023 | Chromium | Cr, dissolved | µg/L | N | N/A | 2.53 | 2.37 | 6.3241 | [9 empty] | Data not provided | Data not provided | Data not provided | Data not provided | Data not provided | Data not provided | Data not provided | Data not provided | Data not provided | Influent | 6.69 | Data not provided | N/A | 16.2 | °C | Data not provided | N/A | Data not provided | N/A | Data not provided | N/A | 2503 | µS/cm | None | N/A | Data not provided | Data not provided | Data not provided | Data not provided | 0.5 | gpm | Unclear | Objective is to "reduce Al, Co, Fe, Mn, Hg, and Ni concentrations so that infiltration of treated water would minimize any water quality impacts in downstream surface water." Results vary by year "The system is functioning as intended and is effective at reducing the constituents of concern" in 2022, but "did not have a significant effect on Cu, Ni and Mn" in 2023 | Quarterly maintenance needed for the system to function as designed. Metals precipitate can clog collection pipe. Some wildlife mortality when amphibians are trapped in VFR | Data not provided | Data not provided | Data not provided | Orange hydrous ferric oxide (HFO) precipitate must be removed from the VFR and sent to landfill for disposal | Sometimes effluent concentrations of Cu, Mn, Ni were higher than influent. VFR did not have a significant effect on Cu, Ni, and Mn. Al and Hg were not consistently detected in effluent. VFR consistently removed Ar and Fe and generally removed Cobalt. Water from the VFR enters the wetland for vegetative uptake. Excess water during the rainy season enters an infiltration trench which minimizes discharge to downstream surface water. Results for wetland performance were not available. | Effluent flow data not collected in 2023. Flow ranges for effluent in Flow Rate column BH do not include 2023 flows. Results for wetland performance were not available.
Annual Operations, Monitoring, and Maintenance Report Reed Mine Lower Lake, CA | REED MERCURY MINE | CAD982399990 | N/A | N/A | Vertical Flow Reactor | Data not provided | Vertical Flow Reactor (VFR) | Semi-passive | Vertical Flow Reactor (VFR) | No pre-treatment | Old Lower Reed Adit | Y | VFR component of combined VFR/wetland system | Two-cell vertical flow reactor fed by collector pipe that delivers mine water from adit. Small wetland area receives treated water. | Central California, regular maintenance to prevent clogging in collector pipe | Mine adit with approximately 0.5 gpm discharge | 2021-2023 | Chromium | Cr, dissolved | µg/L | N | N/A |  |  |  | <1.24 | 1.24–1.29 | Not Applicable | [6 empty] | Data not provided | Data not provided | Data not provided | Data not provided | Data not provided | Data not provided | Data not provided | Data not provided | Data not provided | Influent | 6.98 | Data not provided | N/A | 14.9 | °C | Data not provided | N/A | Data not provided | N/A | Data not provided | N/A | 2715 | µS/cm | None | N/A | Data not provided | Data not provided | Data not provided | Data not provided | Data not provided | Data not provided | Unclear | Objective is to "reduce Al, Co, Fe, Mn, Hg, and Ni concentrations so that infiltration of treated water would minimize any water quality impacts in downstream surface water." Results vary by year "The system is functioning as intended and is effective at reducing the constituents of concern" in 2022, but "did not have a significant effect on Cu, Ni and Mn" in 2023 | Quarterly maintenance needed for the system to function as designed. Metals precipitate can clog collection pipe. Some wildlife mortality when amphibians are trapped in VFR | Data not provided | Data not provided | Data not provided | Orange hydrous ferric oxide (HFO) precipitate must be removed from the VFR and sent to landfill for disposal | Sometimes effluent concentrations of Cu, Mn, Ni were higher than influent. VFR did not have a significant effect on Cu, Ni, and Mn. Al and Hg were not consistently detected in effluent. VFR consistently removed Ar and Fe and generally removed Cobalt. Water from the VFR enters the wetland for vegetative uptake. Excess water during the rainy season enters an infiltration trench which minimizes discharge to downstream surface water. Results for wetland performance were not available. | Effluent flow data not collected in 2023. Flow ranges for effluent in Flow Rate column BH do not include 2023 flows. Results for wetland performance were not available.
Annual Operations, Monitoring, and Maintenance Report Reed Mine Lower Lake, CA | REED MERCURY MINE | CAD982399990 | N/A | N/A | Vertical Flow Reactor | Data not provided | Vertical Flow Reactor (VFR) | Semi-passive | Vertical Flow Reactor (VFR) | No pre-treatment | Old Lower Reed Adit | Y | VFR component of combined VFR/wetland system | Two-cell vertical flow reactor fed by collector pipe that delivers mine water from adit. Small wetland area receives treated water. | Central California, regular maintenance to prevent clogging in collector pipe | Mine adit with approximately 0.5 gpm discharge | 2021-2023 | Chromium | Cr, dissolved | µg/L | N | N/A | [6 empty] | 2.37 | 2.53 | 6.3241 |  |  |  | Data not provided | Data not provided | Data not provided | Data not provided | Data not provided | Data not provided | Data not provided | Data not provided | Data not provided | Effluent | 7.17 | Data not provided | N/A | 16.8 | °C | Data not provided | N/A | Data not provided | N/A | Data not provided | N/A | 2370 | µS/cm | None | N/A | Data not provided | Data not provided | Data not provided | Data not provided | 0.5 | gpm | Unclear | Objective is to "reduce Al, Co, Fe, Mn, Hg, and Ni concentrations so that infiltration of treated water would minimize any water quality impacts in downstream surface water." Results vary by year "The system is functioning as intended and is effective at reducing the constituents of concern" in 2022, but "did not have a significant effect on Cu, Ni and Mn" in 2023 | Quarterly maintenance needed for the system to function as designed. Metals precipitate can clog collection pipe. Some wildlife mortality when amphibians are trapped in VFR | Data not provided | Data not provided | Data not provided | Orange hydrous ferric oxide (HFO) precipitate must be removed from the VFR and sent to landfill for disposal | Sometimes effluent concentrations of Cu, Mn, Ni were higher than influent. VFR did not have a significant effect on Cu, Ni, and Mn. Al and Hg were not consistently detected in effluent. VFR consistently removed Ar and Fe and generally removed Cobalt. Water from the VFR enters the wetland for vegetative uptake. Excess water during the rainy season enters an infiltration trench which minimizes discharge to downstream surface water. Results for wetland performance were not available. | Effluent flow data not collected in 2023. Flow ranges for effluent in Flow Rate column BH do not include 2023 flows. Results for wetland performance were not available.
Annual Operations, Monitoring, and Maintenance Report Reed Mine Lower Lake, CA | REED MERCURY MINE | CAD982399990 | N/A | N/A | Vertical Flow Reactor | Data not provided | Vertical Flow Reactor (VFR) | Semi-passive | Vertical Flow Reactor (VFR) | No pre-treatment | Old Lower Reed Adit | Y | VFR component of combined VFR/wetland system | Two-cell vertical flow reactor fed by collector pipe that delivers mine water from adit. Small wetland area receives treated water. | Central California, regular maintenance to prevent clogging in collector pipe | Mine adit with approximately 0.5 gpm discharge | 2021-2023 | Chromium | Cr, dissolved | µg/L | N | N/A | [9 empty] | 1.24 | <1.24 | Not Applicable | Data not provided | Data not provided | Data not provided | Data not provided | Data not provided | Data not provided | Data not provided | Data not provided | Data not provided | Effluent | 7.09 | Data not provided | N/A | 16.3 | °C | Data not provided | N/A | Data not provided | N/A | Data not provided | N/A | 2422 | µS/cm | None | N/A | Data not provided | Data not provided | Data not provided | Data not provided | Data not provided | Data not provided | Unclear | Objective is to "reduce Al, Co, Fe, Mn, Hg, and Ni concentrations so that infiltration of treated water would minimize any water quality impacts in downstream surface water." Results vary by year "The system is functioning as intended and is effective at reducing the constituents of concern" in 2022, but "did not have a significant effect on Cu, Ni and Mn" in 2023 | Quarterly maintenance needed for the system to function as designed. Metals precipitate can clog collection pipe. Some wildlife mortality when amphibians are trapped in VFR | Data not provided | Data not provided | Data not provided | Orange hydrous ferric oxide (HFO) precipitate must be removed from the VFR and sent to landfill for disposal | Sometimes effluent concentrations of Cu, Mn, Ni were higher than influent. VFR did not have a significant effect on Cu, Ni, and Mn. Al and Hg were not consistently detected in effluent. VFR consistently removed Ar and Fe and generally removed Cobalt. Water from the VFR enters the wetland for vegetative uptake. Excess water during the rainy season enters an infiltration trench which minimizes discharge to downstream surface water. Results for wetland performance were not available. | Effluent flow data not collected in 2023. Flow ranges for effluent in Flow Rate column BH do not include 2023 flows. Results for wetland performance were not available.
Annual Operations, Monitoring, and Maintenance Report Reed Mine Lower Lake, CA | REED MERCURY MINE | CAD982399990 | N/A | N/A | Vertical Flow Reactor | Data not provided | Vertical Flow Reactor (VFR) | Semi-passive | Vertical Flow Reactor (VFR) | No pre-treatment | Old Lower Reed Adit | Y | VFR component of combined VFR/wetland system | Two-cell vertical flow reactor fed by collector pipe that delivers mine water from adit. Small wetland area receives treated water. | Central California, regular maintenance to prevent clogging in collector pipe | Mine adit with approximately 0.5 gpm discharge | 2021-2023 | Cobalt | Co, dissolved | µg/L | N | N/A | 57.2 | 47.5 | 16.958 | [9 empty] | Data not provided | Data not provided | Data not provided | Data not provided | Data not provided | Data not provided | Data not provided | Data not provided | 2022: 41–96% 2023: 12.8–48.2% | Influent | 7.5 | Data not provided | N/A | 16.7 | °C | 70 | °F | Data not provided | N/A | Data not provided | N/A | 4080 | µS/cm | None | N/A | Data not provided | Data not provided | Data not provided | Data not provided | 2.65 | gpm | Unclear | Objective is to "reduce Al, Co, Fe, Mn, Hg, and Ni concentrations so that infiltration of treated water would minimize any water quality impacts in downstream surface water." Results vary by year "The system is functioning as intended and is effective at reducing the constituents of concern" in 2022, but "did not have a significant effect on Cu, Ni and Mn" in 2023 | Quarterly maintenance needed for the system to function as designed. Metals precipitate can clog collection pipe. Some wildlife mortality when amphibians are trapped in VFR | Data not provided | Data not provided | Data not provided | Orange hydrous ferric oxide (HFO) precipitate must be removed from the VFR and sent to landfill for disposal | Sometimes effluent concentrations of Cu, Mn, Ni were higher than influent. VFR did not have a significant effect on Cu, Ni, and Mn. Al and Hg were not consistently detected in effluent. VFR consistently removed Ar and Fe and generally removed Cobalt. Water from the VFR enters the wetland for vegetative uptake. Excess water during the rainy season enters an infiltration trench which minimizes discharge to downstream surface water. Results for wetland performance were not available. | Effluent flow data not collected in 2023. Flow ranges for effluent in Flow Rate column BH do not include 2023 flows. Results for wetland performance were not available.
Annual Operations, Monitoring, and Maintenance Report Reed Mine Lower Lake, CA | REED MERCURY MINE | CAD982399990 | N/A | N/A | Vertical Flow Reactor | Data not provided | Vertical Flow Reactor (VFR) | Semi-passive | Vertical Flow Reactor (VFR) | No pre-treatment | Old Lower Reed Adit | Y | VFR component of combined VFR/wetland system | Two-cell vertical flow reactor fed by collector pipe that delivers mine water from adit. Small wetland area receives treated water. | Central California, regular maintenance to prevent clogging in collector pipe | Mine adit with approximately 0.5 gpm discharge | 2021-2023 | Cobalt | Co, dissolved | µg/L | N | N/A |  |  |  | 33 | 15.2–16 | 51.5 - 53.9 | [6 empty] | Data not provided | Data not provided | Data not provided | Data not provided | Data not provided | Data not provided | Data not provided | Data not provided | 2022: 41–96% 2023: 12.8–48.2% | Influent | 6.98 | Data not provided | N/A | 14.9 | °C | Data not provided | N/A | Data not provided | N/A | Data not provided | N/A | 2715 | µS/cm | None | N/A | Data not provided | Data not provided | Data not provided | Data not provided | Data not provided | Data not provided | Unclear | Objective is to "reduce Al, Co, Fe, Mn, Hg, and Ni concentrations so that infiltration of treated water would minimize any water quality impacts in downstream surface water." Results vary by year "The system is functioning as intended and is effective at reducing the constituents of concern" in 2022, but "did not have a significant effect on Cu, Ni and Mn" in 2023 | Quarterly maintenance needed for the system to function as designed. Metals precipitate can clog collection pipe. Some wildlife mortality when amphibians are trapped in VFR | Data not provided | Data not provided | Data not provided | Orange hydrous ferric oxide (HFO) precipitate must be removed from the VFR and sent to landfill for disposal | Sometimes effluent concentrations of Cu, Mn, Ni were higher than influent. VFR did not have a significant effect on Cu, Ni, and Mn. Al and Hg were not consistently detected in effluent. VFR consistently removed Ar and Fe and generally removed Cobalt. Water from the VFR enters the wetland for vegetative uptake. Excess water during the rainy season enters an infiltration trench which minimizes discharge to downstream surface water. Results for wetland performance were not available. | Effluent flow data not collected in 2023. Flow ranges for effluent in Flow Rate column BH do not include 2023 flows. Results for wetland performance were not available.
Annual Operations, Monitoring, and Maintenance Report Reed Mine Lower Lake, CA | REED MERCURY MINE | CAD982399990 | N/A | N/A | Vertical Flow Reactor | Data not provided | Vertical Flow Reactor (VFR) | Semi-passive | Vertical Flow Reactor (VFR) | No pre-treatment | Old Lower Reed Adit | Y | VFR component of combined VFR/wetland system | Two-cell vertical flow reactor fed by collector pipe that delivers mine water from adit. Small wetland area receives treated water. | Central California, regular maintenance to prevent clogging in collector pipe | Mine adit with approximately 0.5 gpm discharge | 2021-2023 | Cobalt | Co, dissolved | µg/L | N | N/A | [6 empty] | 47.5 | 57.2 | 16.958 |  |  |  | Data not provided | Data not provided | Data not provided | Data not provided | Data not provided | Data not provided | Data not provided | Data not provided | 2022: 41–96% 2023: 12.8–48.2% | Effluent | 8.9 | Data not provided | N/A | 15.2 | °C | 70 | °F | Data not provided | N/A | Data not provided | N/A | 3100 | µS/cm | None | N/A | Data not provided | Data not provided | Data not provided | Data not provided | Data not provided | Data not provided | Unclear | Objective is to "reduce Al, Co, Fe, Mn, Hg, and Ni concentrations so that infiltration of treated water would minimize any water quality impacts in downstream surface water." Results vary by year "The system is functioning as intended and is effective at reducing the constituents of concern" in 2022, but "did not have a significant effect on Cu, Ni and Mn" in 2023 | Quarterly maintenance needed for the system to function as designed. Metals precipitate can clog collection pipe. Some wildlife mortality when amphibians are trapped in VFR | Data not provided | Data not provided | Data not provided | Orange hydrous ferric oxide (HFO) precipitate must be removed from the VFR and sent to landfill for disposal | Sometimes effluent concentrations of Cu, Mn, Ni were higher than influent. VFR did not have a significant effect on Cu, Ni, and Mn. Al and Hg were not consistently detected in effluent. VFR consistently removed Ar and Fe and generally removed Cobalt. Water from the VFR enters the wetland for vegetative uptake. Excess water during the rainy season enters an infiltration trench which minimizes discharge to downstream surface water. Results for wetland performance were not available. | Effluent flow data not collected in 2023. Flow ranges for effluent in Flow Rate column BH do not include 2023 flows. Results for wetland performance were not available.
Annual Operations, Monitoring, and Maintenance Report Reed Mine Lower Lake, CA | REED MERCURY MINE | CAD982399990 | N/A | N/A | Vertical Flow Reactor | Data not provided | Vertical Flow Reactor (VFR) | Semi-passive | Vertical Flow Reactor (VFR) | No pre-treatment | Old Lower Reed Adit | Y | VFR component of combined VFR/wetland system | Two-cell vertical flow reactor fed by collector pipe that delivers mine water from adit. Small wetland area receives treated water. | Central California, regular maintenance to prevent clogging in collector pipe | Mine adit with approximately 0.5 gpm discharge | 2021-2023 | Cobalt | Co, dissolved | µg/L | N | N/A | [9 empty] | 1.91 | 42.6 | 95.5164 | Data not provided | Data not provided | Data not provided | Data not provided | Data not provided | Data not provided | Data not provided | Data not provided | 2022: 41–96% 2023: 12.8–48.2% | Effluent | 7.1 | Data not provided | N/A | 24.3 | °C | Data not provided | N/A | Data not provided | N/A | Data not provided | N/A | 2390 | µS/cm | None | N/A | Data not provided | Data not provided | Data not provided | Data not provided | Data not provided | Data not provided | Unclear | Objective is to "reduce Al, Co, Fe, Mn, Hg, and Ni concentrations so that infiltration of treated water would minimize any water quality impacts in downstream surface water." Results vary by year "The system is functioning as intended and is effective at reducing the constituents of concern" in 2022, but "did not have a significant effect on Cu, Ni and Mn" in 2023 | Quarterly maintenance needed for the system to function as designed. Metals precipitate can clog collection pipe. Some wildlife mortality when amphibians are trapped in VFR | Data not provided | Data not provided | Data not provided | Orange hydrous ferric oxide (HFO) precipitate must be removed from the VFR and sent to landfill for disposal | Sometimes effluent concentrations of Cu, Mn, Ni were higher than influent. VFR did not have a significant effect on Cu, Ni, and Mn. Al and Hg were not consistently detected in effluent. VFR consistently removed Ar and Fe and generally removed Cobalt. Water from the VFR enters the wetland for vegetative uptake. Excess water during the rainy season enters an infiltration trench which minimizes discharge to downstream surface water. Results for wetland performance were not available. | Effluent flow data not collected in 2023. Flow ranges for effluent in Flow Rate column BH do not include 2023 flows. Results for wetland performance were not available.
Annual Operations, Monitoring, and Maintenance Report Reed Mine Lower Lake, CA | REED MERCURY MINE | CAD982399990 | N/A | N/A | Vertical Flow Reactor | Data not provided | Vertical Flow Reactor (VFR) | Semi-passive | Vertical Flow Reactor (VFR) | No pre-treatment | Old Lower Reed Adit | Y | VFR component of combined VFR/wetland system | Two-cell vertical flow reactor fed by collector pipe that delivers mine water from adit. Small wetland area receives treated water. | Central California, regular maintenance to prevent clogging in collector pipe | Mine adit with approximately 0.5 gpm discharge | 2021-2023 | Copper | Cu | µg/L | N | N/A | 2.94 | 3.42 | -16.3265 | [9 empty] | Data not provided | Data not provided | Data not provided | Data not provided | Data not provided | Data not provided | Data not provided | Data not provided | 2022: no decrease 2023: 1.1% decrease to 77% increase | Influent | 6.4 | Data not provided | N/A | 14.1 | °C | Data not provided | N/A | Data not provided | N/A | Data not provided | N/A | 2264 | µS/cm | None | N/A | Data not provided | Data not provided | Data not provided | Data not provided | 0.6 | gpm | Unclear | Objective is to "reduce Al, Co, Fe, Mn, Hg, and Ni concentrations so that infiltration of treated water would minimize any water quality impacts in downstream surface water." Results vary by year "The system is functioning as intended and is effective at reducing the constituents of concern" in 2022, but "did not have a significant effect on Cu, Ni and Mn" in 2023 | Quarterly maintenance needed for the system to function as designed. Metals precipitate can clog collection pipe. Some wildlife mortality when amphibians are trapped in VFR | Data not provided | Data not provided | Data not provided | Orange hydrous ferric oxide (HFO) precipitate must be removed from the VFR and sent to landfill for disposal | Sometimes effluent concentrations of Cu, Mn, Ni were higher than influent. VFR did not have a significant effect on Cu, Ni, and Mn. Al and Hg were not consistently detected in effluent. VFR consistently removed Ar and Fe and generally removed Cobalt. Water from the VFR enters the wetland for vegetative uptake. Excess water during the rainy season enters an infiltration trench which minimizes discharge to downstream surface water. Results for wetland performance were not available. | Effluent flow data not collected in 2023. Flow ranges for effluent in Flow Rate column BH do not include 2023 flows. Results for wetland performance were not available.
Annual Operations, Monitoring, and Maintenance Report Reed Mine Lower Lake, CA | REED MERCURY MINE | CAD982399990 | N/A | N/A | Vertical Flow Reactor | Data not provided | Vertical Flow Reactor (VFR) | Semi-passive | Vertical Flow Reactor (VFR) | No pre-treatment | Old Lower Reed Adit | Y | VFR component of combined VFR/wetland system | Two-cell vertical flow reactor fed by collector pipe that delivers mine water from adit. Small wetland area receives treated water. | Central California, regular maintenance to prevent clogging in collector pipe | Mine adit with approximately 0.5 gpm discharge | 2021-2023 | Copper | Cu | µg/L | N | N/A |  |  |  | <1.51 | 1.75 | Not Applicable | [6 empty] | Data not provided | Data not provided | Data not provided | Data not provided | Data not provided | Data not provided | Data not provided | Data not provided | 2022: no decrease 2023: 1.1% decrease to 77% increase | Influent | 6.69 | Data not provided | N/A | 16.2 | °C | Data not provided | N/A | Data not provided | N/A | Data not provided | N/A | 2503 | µS/cm | None | N/A | Data not provided | Data not provided | Data not provided | Data not provided | 0.5 | gpm | Unclear | Objective is to "reduce Al, Co, Fe, Mn, Hg, and Ni concentrations so that infiltration of treated water would minimize any water quality impacts in downstream surface water." Results vary by year "The system is functioning as intended and is effective at reducing the constituents of concern" in 2022, but "did not have a significant effect on Cu, Ni and Mn" in 2023 | Quarterly maintenance needed for the system to function as designed. Metals precipitate can clog collection pipe. Some wildlife mortality when amphibians are trapped in VFR | Data not provided | Data not provided | Data not provided | Orange hydrous ferric oxide (HFO) precipitate must be removed from the VFR and sent to landfill for disposal | Sometimes effluent concentrations of Cu, Mn, Ni were higher than influent. VFR did not have a significant effect on Cu, Ni, and Mn. Al and Hg were not consistently detected in effluent. VFR consistently removed Ar and Fe and generally removed Cobalt. Water from the VFR enters the wetland for vegetative uptake. Excess water during the rainy season enters an infiltration trench which minimizes discharge to downstream surface water. Results for wetland performance were not available. | Effluent flow data not collected in 2023. Flow ranges for effluent in Flow Rate column BH do not include 2023 flows. Results for wetland performance were not available.
Annual Operations, Monitoring, and Maintenance Report Reed Mine Lower Lake, CA | REED MERCURY MINE | CAD982399990 | N/A | N/A | Vertical Flow Reactor | Data not provided | Vertical Flow Reactor (VFR) | Semi-passive | Vertical Flow Reactor (VFR) | No pre-treatment | Old Lower Reed Adit | Y | VFR component of combined VFR/wetland system | Two-cell vertical flow reactor fed by collector pipe that delivers mine water from adit. Small wetland area receives treated water. | Central California, regular maintenance to prevent clogging in collector pipe | Mine adit with approximately 0.5 gpm discharge | 2021-2023 | Copper | Cu | µg/L | N | N/A | [6 empty] | 3.86 | 2.18 | -77.0642 |  |  |  | Data not provided | Data not provided | Data not provided | Data not provided | Data not provided | Data not provided | Data not provided | Data not provided | 2022: no decrease 2023: 1.1% decrease to 77% increase | Effluent | 6.9 | Data not provided | N/A | 16.4 | °C | 61 | °F | Data not provided | N/A | Data not provided | N/A | Data not provided | N/A | None | N/A | Data not provided | Data not provided | Data not provided | Data not provided | Data not provided | Data not provided | Unclear | Objective is to "reduce Al, Co, Fe, Mn, Hg, and Ni concentrations so that infiltration of treated water would minimize any water quality impacts in downstream surface water." Results vary by year "The system is functioning as intended and is effective at reducing the constituents of concern" in 2022, but "did not have a significant effect on Cu, Ni and Mn" in 2023 | Quarterly maintenance needed for the system to function as designed. Metals precipitate can clog collection pipe. Some wildlife mortality when amphibians are trapped in VFR | Data not provided | Data not provided | Data not provided | Orange hydrous ferric oxide (HFO) precipitate must be removed from the VFR and sent to landfill for disposal | Sometimes effluent concentrations of Cu, Mn, Ni were higher than influent. VFR did not have a significant effect on Cu, Ni, and Mn. Al and Hg were not consistently detected in effluent. VFR consistently removed Ar and Fe and generally removed Cobalt. Water from the VFR enters the wetland for vegetative uptake. Excess water during the rainy season enters an infiltration trench which minimizes discharge to downstream surface water. Results for wetland performance were not available. | Effluent flow data not collected in 2023. Flow ranges for effluent in Flow Rate column BH do not include 2023 flows. Results for wetland performance were not available.
Annual Operations, Monitoring, and Maintenance Report Reed Mine Lower Lake, CA | REED MERCURY MINE | CAD982399990 | N/A | N/A | Vertical Flow Reactor | Data not provided | Vertical Flow Reactor (VFR) | Semi-passive | Vertical Flow Reactor (VFR) | No pre-treatment | Old Lower Reed Adit | Y | VFR component of combined VFR/wetland system | Two-cell vertical flow reactor fed by collector pipe that delivers mine water from adit. Small wetland area receives treated water. | Central California, regular maintenance to prevent clogging in collector pipe | Mine adit with approximately 0.5 gpm discharge | 2021-2023 | Copper | Cu | µg/L | N | N/A | [9 empty] | <1.51 | <1.51 | Not Applicable | Data not provided | Data not provided | Data not provided | Data not provided | Data not provided | Data not provided | Data not provided | Data not provided | 2022: no decrease 2023: 1.1% decrease to 77% increase | Effluent | 6.8–8.9 | Data not provided | N/A | 15.2–18.3 | °C | Data not provided | N/A | Data not provided | N/A | Data not provided | N/A | 1,984–3,100 | µS/cm | None | N/A | Data not provided | Data not provided | Data not provided | Data not provided | NA–0.5 | gpm | Unclear | Objective is to "reduce Al, Co, Fe, Mn, Hg, and Ni concentrations so that infiltration of treated water would minimize any water quality impacts in downstream surface water." Results vary by year "The system is functioning as intended and is effective at reducing the constituents of concern" in 2022, but "did not have a significant effect on Cu, Ni and Mn" in 2023 | Quarterly maintenance needed for the system to function as designed. Metals precipitate can clog collection pipe. Some wildlife mortality when amphibians are trapped in VFR | Data not provided | Data not provided | Data not provided | Orange hydrous ferric oxide (HFO) precipitate must be removed from the VFR and sent to landfill for disposal | Sometimes effluent concentrations of Cu, Mn, Ni were higher than influent. VFR did not have a significant effect on Cu, Ni, and Mn. Al and Hg were not consistently detected in effluent. VFR consistently removed Ar and Fe and generally removed Cobalt. Water from the VFR enters the wetland for vegetative uptake. Excess water during the rainy season enters an infiltration trench which minimizes discharge to downstream surface water. Results for wetland performance were not available. | Effluent flow data not collected in 2023. Flow ranges for effluent in Flow Rate column BH do not include 2023 flows. Results for wetland performance were not available.
Annual Operations, Monitoring, and Maintenance Report Reed Mine Lower Lake, CA | REED MERCURY MINE | CAD982399990 | N/A | N/A | Vertical Flow Reactor | Data not provided | Vertical Flow Reactor (VFR) | Semi-passive | Vertical Flow Reactor (VFR) | No pre-treatment | Old Lower Reed Adit | Y | VFR component of combined VFR/wetland system | Two-cell vertical flow reactor fed by collector pipe that delivers mine water from adit. Small wetland area receives treated water. | Central California, regular maintenance to prevent clogging in collector pipe | Mine adit with approximately 0.5 gpm discharge | 2021-2023 | Iron | Fe, dissolved | µg/L | N | N/A | 41000 | <18 | 99.978 | [9 empty] | Data not provided | Data not provided | Data not provided | Data not provided | Data not provided | Data not provided | Data not provided | Data not provided | 2022: 96–99.9% 2023: 94.9–99.9% | Influent | 6.64 | Data not provided | N/A | 22.5 | °C | Data not provided | N/A | Data not provided | N/A | Data not provided | N/A | 2389 | µS/cm | None | N/A | Data not provided | Data not provided | Data not provided | Data not provided | 0.4 | gpm | Unclear | Objective is to "reduce Al, Co, Fe, Mn, Hg, and Ni concentrations so that infiltration of treated water would minimize any water quality impacts in downstream surface water." Results vary by year "The system is functioning as intended and is effective at reducing the constituents of concern" in 2022, but "did not have a significant effect on Cu, Ni and Mn" in 2023 | Quarterly maintenance needed for the system to function as designed. Metals precipitate can clog collection pipe. Some wildlife mortality when amphibians are trapped in VFR | Data not provided | Data not provided | Data not provided | Orange hydrous ferric oxide (HFO) precipitate must be removed from the VFR and sent to landfill for disposal | Sometimes effluent concentrations of Cu, Mn, Ni were higher than influent. VFR did not have a significant effect on Cu, Ni, and Mn. Al and Hg were not consistently detected in effluent. VFR consistently removed Ar and Fe and generally removed Cobalt. Water from the VFR enters the wetland for vegetative uptake. Excess water during the rainy season enters an infiltration trench which minimizes discharge to downstream surface water. Results for wetland performance were not available. | Effluent flow data not collected in 2023. Flow ranges for effluent in Flow Rate column BH do not include 2023 flows. Results for wetland performance were not available.
Annual Operations, Monitoring, and Maintenance Report Reed Mine Lower Lake, CA | REED MERCURY MINE | CAD982399990 | N/A | N/A | Vertical Flow Reactor | Data not provided | Vertical Flow Reactor (VFR) | Semi-passive | Vertical Flow Reactor (VFR) | No pre-treatment | Old Lower Reed Adit | Y | VFR component of combined VFR/wetland system | Two-cell vertical flow reactor fed by collector pipe that delivers mine water from adit. Small wetland area receives treated water. | Central California, regular maintenance to prevent clogging in collector pipe | Mine adit with approximately 0.5 gpm discharge | 2021-2023 | Iron | Fe, dissolved | µg/L | N | N/A |  |  |  | 20600 | 28.3 | 99.8626 | [6 empty] | Data not provided | Data not provided | Data not provided | Data not provided | Data not provided | Data not provided | Data not provided | Data not provided | 2022: 96–99.9% 2023: 94.9–99.9% | Influent | 6.3 | Data not provided | N/A | 17.2 | °C | Data not provided | N/A | Data not provided | N/A | Data not provided | N/A | 1937 | µS/cm | None | N/A | Data not provided | Data not provided | Data not provided | Data not provided | 0.5 | gpm | Unclear | Objective is to "reduce Al, Co, Fe, Mn, Hg, and Ni concentrations so that infiltration of treated water would minimize any water quality impacts in downstream surface water." Results vary by year "The system is functioning as intended and is effective at reducing the constituents of concern" in 2022, but "did not have a significant effect on Cu, Ni and Mn" in 2023 | Quarterly maintenance needed for the system to function as designed. Metals precipitate can clog collection pipe. Some wildlife mortality when amphibians are trapped in VFR | Data not provided | Data not provided | Data not provided | Orange hydrous ferric oxide (HFO) precipitate must be removed from the VFR and sent to landfill for disposal | Sometimes effluent concentrations of Cu, Mn, Ni were higher than influent. VFR did not have a significant effect on Cu, Ni, and Mn. Al and Hg were not consistently detected in effluent. VFR consistently removed Ar and Fe and generally removed Cobalt. Water from the VFR enters the wetland for vegetative uptake. Excess water during the rainy season enters an infiltration trench which minimizes discharge to downstream surface water. Results for wetland performance were not available. | Effluent flow data not collected in 2023. Flow ranges for effluent in Flow Rate column BH do not include 2023 flows. Results for wetland performance were not available.
Annual Operations, Monitoring, and Maintenance Report Reed Mine Lower Lake, CA | REED MERCURY MINE | CAD982399990 | N/A | N/A | Vertical Flow Reactor | Data not provided | Vertical Flow Reactor (VFR) | Semi-passive | Vertical Flow Reactor (VFR) | No pre-treatment | Old Lower Reed Adit | Y | VFR component of combined VFR/wetland system | Two-cell vertical flow reactor fed by collector pipe that delivers mine water from adit. Small wetland area receives treated water. | Central California, regular maintenance to prevent clogging in collector pipe | Mine adit with approximately 0.5 gpm discharge | 2021-2023 | Iron | Fe, dissolved | µg/L | N | N/A | [6 empty] | 1780 | 35100 | 94.9288 |  |  |  | Data not provided | Data not provided | Data not provided | Data not provided | Data not provided | Data not provided | Data not provided | Data not provided | 2022: 96–99.9% 2023: 94.9–99.9% | Effluent | 6.9 | Data not provided | N/A | 16.9 | °C | 61 | °F | Data not provided | N/A | Data not provided | N/A | Data not provided | N/A | None | N/A | Data not provided | Data not provided | Data not provided | Data not provided | Data not provided | Data not provided | Unclear | Objective is to "reduce Al, Co, Fe, Mn, Hg, and Ni concentrations so that infiltration of treated water would minimize any water quality impacts in downstream surface water." Results vary by year "The system is functioning as intended and is effective at reducing the constituents of concern" in 2022, but "did not have a significant effect on Cu, Ni and Mn" in 2023 | Quarterly maintenance needed for the system to function as designed. Metals precipitate can clog collection pipe. Some wildlife mortality when amphibians are trapped in VFR | Data not provided | Data not provided | Data not provided | Orange hydrous ferric oxide (HFO) precipitate must be removed from the VFR and sent to landfill for disposal | Sometimes effluent concentrations of Cu, Mn, Ni were higher than influent. VFR did not have a significant effect on Cu, Ni, and Mn. Al and Hg were not consistently detected in effluent. VFR consistently removed Ar and Fe and generally removed Cobalt. Water from the VFR enters the wetland for vegetative uptake. Excess water during the rainy season enters an infiltration trench which minimizes discharge to downstream surface water. Results for wetland performance were not available. | Effluent flow data not collected in 2023. Flow ranges for effluent in Flow Rate column BH do not include 2023 flows. Results for wetland performance were not available. | Water temperature discrepancy between field sheet and final report, used final report value
Annual Operations, Monitoring, and Maintenance Report Reed Mine Lower Lake, CA | REED MERCURY MINE | CAD982399990 | N/A | N/A | Vertical Flow Reactor | Data not provided | Vertical Flow Reactor (VFR) | Semi-passive | Vertical Flow Reactor (VFR) | No pre-treatment | Old Lower Reed Adit | Y | VFR component of combined VFR/wetland system | Two-cell vertical flow reactor fed by collector pipe that delivers mine water from adit. Small wetland area receives treated water. | Central California, regular maintenance to prevent clogging in collector pipe | Mine adit with approximately 0.5 gpm discharge | 2021-2023 | Iron | Fe, dissolved | µg/L | N | N/A | [9 empty] | <18 | 25,800–41,000 | 99.96 - 99.97 | Data not provided | Data not provided | Data not provided | Data not provided | Data not provided | Data not provided | Data not provided | Data not provided | 2022: 96–99.9% 2023: 94.9–99.9% | Effluent | 7.1–7.21 | Data not provided | N/A | 16.8 –24.3 | °C | Data not provided | N/A | Data not provided | N/A | Data not provided | N/A | 2370–2495 | µS/cm | None | N/A | Data not provided | Data not provided | Data not provided | Data not provided | 0.4–0.5 | gpm | Unclear | Objective is to "reduce Al, Co, Fe, Mn, Hg, and Ni concentrations so that infiltration of treated water would minimize any water quality impacts in downstream surface water." Results vary by year "The system is functioning as intended and is effective at reducing the constituents of concern" in 2022, but "did not have a significant effect on Cu, Ni and Mn" in 2023 | Quarterly maintenance needed for the system to function as designed. Metals precipitate can clog collection pipe. Some wildlife mortality when amphibians are trapped in VFR | Data not provided | Data not provided | Data not provided | Orange hydrous ferric oxide (HFO) precipitate must be removed from the VFR and sent to landfill for disposal | Sometimes effluent concentrations of Cu, Mn, Ni were higher than influent. VFR did not have a significant effect on Cu, Ni, and Mn. Al and Hg were not consistently detected in effluent. VFR consistently removed Ar and Fe and generally removed Cobalt. Water from the VFR enters the wetland for vegetative uptake. Excess water during the rainy season enters an infiltration trench which minimizes discharge to downstream surface water. Results for wetland performance were not available. | Effluent flow data not collected in 2023. Flow ranges for effluent in Flow Rate column BH do not include 2023 flows. Results for wetland performance were not available.
Annual Operations, Monitoring, and Maintenance Report Reed Mine Lower Lake, CA | REED MERCURY MINE | CAD982399990 | N/A | N/A | Vertical Flow Reactor | Data not provided | Vertical Flow Reactor (VFR) | Semi-passive | Vertical Flow Reactor (VFR) | No pre-treatment | Old Lower Reed Adit | Y | VFR component of combined VFR/wetland system | Two-cell vertical flow reactor fed by collector pipe that delivers mine water from adit. Small wetland area receives treated water. | Central California, regular maintenance to prevent clogging in collector pipe | Mine adit with approximately 0.5 gpm discharge | 2021-2023 | Lead | Pb, dissolved | µg/L | N | N/A | <0.849 | <0.849 | Not Applicable | [9 empty] | Data not provided | Data not provided | Data not provided | Data not provided | Data not provided | Data not provided | Data not provided | Data not provided | Data not provided | Influent | 5.9–7.5 | Data not provided | N/A | 14.1–22.5 | °C | 61–70 | °F | Data not provided | N/A | Data not provided | N/A | 1,937–4,080 | µS/cm | None | N/A | Data not provided | Data not provided | Data not provided | Data not provided | 0.4–2.65 | gpm | Unclear | Objective is to "reduce Al, Co, Fe, Mn, Hg, and Ni concentrations so that infiltration of treated water would minimize any water quality impacts in downstream surface water." Results vary by year "The system is functioning as intended and is effective at reducing the constituents of concern" in 2022, but "did not have a significant effect on Cu, Ni and Mn" in 2023 | Quarterly maintenance needed for the system to function as designed. Metals precipitate can clog collection pipe. Some wildlife mortality when amphibians are trapped in VFR | Data not provided | Data not provided | Data not provided | Orange hydrous ferric oxide (HFO) precipitate must be removed from the VFR and sent to landfill for disposal | Sometimes effluent concentrations of Cu, Mn, Ni were higher than influent. VFR did not have a significant effect on Cu, Ni, and Mn. Al and Hg were not consistently detected in effluent. VFR consistently removed Ar and Fe and generally removed Cobalt. Water from the VFR enters the wetland for vegetative uptake. Excess water during the rainy season enters an infiltration trench which minimizes discharge to downstream surface water. Results for wetland performance were not available. | Effluent flow data not collected in 2023. Flow ranges for effluent in Flow Rate column BH do not include 2023 flows. Results for wetland performance were not available.
Annual Operations, Monitoring, and Maintenance Report Reed Mine Lower Lake, CA | REED MERCURY MINE | CAD982399990 | N/A | N/A | Vertical Flow Reactor | Data not provided | Vertical Flow Reactor (VFR) | Semi-passive | Vertical Flow Reactor (VFR) | No pre-treatment | Old Lower Reed Adit | Y | VFR component of combined VFR/wetland system | Two-cell vertical flow reactor fed by collector pipe that delivers mine water from adit. Small wetland area receives treated water. | Central California, regular maintenance to prevent clogging in collector pipe | Mine adit with approximately 0.5 gpm discharge | 2021-2023 | Lead | Pb, dissolved | µg/L | N | N/A |  |  |  | <0.849 | <0.849 | Not Applicable | [6 empty] | Data not provided | Data not provided | Data not provided | Data not provided | Data not provided | Data not provided | Data not provided | Data not provided | Data not provided | Influent | 5.9–7.5 | Data not provided | N/A | 14.1–22.5 | °C | 61–70 | °F | Data not provided | N/A | Data not provided | N/A | 1,937–4,080 | µS/cm | None | N/A | Data not provided | Data not provided | Data not provided | Data not provided | 0.4–2.65 | gpm | Unclear | Objective is to "reduce Al, Co, Fe, Mn, Hg, and Ni concentrations so that infiltration of treated water would minimize any water quality impacts in downstream surface water." Results vary by year "The system is functioning as intended and is effective at reducing the constituents of concern" in 2022, but "did not have a significant effect on Cu, Ni and Mn" in 2023 | Quarterly maintenance needed for the system to function as designed. Metals precipitate can clog collection pipe. Some wildlife mortality when amphibians are trapped in VFR | Data not provided | Data not provided | Data not provided | Orange hydrous ferric oxide (HFO) precipitate must be removed from the VFR and sent to landfill for disposal | Sometimes effluent concentrations of Cu, Mn, Ni were higher than influent. VFR did not have a significant effect on Cu, Ni, and Mn. Al and Hg were not consistently detected in effluent. VFR consistently removed Ar and Fe and generally removed Cobalt. Water from the VFR enters the wetland for vegetative uptake. Excess water during the rainy season enters an infiltration trench which minimizes discharge to downstream surface water. Results for wetland performance were not available. | Effluent flow data not collected in 2023. Flow ranges for effluent in Flow Rate column BH do not include 2023 flows. Results for wetland performance were not available.
Annual Operations, Monitoring, and Maintenance Report Reed Mine Lower Lake, CA | REED MERCURY MINE | CAD982399990 | N/A | N/A | Vertical Flow Reactor | Data not provided | Vertical Flow Reactor (VFR) | Semi-passive | Vertical Flow Reactor (VFR) | No pre-treatment | Old Lower Reed Adit | Y | VFR component of combined VFR/wetland system | Two-cell vertical flow reactor fed by collector pipe that delivers mine water from adit. Small wetland area receives treated water. | Central California, regular maintenance to prevent clogging in collector pipe | Mine adit with approximately 0.5 gpm discharge | 2021-2023 | Lead | Pb, dissolved | µg/L | N | N/A | [6 empty] | <0.849 | <0.849 | Not Applicable |  |  |  | Data not provided | Data not provided | Data not provided | Data not provided | Data not provided | Data not provided | Data not provided | Data not provided | Data not provided | Effluent | 6.8–8.9 | Data not provided | N/A | 10.4–24.3 | °C | 61–70 | °F | Data not provided | N/A | Data not provided | N/A | 1,984–3,940 | µS/cm | None | N/A | Data not provided | Data not provided | Data not provided | Data not provided | 0.4–0.6 | gpm | Unclear | Objective is to "reduce Al, Co, Fe, Mn, Hg, and Ni concentrations so that infiltration of treated water would minimize any water quality impacts in downstream surface water." Results vary by year "The system is functioning as intended and is effective at reducing the constituents of concern" in 2022, but "did not have a significant effect on Cu, Ni and Mn" in 2023 | Quarterly maintenance needed for the system to function as designed. Metals precipitate can clog collection pipe. Some wildlife mortality when amphibians are trapped in VFR | Data not provided | Data not provided | Data not provided | Orange hydrous ferric oxide (HFO) precipitate must be removed from the VFR and sent to landfill for disposal | Sometimes effluent concentrations of Cu, Mn, Ni were higher than influent. VFR did not have a significant effect on Cu, Ni, and Mn. Al and Hg were not consistently detected in effluent. VFR consistently removed Ar and Fe and generally removed Cobalt. Water from the VFR enters the wetland for vegetative uptake. Excess water during the rainy season enters an infiltration trench which minimizes discharge to downstream surface water. Results for wetland performance were not available. | Effluent flow data not collected in 2023. Flow ranges for effluent in Flow Rate column BH do not include 2023 flows. Results for wetland performance were not available.
Annual Operations, Monitoring, and Maintenance Report Reed Mine Lower Lake, CA | REED MERCURY MINE | CAD982399990 | N/A | N/A | Vertical Flow Reactor | Data not provided | Vertical Flow Reactor (VFR) | Semi-passive | Vertical Flow Reactor (VFR) | No pre-treatment | Old Lower Reed Adit | Y | VFR component of combined VFR/wetland system | Two-cell vertical flow reactor fed by collector pipe that delivers mine water from adit. Small wetland area receives treated water. | Central California, regular maintenance to prevent clogging in collector pipe | Mine adit with approximately 0.5 gpm discharge | 2021-2023 | Lead | Pb, dissolved | µg/L | N | N/A | [9 empty] | <0.849 | <0.849 | Not Applicable | Data not provided | Data not provided | Data not provided | Data not provided | Data not provided | Data not provided | Data not provided | Data not provided | Data not provided | Effluent | 6.8–8.9 | Data not provided | N/A | 10.4–24.3 | °C | 61–70 | °F | Data not provided | N/A | Data not provided | N/A | 1,984–3,940 | µS/cm | None | N/A | Data not provided | Data not provided | Data not provided | Data not provided | 0.4–0.6 | gpm | Unclear | Objective is to "reduce Al, Co, Fe, Mn, Hg, and Ni concentrations so that infiltration of treated water would minimize any water quality impacts in downstream surface water." Results vary by year "The system is functioning as intended and is effective at reducing the constituents of concern" in 2022, but "did not have a significant effect on Cu, Ni and Mn" in 2023 | Quarterly maintenance needed for the system to function as designed. Metals precipitate can clog collection pipe. Some wildlife mortality when amphibians are trapped in VFR | Data not provided | Data not provided | Data not provided | Orange hydrous ferric oxide (HFO) precipitate must be removed from the VFR and sent to landfill for disposal | Sometimes effluent concentrations of Cu, Mn, Ni were higher than influent. VFR did not have a significant effect on Cu, Ni, and Mn. Al and Hg were not consistently detected in effluent. VFR consistently removed Ar and Fe and generally removed Cobalt. Water from the VFR enters the wetland for vegetative uptake. Excess water during the rainy season enters an infiltration trench which minimizes discharge to downstream surface water. Results for wetland performance were not available. | Effluent flow data not collected in 2023. Flow ranges for effluent in Flow Rate column BH do not include 2023 flows. Results for wetland performance were not available.
Annual Operations, Monitoring, and Maintenance Report Reed Mine Lower Lake, CA | REED MERCURY MINE | CAD982399990 | N/A | N/A | Vertical Flow Reactor | Data not provided | Vertical Flow Reactor (VFR) | Semi-passive | Vertical Flow Reactor (VFR) | No pre-treatment | Old Lower Reed Adit | Y | VFR component of combined VFR/wetland system | Two-cell vertical flow reactor fed by collector pipe that delivers mine water from adit. Small wetland area receives treated water. | Central California, regular maintenance to prevent clogging in collector pipe | Mine adit with approximately 0.5 gpm discharge | 2021-2023 | Manganese | Mn, dissolved | µg/L | N | N/A | 1690 | 1880 | -11.2426 | [9 empty] | Data not provided | Data not provided | Data not provided | Data not provided | Data not provided | Data not provided | Data not provided | Data not provided | 2022: 16–93% removal 2023: 14.4% removal to 11.2% increase | Influent | 7.5 | Data not provided | N/A | 16.7 | °C | 70 | °F | Data not provided | N/A | Data not provided | N/A | 4080 | µS/cm | None | N/A | Data not provided | Data not provided | Data not provided | Data not provided | 2.65 | gpm | Unclear | Objective is to "reduce Al, Co, Fe, Mn, Hg, and Ni concentrations so that infiltration of treated water would minimize any water quality impacts in downstream surface water." Results vary by year "The system is functioning as intended and is effective at reducing the constituents of concern" in 2022, but "did not have a significant effect on Cu, Ni and Mn" in 2023 | Quarterly maintenance needed for the system to function as designed. Metals precipitate can clog collection pipe. Some wildlife mortality when amphibians are trapped in VFR | Data not provided | Data not provided | Data not provided | Orange hydrous ferric oxide (HFO) precipitate must be removed from the VFR and sent to landfill for disposal | Sometimes effluent concentrations of Cu, Mn, Ni were higher than influent. VFR did not have a significant effect on Cu, Ni, and Mn. Al and Hg were not consistently detected in effluent. VFR consistently removed Ar and Fe and generally removed Cobalt. Water from the VFR enters the wetland for vegetative uptake. Excess water during the rainy season enters an infiltration trench which minimizes discharge to downstream surface water. Results for wetland performance were not available. | Effluent flow data not collected in 2023. Flow ranges for effluent in Flow Rate column BH do not include 2023 flows. Results for wetland performance were not available.
Annual Operations, Monitoring, and Maintenance Report Reed Mine Lower Lake, CA | REED MERCURY MINE | CAD982399990 | N/A | N/A | Vertical Flow Reactor | Data not provided | Vertical Flow Reactor (VFR) | Semi-passive | Vertical Flow Reactor (VFR) | No pre-treatment | Old Lower Reed Adit | Y | VFR component of combined VFR/wetland system | Two-cell vertical flow reactor fed by collector pipe that delivers mine water from adit. Small wetland area receives treated water. | Central California, regular maintenance to prevent clogging in collector pipe | Mine adit with approximately 0.5 gpm discharge | 2021-2023 | Manganese | Mn, dissolved | µg/L | N | N/A |  |  |  | 939 | 855 | 8.9457 | [6 empty] | Data not provided | Data not provided | Data not provided | Data not provided | Data not provided | Data not provided | Data not provided | Data not provided | 2022: 16-93% removal 2023: 14.4% removal to 11.2% increase | Influent | 6.4 | Data not provided | N/A | 16.5 | °C | 65 | °F | Data not provided | N/A | Data not provided | N/A | 2690 | µS/cm | None | N/A | Data not provided | Data not provided | Data not provided | Data not provided | 1.44 | gpm | Unclear | Objective is to "reduce Al, Co, Fe, Mn, Hg, and Ni concentrations so that infiltration of treated water would minimize any water quality impacts in downstream surface water." Results vary by year "The system is functioning as intended and is effective at reducing the constituents of concern" in 2022, but "did not have a significant effect on Cu, Ni and Mn" in 2023 | Quarterly maintenance needed for the system to function as designed. Metals precipitate can clog collection pipe. Some wildlife mortality when amphibians are trapped in VFR | Data not provided | Data not provided | Data not provided | Orange hydrous ferric oxide (HFO) precipitate must be removed from the VFR and sent to landfill for disposal | Sometimes effluent concentrations of Cu, Mn, Ni were higher than influent. VFR did not have a significant effect on Cu, Ni, and Mn. Al and Hg were not consistently detected in effluent. VFR consistently removed Ar and Fe and generally removed Cobalt. Water from the VFR enters the wetland for vegetative uptake. Excess water during the rainy season enters an infiltration trench which minimizes discharge to downstream surface water. Results for wetland performance were not available. | Effluent flow data not collected in 2023. Flow ranges for effluent in Flow Rate column BH do not include 2023 flows. Results for wetland performance were not available.
Annual Operations, Monitoring, and Maintenance Report Reed Mine Lower Lake, CA | REED MERCURY MINE | CAD982399990 | N/A | N/A | Vertical Flow Reactor | Data not provided | Vertical Flow Reactor (VFR) | Semi-passive | Vertical Flow Reactor (VFR) | No pre-treatment | Old Lower Reed Adit | Y | VFR component of combined VFR/wetland system | Two-cell vertical flow reactor fed by collector pipe that delivers mine water from adit. Small wetland area receives treated water. | Central California, regular maintenance to prevent clogging in collector pipe | Mine adit with approximately 0.5 gpm discharge | 2021-2023 | Manganese | Mn, dissolved | µg/L | N | N/A | [6 empty] | 1880 | 1690 | -11.2426 |  |  |  | Data not provided | Data not provided | Data not provided | Data not provided | Data not provided | Data not provided | Data not provided | Data not provided | 2022: 16-93% removal 2023: 14.4% removal to 11.2% increase | Effluent | 8.9 | Data not provided | N/A | 15.2 | °C | 70 | °F | Data not provided | N/A | Data not provided | N/A | 3100 | µS/cm | None | N/A | Data not provided | Data not provided | Data not provided | Data not provided | Data not provided | Data not provided | Unclear | Objective is to "reduce Al, Co, Fe, Mn, Hg, and Ni concentrations so that infiltration of treated water would minimize any water quality impacts in downstream surface water." Results vary by year "The system is functioning as intended and is effective at reducing the constituents of concern" in 2022, but "did not have a significant effect on Cu, Ni and Mn" in 2023 | Quarterly maintenance needed for the system to function as designed. Metals precipitate can clog collection pipe. Some wildlife mortality when amphibians are trapped in VFR | Data not provided | Data not provided | Data not provided | Orange hydrous ferric oxide (HFO) precipitate must be removed from the VFR and sent to landfill for disposal | Sometimes effluent concentrations of Cu, Mn, Ni were higher than influent. VFR did not have a significant effect on Cu, Ni, and Mn. Al and Hg were not consistently detected in effluent. VFR consistently removed Ar and Fe and generally removed Cobalt. Water from the VFR enters the wetland for vegetative uptake. Excess water during the rainy season enters an infiltration trench which minimizes discharge to downstream surface water. Results for wetland performance were not available. | Effluent flow data not collected in 2023. Flow ranges for effluent in Flow Rate column BH do not include 2023 flows. Results for wetland performance were not available.
Annual Operations, Monitoring, and Maintenance Report Reed Mine Lower Lake, CA | REED MERCURY MINE | CAD982399990 | N/A | N/A | Vertical Flow Reactor | Data not provided | Vertical Flow Reactor (VFR) | Semi-passive | Vertical Flow Reactor (VFR) | No pre-treatment | Old Lower Reed Adit | Y | VFR component of combined VFR/wetland system | Two-cell vertical flow reactor fed by collector pipe that delivers mine water from adit. Small wetland area receives treated water. | Central California, regular maintenance to prevent clogging in collector pipe | Mine adit with approximately 0.5 gpm discharge | 2021-2023 | Manganese | Mn, dissolved | µg/L | N | N/A | [9 empty] | 72 | 982 | 92.668 | Data not provided | Data not provided | Data not provided | Data not provided | Data not provided | Data not provided | Data not provided | Data not provided | 2022: 16-93% removal 2023: 14.4% removal to 11.2% increase | Effluent | 6.8 | Data not provided | N/A | 17.3 | °C | Data not provided | N/A | Data not provided | N/A | Data not provided | N/A | 1984 | µS/cm | None | N/A | Data not provided | Data not provided | Data not provided | Data not provided | 0.5 | gpm | Unclear | Objective is to "reduce Al, Co, Fe, Mn, Hg, and Ni concentrations so that infiltration of treated water would minimize any water quality impacts in downstream surface water." Results vary by year "The system is functioning as intended and is effective at reducing the constituents of concern" in 2022, but "did not have a significant effect on Cu, Ni and Mn" in 2023 | Quarterly maintenance needed for the system to function as designed. Metals precipitate can clog collection pipe. Some wildlife mortality when amphibians are trapped in VFR | Data not provided | Data not provided | Data not provided | Orange hydrous ferric oxide (HFO) precipitate must be removed from the VFR and sent to landfill for disposal | Sometimes effluent concentrations of Cu, Mn, Ni were higher than influent. VFR did not have a significant effect on Cu, Ni, and Mn. Al and Hg were not consistently detected in effluent. VFR consistently removed Ar and Fe and generally removed Cobalt. Water from the VFR enters the wetland for vegetative uptake. Excess water during the rainy season enters an infiltration trench which minimizes discharge to downstream surface water. Results for wetland performance were not available. | Effluent flow data not collected in 2023. Flow ranges for effluent in Flow Rate column BH do not include 2023 flows. Results for wetland performance were not available.
Annual Operations, Monitoring, and Maintenance Report Reed Mine Lower Lake, CA | REED MERCURY MINE | CAD982399990 | N/A | N/A | Vertical Flow Reactor | Data not provided | Vertical Flow Reactor (VFR) | Semi-passive | Vertical Flow Reactor (VFR) | No pre-treatment | Old Lower Reed Adit | Y | VFR component of combined VFR/wetland system | Two-cell vertical flow reactor fed by collector pipe that delivers mine water from adit. Small wetland area receives treated water. | Central California, regular maintenance to prevent clogging in collector pipe | Mine adit with approximately 0.5 gpm discharge | 2021-2023 | Mercury | Hg, dissolved | µg/L | N | N/A | 0.133 | <0.100 | 62.406 | [9 empty] | Data not provided | Data not provided | Data not provided | Data not provided | Data not provided | Data not provided | Data not provided | Data not provided | Data not provided | Influent | 6.4 | Data not provided | N/A | 14.1 | °C | Data not provided | N/A | Data not provided | N/A | Data not provided | N/A | 2264 | µS/cm | None | N/A | Data not provided | Data not provided | Data not provided | Data not provided | 0.6 | gpm | Unclear | Objective is to "reduce Al, Co, Fe, Mn, Hg, and Ni concentrations so that infiltration of treated water would minimize any water quality impacts in downstream surface water." Results vary by year "The system is functioning as intended and is effective at reducing the constituents of concern" in 2022, but "did not have a significant effect on Cu, Ni and Mn" in 2023 | Quarterly maintenance needed for the system to function as designed. Metals precipitate can clog collection pipe. Some wildlife mortality when amphibians are trapped in VFR | Data not provided | Data not provided | Data not provided | Orange hydrous ferric oxide (HFO) precipitate must be removed from the VFR and sent to landfill for disposal | Sometimes effluent concentrations of Cu, Mn, Ni were higher than influent. VFR did not have a significant effect on Cu, Ni, and Mn. Al and Hg were not consistently detected in effluent. VFR consistently removed Ar and Fe and generally removed Cobalt. Water from the VFR enters the wetland for vegetative uptake. Excess water during the rainy season enters an infiltration trench which minimizes discharge to downstream surface water. Results for wetland performance were not available. | Effluent flow data not collected in 2023. Flow ranges for effluent in Flow Rate column BH do not include 2023 flows. Results for wetland performance were not available.
Annual Operations, Monitoring, and Maintenance Report Reed Mine Lower Lake, CA | REED MERCURY MINE | CAD982399990 | N/A | N/A | Vertical Flow Reactor | Data not provided | Vertical Flow Reactor (VFR) | Semi-passive | Vertical Flow Reactor (VFR) | No pre-treatment | Old Lower Reed Adit | Y | VFR component of combined VFR/wetland system | Two-cell vertical flow reactor fed by collector pipe that delivers mine water from adit. Small wetland area receives treated water. | Central California, regular maintenance to prevent clogging in collector pipe | Mine adit with approximately 0.5 gpm discharge | 2021-2023 | Mercury | Hg, dissolved | µg/L | N | N/A |  |  |  | <0.100 | <0.100 | Not Applicable | [6 empty] | Data not provided | Data not provided | Data not provided | Data not provided | Data not provided | Data not provided | Data not provided | Data not provided | Data not provided | Influent | 5.9–7.5 | Data not provided | N/A | 14.9–22.5 | °C | 61–70 | °F | Data not provided | N/A | Data not provided | N/A | 1,937–4,080 | µS/cm | None | N/A | Data not provided | Data not provided | Data not provided | Data not provided | 0.4–2.65 | gpm | Unclear | Objective is to "reduce Al, Co, Fe, Mn, Hg, and Ni concentrations so that infiltration of treated water would minimize any water quality impacts in downstream surface water." Results vary by year "The system is functioning as intended and is effective at reducing the constituents of concern" in 2022, but "did not have a significant effect on Cu, Ni and Mn" in 2023 | Quarterly maintenance needed for the system to function as designed. Metals precipitate can clog collection pipe. Some wildlife mortality when amphibians are trapped in VFR | Data not provided | Data not provided | Data not provided | Orange hydrous ferric oxide (HFO) precipitate must be removed from the VFR and sent to landfill for disposal | Sometimes effluent concentrations of Cu, Mn, Ni were higher than influent. VFR did not have a significant effect on Cu, Ni, and Mn. Al and Hg were not consistently detected in effluent. VFR consistently removed Ar and Fe and generally removed Cobalt. Water from the VFR enters the wetland for vegetative uptake. Excess water during the rainy season enters an infiltration trench which minimizes discharge to downstream surface water. Results for wetland performance were not available. | Effluent flow data not collected in 2023. Flow ranges for effluent in Flow Rate column BH do not include 2023 flows. Results for wetland performance were not available.
Annual Operations, Monitoring, and Maintenance Report Reed Mine Lower Lake, CA | REED MERCURY MINE | CAD982399990 | N/A | N/A | Vertical Flow Reactor | Data not provided | Vertical Flow Reactor (VFR) | Semi-passive | Vertical Flow Reactor (VFR) | No pre-treatment | Old Lower Reed Adit | Y | VFR component of combined VFR/wetland system | Two-cell vertical flow reactor fed by collector pipe that delivers mine water from adit. Small wetland area receives treated water. | Central California, regular maintenance to prevent clogging in collector pipe | Mine adit with approximately 0.5 gpm discharge | 2021-2023 | Mercury | Hg, dissolved | µg/L | N | N/A | [6 empty] | <0.100 | <0.100–0.133 | Not Applicable |  |  |  | Data not provided | Data not provided | Data not provided | Data not provided | Data not provided | Data not provided | Data not provided | Data not provided | Data not provided | Effluent | 6.8–8.9 | Data not provided | N/A | 10.4–24.3 | °C | 61–70 | °F | Data not provided | N/A | Data not provided | N/A | 1,984–3,940 | µS/cm | None | N/A | Data not provided | Data not provided | Data not provided | Data not provided | 0.4–0.6 | gpm | Unclear | Objective is to "reduce Al, Co, Fe, Mn, Hg, and Ni concentrations so that infiltration of treated water would minimize any water quality impacts in downstream surface water." Results vary by year "The system is functioning as intended and is effective at reducing the constituents of concern" in 2022, but "did not have a significant effect on Cu, Ni and Mn" in 2023 | Quarterly maintenance needed for the system to function as designed. Metals precipitate can clog collection pipe. Some wildlife mortality when amphibians are trapped in VFR | Data not provided | Data not provided | Data not provided | Orange hydrous ferric oxide (HFO) precipitate must be removed from the VFR and sent to landfill for disposal | Sometimes effluent concentrations of Cu, Mn, Ni were higher than influent. VFR did not have a significant effect on Cu, Ni, and Mn. Al and Hg were not consistently detected in effluent. VFR consistently removed Ar and Fe and generally removed Cobalt. Water from the VFR enters the wetland for vegetative uptake. Excess water during the rainy season enters an infiltration trench which minimizes discharge to downstream surface water. Results for wetland performance were not available. | Effluent flow data not collected in 2023. Flow ranges for effluent in Flow Rate column BH do not include 2023 flows. Results for wetland performance were not available.
Annual Operations, Monitoring, and Maintenance Report Reed Mine Lower Lake, CA | REED MERCURY MINE | CAD982399990 | N/A | N/A | Vertical Flow Reactor | Data not provided | Vertical Flow Reactor (VFR) | Semi-passive | Vertical Flow Reactor (VFR) | No pre-treatment | Old Lower Reed Adit | Y | VFR component of combined VFR/wetland system | Two-cell vertical flow reactor fed by collector pipe that delivers mine water from adit. Small wetland area receives treated water. | Central California, regular maintenance to prevent clogging in collector pipe | Mine adit with approximately 0.5 gpm discharge | 2021-2023 | Mercury | Hg, dissolved | µg/L | N | N/A | [9 empty] | <0.100 | <0.100–0.133 | Not Applicable | Data not provided | Data not provided | Data not provided | Data not provided | Data not provided | Data not provided | Data not provided | Data not provided | Data not provided | Effluent | 6.8–8.9 | Data not provided | N/A | 10.4–24.3 | °C | 61–70 | °F | Data not provided | N/A | Data not provided | N/A | 1,984–3,940 | µS/cm | None | N/A | Data not provided | Data not provided | Data not provided | Data not provided | 0.4–0.6 | gpm | Unclear | Objective is to "reduce Al, Co, Fe, Mn, Hg, and Ni concentrations so that infiltration of treated water would minimize any water quality impacts in downstream surface water." Results vary by year "The system is functioning as intended and is effective at reducing the constituents of concern" in 2022, but "did not have a significant effect on Cu, Ni and Mn" in 2023 | Quarterly maintenance needed for the system to function as designed. Metals precipitate can clog collection pipe. Some wildlife mortality when amphibians are trapped in VFR | Data not provided | Data not provided | Data not provided | Orange hydrous ferric oxide (HFO) precipitate must be removed from the VFR and sent to landfill for disposal | Sometimes effluent concentrations of Cu, Mn, Ni were higher than influent. VFR did not have a significant effect on Cu, Ni, and Mn. Al and Hg were not consistently detected in effluent. VFR consistently removed Ar and Fe and generally removed Cobalt. Water from the VFR enters the wetland for vegetative uptake. Excess water during the rainy season enters an infiltration trench which minimizes discharge to downstream surface water. Results for wetland performance were not available. | Effluent flow data not collected in 2023. Flow ranges for effluent in Flow Rate column BH do not include 2023 flows. Results for wetland performance were not available.
Annual Operations, Monitoring, and Maintenance Report Reed Mine Lower Lake, CA | REED MERCURY MINE | CAD982399990 | N/A | N/A | Vertical Flow Reactor | Data not provided | Vertical Flow Reactor (VFR) | Semi-passive | Vertical Flow Reactor (VFR) | No pre-treatment | Old Lower Reed Adit | Y | VFR component of combined VFR/wetland system | Two-cell vertical flow reactor fed by collector pipe that delivers mine water from adit. Small wetland area receives treated water. | Central California, regular maintenance to prevent clogging in collector pipe | Mine adit with approximately 0.5 gpm discharge | 2021-2023 | Molybdenum | Mo, dissolved | µg/L | N | N/A | <1.16 | <1.16–1.53 | Not Applicable | [9 empty] | Data not provided | Data not provided | Data not provided | Data not provided | Data not provided | Data not provided | Data not provided | Data not provided | Data not provided | Influent | 5.9–7.5 | Data not provided | N/A | 14.1–22.5 | °C | 61–70 | °F | Data not provided | N/A | Data not provided | N/A | 1,937–4,080 | µS/cm | None | N/A | Data not provided | Data not provided | Data not provided | Data not provided | 0.4–2.65 | gpm | Unclear | Objective is to "reduce Al, Co, Fe, Mn, Hg, and Ni concentrations so that infiltration of treated water would minimize any water quality impacts in downstream surface water." Results vary by year "The system is functioning as intended and is effective at reducing the constituents of concern" in 2022, but "did not have a significant effect on Cu, Ni and Mn" in 2023 | Quarterly maintenance needed for the system to function as designed. Metals precipitate can clog collection pipe. Some wildlife mortality when amphibians are trapped in VFR | Data not provided | Data not provided | Data not provided | Orange hydrous ferric oxide (HFO) precipitate must be removed from the VFR and sent to landfill for disposal | Sometimes effluent concentrations of Cu, Mn, Ni were higher than influent. VFR did not have a significant effect on Cu, Ni, and Mn. Al and Hg were not consistently detected in effluent. VFR consistently removed Ar and Fe and generally removed Cobalt. Water from the VFR enters the wetland for vegetative uptake. Excess water during the rainy season enters an infiltration trench which minimizes discharge to downstream surface water. Results for wetland performance were not available. | Effluent flow data not collected in 2023. Flow ranges for effluent in Flow Rate column BH do not include 2023 flows. Results for wetland performance were not available.
Annual Operations, Monitoring, and Maintenance Report Reed Mine Lower Lake, CA | REED MERCURY MINE | CAD982399990 | N/A | N/A | Vertical Flow Reactor | Data not provided | Vertical Flow Reactor (VFR) | Semi-passive | Vertical Flow Reactor (VFR) | No pre-treatment | Old Lower Reed Adit | Y | VFR component of combined VFR/wetland system | Two-cell vertical flow reactor fed by collector pipe that delivers mine water from adit. Small wetland area receives treated water. | Central California, regular maintenance to prevent clogging in collector pipe | Mine adit with approximately 0.5 gpm discharge | 2021-2023 | Molybdenum | Mo, dissolved | µg/L | N | N/A |  |  |  | 0.6 | 2.47–2.48 | (-)313.3 - (-)311.7 | [6 empty] | Data not provided | Data not provided | Data not provided | Data not provided | Data not provided | Data not provided | Data not provided | Data not provided | Data not provided | Influent | 6.98 | Data not provided | N/A | 14.9 | °C | Data not provided | N/A | Data not provided | N/A | Data not provided | N/A | 2715 | µS/cm | None | N/A | Data not provided | Data not provided | Data not provided | Data not provided | Data not provided | Data not provided | Unclear | Objective is to "reduce Al, Co, Fe, Mn, Hg, and Ni concentrations so that infiltration of treated water would minimize any water quality impacts in downstream surface water." Results vary by year "The system is functioning as intended and is effective at reducing the constituents of concern" in 2022, but "did not have a significant effect on Cu, Ni and Mn" in 2023 | Quarterly maintenance needed for the system to function as designed. Metals precipitate can clog collection pipe. Some wildlife mortality when amphibians are trapped in VFR | Data not provided | Data not provided | Data not provided | Orange hydrous ferric oxide (HFO) precipitate must be removed from the VFR and sent to landfill for disposal | Sometimes effluent concentrations of Cu, Mn, Ni were higher than influent. VFR did not have a significant effect on Cu, Ni, and Mn. Al and Hg were not consistently detected in effluent. VFR consistently removed Ar and Fe and generally removed Cobalt. Water from the VFR enters the wetland for vegetative uptake. Excess water during the rainy season enters an infiltration trench which minimizes discharge to downstream surface water. Results for wetland performance were not available. | Effluent flow data not collected in 2023. Flow ranges for effluent in Flow Rate column BH do not include 2023 flows. Results for wetland performance were not available.
Annual Operations, Monitoring, and Maintenance Report Reed Mine Lower Lake, CA | REED MERCURY MINE | CAD982399990 | N/A | N/A | Vertical Flow Reactor | Data not provided | Vertical Flow Reactor (VFR) | Semi-passive | Vertical Flow Reactor (VFR) | No pre-treatment | Old Lower Reed Adit | Y | VFR component of combined VFR/wetland system | Two-cell vertical flow reactor fed by collector pipe that delivers mine water from adit. Small wetland area receives treated water. | Central California, regular maintenance to prevent clogging in collector pipe | Mine adit with approximately 0.5 gpm discharge | 2021-2023 | Molybdenum | Mo, dissolved | µg/L | N | N/A | [6 empty] | 2.48 | 0.6 | -313.3333 |  |  |  | Data not provided | Data not provided | Data not provided | Data not provided | Data not provided | Data not provided | Data not provided | Data not provided | Data not provided | Effluent | 7.09 | Data not provided | N/A | 16.3 | °C | Data not provided | N/A | Data not provided | N/A | Data not provided | N/A | 2422 | µS/cm | None | N/A | Data not provided | Data not provided | Data not provided | Data not provided | Data not provided | Data not provided | Unclear | Objective is to "reduce Al, Co, Fe, Mn, Hg, and Ni concentrations so that infiltration of treated water would minimize any water quality impacts in downstream surface water." Results vary by year "The system is functioning as intended and is effective at reducing the constituents of concern" in 2022, but "did not have a significant effect on Cu, Ni and Mn" in 2023 | Quarterly maintenance needed for the system to function as designed. Metals precipitate can clog collection pipe. Some wildlife mortality when amphibians are trapped in VFR | Data not provided | Data not provided | Data not provided | Orange hydrous ferric oxide (HFO) precipitate must be removed from the VFR and sent to landfill for disposal | Sometimes effluent concentrations of Cu, Mn, Ni were higher than influent. VFR did not have a significant effect on Cu, Ni, and Mn. Al and Hg were not consistently detected in effluent. VFR consistently removed Ar and Fe and generally removed Cobalt. Water from the VFR enters the wetland for vegetative uptake. Excess water during the rainy season enters an infiltration trench which minimizes discharge to downstream surface water. Results for wetland performance were not available. | Effluent flow data not collected in 2023. Flow ranges for effluent in Flow Rate column BH do not include 2023 flows. Results for wetland performance were not available.
Annual Operations, Monitoring, and Maintenance Report Reed Mine Lower Lake, CA | REED MERCURY MINE | CAD982399990 | N/A | N/A | Vertical Flow Reactor | Data not provided | Vertical Flow Reactor (VFR) | Semi-passive | Vertical Flow Reactor (VFR) | No pre-treatment | Old Lower Reed Adit | Y | VFR component of combined VFR/wetland system | Two-cell vertical flow reactor fed by collector pipe that delivers mine water from adit. Small wetland area receives treated water. | Central California, regular maintenance to prevent clogging in collector pipe | Mine adit with approximately 0.5 gpm discharge | 2021-2023 | Molybdenum | Mo, dissolved | µg/L | N | N/A | [9 empty] | <1.16 | <1.16 | Not Applicable | Data not provided | Data not provided | Data not provided | Data not provided | Data not provided | Data not provided | Data not provided | Data not provided | Data not provided | Effluent | 6.8–8.9 | Data not provided | N/A | 10.4–24.3 | °C | 65–70 | °F | Data not provided | N/A | Data not provided | N/A | 1,984–3,940 | µS/cm | None | N/A | Data not provided | Data not provided | Data not provided | Data not provided | 0.4–0.6 | gpm | Unclear | Objective is to "reduce Al, Co, Fe, Mn, Hg, and Ni concentrations so that infiltration of treated water would minimize any water quality impacts in downstream surface water." Results vary by year "The system is functioning as intended and is effective at reducing the constituents of concern" in 2022, but "did not have a significant effect on Cu, Ni and Mn" in 2023 | Quarterly maintenance needed for the system to function as designed. Metals precipitate can clog collection pipe. Some wildlife mortality when amphibians are trapped in VFR | Data not provided | Data not provided | Data not provided | Orange hydrous ferric oxide (HFO) precipitate must be removed from the VFR and sent to landfill for disposal | Sometimes effluent concentrations of Cu, Mn, Ni were higher than influent. VFR did not have a significant effect on Cu, Ni, and Mn. Al and Hg were not consistently detected in effluent. VFR consistently removed Ar and Fe and generally removed Cobalt. Water from the VFR enters the wetland for vegetative uptake. Excess water during the rainy season enters an infiltration trench which minimizes discharge to downstream surface water. Results for wetland performance were not available. | Effluent flow data not collected in 2023. Flow ranges for effluent in Flow Rate column BH do not include 2023 flows. Results for wetland performance were not available.
Annual Operations, Monitoring, and Maintenance Report Reed Mine Lower Lake, CA | REED MERCURY MINE | CAD982399990 | N/A | N/A | Vertical Flow Reactor | Data not provided | Vertical Flow Reactor (VFR) | Semi-passive | Vertical Flow Reactor (VFR) | No pre-treatment | Old Lower Reed Adit | Y | VFR component of combined VFR/wetland system | Two-cell vertical flow reactor fed by collector pipe that delivers mine water from adit. Small wetland area receives treated water. | Central California, regular maintenance to prevent clogging in collector pipe | Mine adit with approximately 0.5 gpm discharge | 2021-2023 | Nickel | Ni, dissolved | µg/L | N | N/A | 1000 | 699 | 30.1 | [9 empty] | Data not provided | Data not provided | Data not provided | Data not provided | Data not provided | Data not provided | Data not provided | Data not provided | 2022: 24–66% 2023: 30.1% removal to 5.6% increase | Influent | 6.7 | Data not provided | N/A | 16.5 | °C | 70 | °F | Data not provided | N/A | Data not provided | N/A | 3510 | µS/cm | None | N/A | Data not provided | Data not provided | Data not provided | Data not provided | 1.21 | gpm | Unclear | Objective is to "reduce Al, Co, Fe, Mn, Hg, and Ni concentrations so that infiltration of treated water would minimize any water quality impacts in downstream surface water." Results vary by year "The system is functioning as intended and is effective at reducing the constituents of concern" in 2022, but "did not have a significant effect on Cu, Ni and Mn" in 2023 | Quarterly maintenance needed for the system to function as designed. Metals precipitate can clog collection pipe. Some wildlife mortality when amphibians are trapped in VFR | Data not provided | Data not provided | Data not provided | Orange hydrous ferric oxide (HFO) precipitate must be removed from the VFR and sent to landfill for disposal | Sometimes effluent concentrations of Cu, Mn, Ni were higher than influent. VFR did not have a significant effect on Cu, Ni, and Mn. Al and Hg were not consistently detected in effluent. VFR consistently removed Ar and Fe and generally removed Cobalt. Water from the VFR enters the wetland for vegetative uptake. Excess water during the rainy season enters an infiltration trench which minimizes discharge to downstream surface water. Results for wetland performance were not available. | Effluent flow data not collected in 2023. Flow ranges for effluent in Flow Rate column BH do not include 2023 flows. Results for wetland performance were not available.
Annual Operations, Monitoring, and Maintenance Report Reed Mine Lower Lake, CA | REED MERCURY MINE | CAD982399990 | N/A | N/A | Vertical Flow Reactor | Data not provided | Vertical Flow Reactor (VFR) | Semi-passive | Vertical Flow Reactor (VFR) | No pre-treatment | Old Lower Reed Adit | Y | VFR component of combined VFR/wetland system | Two-cell vertical flow reactor fed by collector pipe that delivers mine water from adit. Small wetland area receives treated water. | Central California, regular maintenance to prevent clogging in collector pipe | Mine adit with approximately 0.5 gpm discharge | 2021-2023 | Nickel | Ni, dissolved | µg/L | N | N/A |  |  |  | 723 | 314–335 | 53.7 - 56.6 | [6 empty] | Data not provided | Data not provided | Data not provided | Data not provided | Data not provided | Data not provided | Data not provided | Data not provided | 2022: 24–66% 2023: 30.1% removal to 5.6% increase | Influent | 6.98 | Data not provided | N/A | 14.9 | °C | Data not provided | N/A | Data not provided | N/A | Data not provided | N/A | 2715 | µS/cm | None | N/A | Data not provided | Data not provided | Data not provided | Data not provided | Data not provided | Data not provided | Unclear | Objective is to "reduce Al, Co, Fe, Mn, Hg, and Ni concentrations so that infiltration of treated water would minimize any water quality impacts in downstream surface water." Results vary by year "The system is functioning as intended and is effective at reducing the constituents of concern" in 2022, but "did not have a significant effect on Cu, Ni and Mn" in 2023 | Quarterly maintenance needed for the system to function as designed. Metals precipitate can clog collection pipe. Some wildlife mortality when amphibians are trapped in VFR | Data not provided | Data not provided | Data not provided | Orange hydrous ferric oxide (HFO) precipitate must be removed from the VFR and sent to landfill for disposal | Sometimes effluent concentrations of Cu, Mn, Ni were higher than influent. VFR did not have a significant effect on Cu, Ni, and Mn. Al and Hg were not consistently detected in effluent. VFR consistently removed Ar and Fe and generally removed Cobalt. Water from the VFR enters the wetland for vegetative uptake. Excess water during the rainy season enters an infiltration trench which minimizes discharge to downstream surface water. Results for wetland performance were not available. | Effluent flow data not collected in 2023. Flow ranges for effluent in Flow Rate column BH do not include 2023 flows. Results for wetland performance were not available.
Annual Operations, Monitoring, and Maintenance Report Reed Mine Lower Lake, CA | REED MERCURY MINE | CAD982399990 | N/A | N/A | Vertical Flow Reactor | Data not provided | Vertical Flow Reactor (VFR) | Semi-passive | Vertical Flow Reactor (VFR) | No pre-treatment | Old Lower Reed Adit | Y | VFR component of combined VFR/wetland system | Two-cell vertical flow reactor fed by collector pipe that delivers mine water from adit. Small wetland area receives treated water. | Central California, regular maintenance to prevent clogging in collector pipe | Mine adit with approximately 0.5 gpm discharge | 2021-2023 | Nickel | Ni, dissolved | µg/L | N | N/A | [6 empty] | 1130 | 959 | -17.8311 |  |  |  | Data not provided | Data not provided | Data not provided | Data not provided | Data not provided | Data not provided | Data not provided | Data not provided | 2022: 24–66% 2023: 30.1% removal to 5.6% increase | Effluent | 7.23 | Data not provided | N/A | 10.4 | °C | Data not provided | N/A | Data not provided | N/A | Data not provided | N/A | 2336 | µS/cm | None | N/A | Data not provided | Data not provided | Data not provided | Data not provided | 0.6 | gpm | Unclear | Objective is to "reduce Al, Co, Fe, Mn, Hg, and Ni concentrations so that infiltration of treated water would minimize any water quality impacts in downstream surface water." Results vary by year "The system is functioning as intended and is effective at reducing the constituents of concern" in 2022, but "did not have a significant effect on Cu, Ni and Mn" in 2023 | Quarterly maintenance needed for the system to function as designed. Metals precipitate can clog collection pipe. Some wildlife mortality when amphibians are trapped in VFR | Data not provided | Data not provided | Data not provided | Orange hydrous ferric oxide (HFO) precipitate must be removed from the VFR and sent to landfill for disposal | Sometimes effluent concentrations of Cu, Mn, Ni were higher than influent. VFR did not have a significant effect on Cu, Ni, and Mn. Al and Hg were not consistently detected in effluent. VFR consistently removed Ar and Fe and generally removed Cobalt. Water from the VFR enters the wetland for vegetative uptake. Excess water during the rainy season enters an infiltration trench which minimizes discharge to downstream surface water. Results for wetland performance were not available. | Effluent flow data not collected in 2023. Flow ranges for effluent in Flow Rate column BH do not include 2023 flows. Results for wetland performance were not available.
Annual Operations, Monitoring, and Maintenance Report Reed Mine Lower Lake, CA | REED MERCURY MINE | CAD982399990 | N/A | N/A | Vertical Flow Reactor | Data not provided | Vertical Flow Reactor (VFR) | Semi-passive | Vertical Flow Reactor (VFR) | No pre-treatment | Old Lower Reed Adit | Y | VFR component of combined VFR/wetland system | Two-cell vertical flow reactor fed by collector pipe that delivers mine water from adit. Small wetland area receives treated water. | Central California, regular maintenance to prevent clogging in collector pipe | Mine adit with approximately 0.5 gpm discharge | 2021-2023 | Nickel | Ni, dissolved | µg/L | N | N/A | [9 empty] | 251 | 745 | 66.3087 | Data not provided | Data not provided | Data not provided | Data not provided | Data not provided | Data not provided | Data not provided | Data not provided | 2022: 24–66% 2023: 30.1% removal to 5.6% increase | Effluent | 7.1 | Data not provided | N/A | 24.3 | °C | Data not provided | N/A | Data not provided | N/A | Data not provided | N/A | 2390 | µS/cm | None | N/A | Data not provided | Data not provided | Data not provided | Data not provided | Data not provided | Data not provided | Unclear | Objective is to "reduce Al, Co, Fe, Mn, Hg, and Ni concentrations so that infiltration of treated water would minimize any water quality impacts in downstream surface water." Results vary by year "The system is functioning as intended and is effective at reducing the constituents of concern" in 2022, but "did not have a significant effect on Cu, Ni and Mn" in 2023 | Quarterly maintenance needed for the system to function as designed. Metals precipitate can clog collection pipe. Some wildlife mortality when amphibians are trapped in VFR | Data not provided | Data not provided | Data not provided | Orange hydrous ferric oxide (HFO) precipitate must be removed from the VFR and sent to landfill for disposal | Sometimes effluent concentrations of Cu, Mn, Ni were higher than influent. VFR did not have a significant effect on Cu, Ni, and Mn. Al and Hg were not consistently detected in effluent. VFR consistently removed Ar and Fe and generally removed Cobalt. Water from the VFR enters the wetland for vegetative uptake. Excess water during the rainy season enters an infiltration trench which minimizes discharge to downstream surface water. Results for wetland performance were not available. | Effluent flow data not collected in 2023. Flow ranges for effluent in Flow Rate column BH do not include 2023 flows. Results for wetland performance were not available.
Annual Operations, Monitoring, and Maintenance Report Reed Mine Lower Lake, CA | REED MERCURY MINE | CAD982399990 | N/A | N/A | Vertical Flow Reactor | Data not provided | Vertical Flow Reactor (VFR) | Semi-passive | Vertical Flow Reactor (VFR) | No pre-treatment | Old Lower Reed Adit | Y | VFR component of combined VFR/wetland system | Two-cell vertical flow reactor fed by collector pipe that delivers mine water from adit. Small wetland area receives treated water. | Central California, regular maintenance to prevent clogging in collector pipe | Mine adit with approximately 0.5 gpm discharge | 2021-2023 | Selenium | Se, dissolved | µg/L | N | N/A | <0.300 | <0.300–0.604 | Not Applicable | [9 empty] | Data not provided | Data not provided | Data not provided | Data not provided | Data not provided | Data not provided | Data not provided | Data not provided | Data not provided | Influent | 5.9–7.5 | Data not provided | N/A | 14.1–22.5 | °C | 61–70 | °F | Data not provided | N/A | Data not provided | N/A | 1,937–4,080 | µS/cm | None | N/A | Data not provided | Data not provided | Data not provided | Data not provided | 0.4–2.65 | gpm | Unclear | Objective is to "reduce Al, Co, Fe, Mn, Hg, and Ni concentrations so that infiltration of treated water would minimize any water quality impacts in downstream surface water." Results vary by year "The system is functioning as intended and is effective at reducing the constituents of concern" in 2022, but "did not have a significant effect on Cu, Ni and Mn" in 2023 | Quarterly maintenance needed for the system to function as designed. Metals precipitate can clog collection pipe. Some wildlife mortality when amphibians are trapped in VFR | Data not provided | Data not provided | Data not provided | Orange hydrous ferric oxide (HFO) precipitate must be removed from the VFR and sent to landfill for disposal | Sometimes effluent concentrations of Cu, Mn, Ni were higher than influent. VFR did not have a significant effect on Cu, Ni, and Mn. Al and Hg were not consistently detected in effluent. VFR consistently removed Ar and Fe and generally removed Cobalt. Water from the VFR enters the wetland for vegetative uptake. Excess water during the rainy season enters an infiltration trench which minimizes discharge to downstream surface water. Results for wetland performance were not available. | Effluent flow data not collected in 2023. Flow ranges for effluent in Flow Rate column BH do not include 2023 flows. Results for wetland performance were not available.
Annual Operations, Monitoring, and Maintenance Report Reed Mine Lower Lake, CA | REED MERCURY MINE | CAD982399990 | N/A | N/A | Vertical Flow Reactor | Data not provided | Vertical Flow Reactor (VFR) | Semi-passive | Vertical Flow Reactor (VFR) | No pre-treatment | Old Lower Reed Adit | Y | VFR component of combined VFR/wetland system | Two-cell vertical flow reactor fed by collector pipe that delivers mine water from adit. Small wetland area receives treated water. | Central California, regular maintenance to prevent clogging in collector pipe | Mine adit with approximately 0.5 gpm discharge | 2021-2023 | Selenium | Se, dissolved | µg/L | N | N/A |  |  |  | <0.300 | <0.300–0.604 | Not Applicable | [6 empty] | Data not provided | Data not provided | Data not provided | Data not provided | Data not provided | Data not provided | Data not provided | Data not provided | Data not provided | Influent | 5.9–7.5 | Data not provided | N/A | 14.1–22.5 | °C | 61–70 | °F | Data not provided | N/A | Data not provided | N/A | 1,937–4,080 | µS/cm | None | N/A | Data not provided | Data not provided | Data not provided | Data not provided | 0.4–2.65 | gpm | Unclear | Objective is to "reduce Al, Co, Fe, Mn, Hg, and Ni concentrations so that infiltration of treated water would minimize any water quality impacts in downstream surface water." Results vary by year "The system is functioning as intended and is effective at reducing the constituents of concern" in 2022, but "did not have a significant effect on Cu, Ni and Mn" in 2023 | Quarterly maintenance needed for the system to function as designed. Metals precipitate can clog collection pipe. Some wildlife mortality when amphibians are trapped in VFR | Data not provided | Data not provided | Data not provided | Orange hydrous ferric oxide (HFO) precipitate must be removed from the VFR and sent to landfill for disposal | Sometimes effluent concentrations of Cu, Mn, Ni were higher than influent. VFR did not have a significant effect on Cu, Ni, and Mn. Al and Hg were not consistently detected in effluent. VFR consistently removed Ar and Fe and generally removed Cobalt. Water from the VFR enters the wetland for vegetative uptake. Excess water during the rainy season enters an infiltration trench which minimizes discharge to downstream surface water. Results for wetland performance were not available. | Effluent flow data not collected in 2023. Flow ranges for effluent in Flow Rate column BH do not include 2023 flows. Results for wetland performance were not available.
Annual Operations, Monitoring, and Maintenance Report Reed Mine Lower Lake, CA | REED MERCURY MINE | CAD982399990 | N/A | N/A | Vertical Flow Reactor | Data not provided | Vertical Flow Reactor (VFR) | Semi-passive | Vertical Flow Reactor (VFR) | No pre-treatment | Old Lower Reed Adit | Y | VFR component of combined VFR/wetland system | Two-cell vertical flow reactor fed by collector pipe that delivers mine water from adit. Small wetland area receives treated water. | Central California, regular maintenance to prevent clogging in collector pipe | Mine adit with approximately 0.5 gpm discharge | 2021-2023 | Selenium | Se, dissolved | µg/L | N | N/A | [6 empty] | 0.604 | <0.300 | Not Applicable |  |  |  | Data not provided | Data not provided | Data not provided | Data not provided | Data not provided | Data not provided | Data not provided | Data not provided | Data not provided | Effluent | 7.09 | Data not provided | N/A | 16.3 | °C | Data not provided | N/A | Data not provided | N/A | Data not provided | N/A | 2422 | µS/cm | None | N/A | Data not provided | Data not provided | Data not provided | Data not provided | Data not provided | Data not provided | Unclear | Objective is to "reduce Al, Co, Fe, Mn, Hg, and Ni concentrations so that infiltration of treated water would minimize any water quality impacts in downstream surface water." Results vary by year "The system is functioning as intended and is effective at reducing the constituents of concern" in 2022, but "did not have a significant effect on Cu, Ni and Mn" in 2023 | Quarterly maintenance needed for the system to function as designed. Metals precipitate can clog collection pipe. Some wildlife mortality when amphibians are trapped in VFR | Data not provided | Data not provided | Data not provided | Orange hydrous ferric oxide (HFO) precipitate must be removed from the VFR and sent to landfill for disposal | Sometimes effluent concentrations of Cu, Mn, Ni were higher than influent. VFR did not have a significant effect on Cu, Ni, and Mn. Al and Hg were not consistently detected in effluent. VFR consistently removed Ar and Fe and generally removed Cobalt. Water from the VFR enters the wetland for vegetative uptake. Excess water during the rainy season enters an infiltration trench which minimizes discharge to downstream surface water. Results for wetland performance were not available. | Effluent flow data not collected in 2023. Flow ranges for effluent in Flow Rate column BH do not include 2023 flows. Results for wetland performance were not available.
Annual Operations, Monitoring, and Maintenance Report Reed Mine Lower Lake, CA | REED MERCURY MINE | CAD982399990 | N/A | N/A | Vertical Flow Reactor | Data not provided | Vertical Flow Reactor (VFR) | Semi-passive | Vertical Flow Reactor (VFR) | No pre-treatment | Old Lower Reed Adit | Y | VFR component of combined VFR/wetland system | Two-cell vertical flow reactor fed by collector pipe that delivers mine water from adit. Small wetland area receives treated water. | Central California, regular maintenance to prevent clogging in collector pipe | Mine adit with approximately 0.5 gpm discharge | 2021-2023 | Selenium | Se, dissolved | µg/L | N | N/A | [9 empty] | <0.300 | <0.300 | Not Applicable | Data not provided | Data not provided | Data not provided | Data not provided | Data not provided | Data not provided | Data not provided | Data not provided | Data not provided | Effluent | 6.8–8.9 | Data not provided | N/A | 10.4–24.3 | °C | 61–70 | °F | Data not provided | N/A | Data not provided | N/A | 1,984–3,940 | µS/cm | None | N/A | Data not provided | Data not provided | Data not provided | Data not provided | 0.4–0.6 | gpm | Unclear | Objective is to "reduce Al, Co, Fe, Mn, Hg, and Ni concentrations so that infiltration of treated water would minimize any water quality impacts in downstream surface water." Results vary by year "The system is functioning as intended and is effective at reducing the constituents of concern" in 2022, but "did not have a significant effect on Cu, Ni and Mn" in 2023 | Quarterly maintenance needed for the system to function as designed. Metals precipitate can clog collection pipe. Some wildlife mortality when amphibians are trapped in VFR | Data not provided | Data not provided | Data not provided | Orange hydrous ferric oxide (HFO) precipitate must be removed from the VFR and sent to landfill for disposal | Sometimes effluent concentrations of Cu, Mn, Ni were higher than influent. VFR did not have a significant effect on Cu, Ni, and Mn. Al and Hg were not consistently detected in effluent. VFR consistently removed Ar and Fe and generally removed Cobalt. Water from the VFR enters the wetland for vegetative uptake. Excess water during the rainy season enters an infiltration trench which minimizes discharge to downstream surface water. Results for wetland performance were not available. | Effluent flow data not collected in 2023. Flow ranges for effluent in Flow Rate column BH do not include 2023 flows. Results for wetland performance were not available.
Annual Operations, Monitoring, and Maintenance Report Reed Mine Lower Lake, CA | REED MERCURY MINE | CAD982399990 | N/A | N/A | Vertical Flow Reactor | Data not provided | Vertical Flow Reactor (VFR) | Semi-passive | Vertical Flow Reactor (VFR) | No pre-treatment | Old Lower Reed Adit | Y | VFR component of combined VFR/wetland system | Two-cell vertical flow reactor fed by collector pipe that delivers mine water from adit. Small wetland area receives treated water. | Central California, regular maintenance to prevent clogging in collector pipe | Mine adit with approximately 0.5 gpm discharge | 2021-2023 | Silver | Ag, dissolved | µg/L | N | N/A | <0.070 | <0.070–0.283 | Not Applicable | [9 empty] | Data not provided | Data not provided | Data not provided | Data not provided | Data not provided | Data not provided | Data not provided | Data not provided | Data not provided | Influent | 5.9–7.5 | Data not provided | N/A | 14.1–22.5 | °C | 61–70 | °F | Data not provided | N/A | Data not provided | N/A | 1,937–4,080 | µS/cm | None | N/A | Data not provided | Data not provided | Data not provided | Data not provided | 0.4–2.65 | gpm | Unclear | Objective is to "reduce Al, Co, Fe, Mn, Hg, and Ni concentrations so that infiltration of treated water would minimize any water quality impacts in downstream surface water." Results vary by year "The system is functioning as intended and is effective at reducing the constituents of concern" in 2022, but "did not have a significant effect on Cu, Ni and Mn" in 2023 | Quarterly maintenance needed for the system to function as designed. Metals precipitate can clog collection pipe. Some wildlife mortality when amphibians are trapped in VFR | Data not provided | Data not provided | Data not provided | Orange hydrous ferric oxide (HFO) precipitate must be removed from the VFR and sent to landfill for disposal | Sometimes effluent concentrations of Cu, Mn, Ni were higher than influent. VFR did not have a significant effect on Cu, Ni, and Mn. Al and Hg were not consistently detected in effluent. VFR consistently removed Ar and Fe and generally removed Cobalt. Water from the VFR enters the wetland for vegetative uptake. Excess water during the rainy season enters an infiltration trench which minimizes discharge to downstream surface water. Results for wetland performance were not available. | Effluent flow data not collected in 2023. Flow ranges for effluent in Flow Rate column BH do not include 2023 flows. Results for wetland performance were not available.
Annual Operations, Monitoring, and Maintenance Report Reed Mine Lower Lake, CA | REED MERCURY MINE | CAD982399990 | N/A | N/A | Vertical Flow Reactor | Data not provided | Vertical Flow Reactor (VFR) | Semi-passive | Vertical Flow Reactor (VFR) | No pre-treatment | Old Lower Reed Adit | Y | VFR component of combined VFR/wetland system | Two-cell vertical flow reactor fed by collector pipe that delivers mine water from adit. Small wetland area receives treated water. | Central California, regular maintenance to prevent clogging in collector pipe | Mine adit with approximately 0.5 gpm discharge | 2021-2023 | Silver | Ag, dissolved | µg/L | N | N/A |  |  |  | <0.070 | <0.070–0.283 | Not Applicable | [6 empty] | Data not provided | Data not provided | Data not provided | Data not provided | Data not provided | Data not provided | Data not provided | Data not provided | Data not provided | Influent | 5.9–7.5 | Data not provided | N/A | 14.1–22.5 | °C | 61–70 | °F | Data not provided | N/A | Data not provided | N/A | 1,937–4,080 | µS/cm | None | N/A | Data not provided | Data not provided | Data not provided | Data not provided | 0.4–2.65 | gpm | Unclear | Objective is to "reduce Al, Co, Fe, Mn, Hg, and Ni concentrations so that infiltration of treated water would minimize any water quality impacts in downstream surface water." Results vary by year "The system is functioning as intended and is effective at reducing the constituents of concern" in 2022, but "did not have a significant effect on Cu, Ni and Mn" in 2023 | Quarterly maintenance needed for the system to function as designed. Metals precipitate can clog collection pipe. Some wildlife mortality when amphibians are trapped in VFR | Data not provided | Data not provided | Data not provided | Orange hydrous ferric oxide (HFO) precipitate must be removed from the VFR and sent to landfill for disposal | Sometimes effluent concentrations of Cu, Mn, Ni were higher than influent. VFR did not have a significant effect on Cu, Ni, and Mn. Al and Hg were not consistently detected in effluent. VFR consistently removed Ar and Fe and generally removed Cobalt. Water from the VFR enters the wetland for vegetative uptake. Excess water during the rainy season enters an infiltration trench which minimizes discharge to downstream surface water. Results for wetland performance were not available. | Effluent flow data not collected in 2023. Flow ranges for effluent in Flow Rate column BH do not include 2023 flows. Results for wetland performance were not available.
Annual Operations, Monitoring, and Maintenance Report Reed Mine Lower Lake, CA | REED MERCURY MINE | CAD982399990 | N/A | N/A | Vertical Flow Reactor | Data not provided | Vertical Flow Reactor (VFR) | Semi-passive | Vertical Flow Reactor (VFR) | No pre-treatment | Old Lower Reed Adit | Y | VFR component of combined VFR/wetland system | Two-cell vertical flow reactor fed by collector pipe that delivers mine water from adit. Small wetland area receives treated water. | Central California, regular maintenance to prevent clogging in collector pipe | Mine adit with approximately 0.5 gpm discharge | 2021-2023 | Silver | Ag, dissolved | µg/L | N | N/A | [6 empty] | 0.283 | <0.070 | Not Applicable |  |  |  | Data not provided | Data not provided | Data not provided | Data not provided | Data not provided | Data not provided | Data not provided | Data not provided | Data not provided | Effluent | 7.23 | Data not provided | N/A | 10.4 | °C | Data not provided | N/A | Data not provided | N/A | Data not provided | N/A | 2336 | µS/cm | None | N/A | Data not provided | Data not provided | Data not provided | Data not provided | 0.6 | gpm | Unclear | Objective is to "reduce Al, Co, Fe, Mn, Hg, and Ni concentrations so that infiltration of treated water would minimize any water quality impacts in downstream surface water." Results vary by year "The system is functioning as intended and is effective at reducing the constituents of concern" in 2022, but "did not have a significant effect on Cu, Ni and Mn" in 2023 | Quarterly maintenance needed for the system to function as designed. Metals precipitate can clog collection pipe. Some wildlife mortality when amphibians are trapped in VFR | Data not provided | Data not provided | Data not provided | Orange hydrous ferric oxide (HFO) precipitate must be removed from the VFR and sent to landfill for disposal | Sometimes effluent concentrations of Cu, Mn, Ni were higher than influent. VFR did not have a significant effect on Cu, Ni, and Mn. Al and Hg were not consistently detected in effluent. VFR consistently removed Ar and Fe and generally removed Cobalt. Water from the VFR enters the wetland for vegetative uptake. Excess water during the rainy season enters an infiltration trench which minimizes discharge to downstream surface water. Results for wetland performance were not available. | Effluent flow data not collected in 2023. Flow ranges for effluent in Flow Rate column BH do not include 2023 flows. Results for wetland performance were not available.
Annual Operations, Monitoring, and Maintenance Report Reed Mine Lower Lake, CA | REED MERCURY MINE | CAD982399990 | N/A | N/A | Vertical Flow Reactor | Data not provided | Vertical Flow Reactor (VFR) | Semi-passive | Vertical Flow Reactor (VFR) | No pre-treatment | Old Lower Reed Adit | Y | VFR component of combined VFR/wetland system | Two-cell vertical flow reactor fed by collector pipe that delivers mine water from adit. Small wetland area receives treated water. | Central California, regular maintenance to prevent clogging in collector pipe | Mine adit with approximately 0.5 gpm discharge | 2021-2023 | Silver | Ag, dissolved | µg/L | N | N/A | [9 empty] | <0.070 | <0.070 | Not Applicable | Data not provided | Data not provided | Data not provided | Data not provided | Data not provided | Data not provided | Data not provided | Data not provided | Data not provided | Effluent | 6.8–8.9 | Data not provided | N/A | 12.6–24.3 | °C | 61–70 | °F | Data not provided | N/A | Data not provided | N/A | 1,984–3,940 | µS/cm | None | N/A | Data not provided | Data not provided | Data not provided | Data not provided | 0.4–0.5 | gpm | Unclear | Objective is to "reduce Al, Co, Fe, Mn, Hg, and Ni concentrations so that infiltration of treated water would minimize any water quality impacts in downstream surface water." Results vary by year "The system is functioning as intended and is effective at reducing the constituents of concern" in 2022, but "did not have a significant effect on Cu, Ni and Mn" in 2023 | Quarterly maintenance needed for the system to function as designed. Metals precipitate can clog collection pipe. Some wildlife mortality when amphibians are trapped in VFR | Data not provided | Data not provided | Data not provided | Orange hydrous ferric oxide (HFO) precipitate must be removed from the VFR and sent to landfill for disposal | Sometimes effluent concentrations of Cu, Mn, Ni were higher than influent. VFR did not have a significant effect on Cu, Ni, and Mn. Al and Hg were not consistently detected in effluent. VFR consistently removed Ar and Fe and generally removed Cobalt. Water from the VFR enters the wetland for vegetative uptake. Excess water during the rainy season enters an infiltration trench which minimizes discharge to downstream surface water. Results for wetland performance were not available. | Effluent flow data not collected in 2023. Flow ranges for effluent in Flow Rate column BH do not include 2023 flows. Results for wetland performance were not available.
Annual Operations, Monitoring, and Maintenance Report Reed Mine Lower Lake, CA | REED MERCURY MINE | CAD982399990 | N/A | N/A | Vertical Flow Reactor | Data not provided | Vertical Flow Reactor (VFR) | Semi-passive | Vertical Flow Reactor (VFR) | No pre-treatment | Old Lower Reed Adit | Y | VFR component of combined VFR/wetland system | Two-cell vertical flow reactor fed by collector pipe that delivers mine water from adit. Small wetland area receives treated water. | Central California, regular maintenance to prevent clogging in collector pipe | Mine adit with approximately 0.5 gpm discharge | 2021-2023 | Thallium | Tl, dissolved | µg/L | N | N/A | 1.94 | 0.763 | 60.6701 | [9 empty] | Data not provided | Data not provided | Data not provided | Data not provided | Data not provided | Data not provided | Data not provided | Data not provided | Data not provided | Influent | 6.42 | Data not provided | N/A | 15.6 | °C | Data not provided | N/A | Data not provided | N/A | Data not provided | N/A | 2090 | µS/cm | None | N/A | Data not provided | Data not provided | Data not provided | Data not provided | 0.5 | gpm | Unclear | Objective is to "reduce Al, Co, Fe, Mn, Hg, and Ni concentrations so that infiltration of treated water would minimize any water quality impacts in downstream surface water." Results vary by year "The system is functioning as intended and is effective at reducing the constituents of concern" in 2022, but "did not have a significant effect on Cu, Ni and Mn" in 2023 | Quarterly maintenance needed for the system to function as designed. Metals precipitate can clog collection pipe. Some wildlife mortality when amphibians are trapped in VFR | Data not provided | Data not provided | Data not provided | Orange hydrous ferric oxide (HFO) precipitate must be removed from the VFR and sent to landfill for disposal | Sometimes effluent concentrations of Cu, Mn, Ni were higher than influent. VFR did not have a significant effect on Cu, Ni, and Mn. Al and Hg were not consistently detected in effluent. VFR consistently removed Ar and Fe and generally removed Cobalt. Water from the VFR enters the wetland for vegetative uptake. Excess water during the rainy season enters an infiltration trench which minimizes discharge to downstream surface water. Results for wetland performance were not available. | Effluent flow data not collected in 2023. Flow ranges for effluent in Flow Rate column BH do not include 2023 flows. Results for wetland performance were not available.
Annual Operations, Monitoring, and Maintenance Report Reed Mine Lower Lake, CA | REED MERCURY MINE | CAD982399990 | N/A | N/A | Vertical Flow Reactor | Data not provided | Vertical Flow Reactor (VFR) | Semi-passive | Vertical Flow Reactor (VFR) | No pre-treatment | Old Lower Reed Adit | Y | VFR component of combined VFR/wetland system | Two-cell vertical flow reactor fed by collector pipe that delivers mine water from adit. Small wetland area receives treated water. | Central California, regular maintenance to prevent clogging in collector pipe | Mine adit with approximately 0.5 gpm discharge | 2021-2023 | Thallium | Tl, dissolved | µg/L | N | N/A |  |  |  | 0.724 | 1.35 | -86.4641 | [6 empty] | Data not provided | Data not provided | Data not provided | Data not provided | Data not provided | Data not provided | Data not provided | Data not provided | Data not provided | Influent | 6.3 | Data not provided | N/A | 21.8 | °C | Data not provided | N/A | Data not provided | N/A | Data not provided | N/A | 2210 | µS/cm | None | N/A | Data not provided | Data not provided | Data not provided | Data not provided | Data not provided | Data not provided | Unclear | Objective is to "reduce Al, Co, Fe, Mn, Hg, and Ni concentrations so that infiltration of treated water would minimize any water quality impacts in downstream surface water." Results vary by year "The system is functioning as intended and is effective at reducing the constituents of concern" in 2022, but "did not have a significant effect on Cu, Ni and Mn" in 2023 | Quarterly maintenance needed for the system to function as designed. Metals precipitate can clog collection pipe. Some wildlife mortality when amphibians are trapped in VFR | Data not provided | Data not provided | Data not provided | Orange hydrous ferric oxide (HFO) precipitate must be removed from the VFR and sent to landfill for disposal | Sometimes effluent concentrations of Cu, Mn, Ni were higher than influent. VFR did not have a significant effect on Cu, Ni, and Mn. Al and Hg were not consistently detected in effluent. VFR consistently removed Ar and Fe and generally removed Cobalt. Water from the VFR enters the wetland for vegetative uptake. Excess water during the rainy season enters an infiltration trench which minimizes discharge to downstream surface water. Results for wetland performance were not available. | Effluent flow data not collected in 2023. Flow ranges for effluent in Flow Rate column BH do not include 2023 flows. Results for wetland performance were not available.
Annual Operations, Monitoring, and Maintenance Report Reed Mine Lower Lake, CA | REED MERCURY MINE | CAD982399990 | N/A | N/A | Vertical Flow Reactor | Data not provided | Vertical Flow Reactor (VFR) | Semi-passive | Vertical Flow Reactor (VFR) | No pre-treatment | Old Lower Reed Adit | Y | VFR component of combined VFR/wetland system | Two-cell vertical flow reactor fed by collector pipe that delivers mine water from adit. Small wetland area receives treated water. | Central California, regular maintenance to prevent clogging in collector pipe | Mine adit with approximately 0.5 gpm discharge | 2021-2023 | Thallium | Tl, dissolved | µg/L | N | N/A | [6 empty] | 1.34 | 0.861 | -55.633 |  |  |  | Data not provided | Data not provided | Data not provided | Data not provided | Data not provided | Data not provided | Data not provided | Data not provided | Data not provided | Effluent | 7.21 | Data not provided | N/A | 18.3 | °C | Data not provided | N/A | Data not provided | N/A | Data not provided | N/A | 2495 | µS/cm | None | N/A | Data not provided | Data not provided | Data not provided | Data not provided | 0.4 | gpm | Unclear | Objective is to "reduce Al, Co, Fe, Mn, Hg, and Ni concentrations so that infiltration of treated water would minimize any water quality impacts in downstream surface water." Results vary by year "The system is functioning as intended and is effective at reducing the constituents of concern" in 2022, but "did not have a significant effect on Cu, Ni and Mn" in 2023 | Quarterly maintenance needed for the system to function as designed. Metals precipitate can clog collection pipe. Some wildlife mortality when amphibians are trapped in VFR | Data not provided | Data not provided | Data not provided | Orange hydrous ferric oxide (HFO) precipitate must be removed from the VFR and sent to landfill for disposal | Sometimes effluent concentrations of Cu, Mn, Ni were higher than influent. VFR did not have a significant effect on Cu, Ni, and Mn. Al and Hg were not consistently detected in effluent. VFR consistently removed Ar and Fe and generally removed Cobalt. Water from the VFR enters the wetland for vegetative uptake. Excess water during the rainy season enters an infiltration trench which minimizes discharge to downstream surface water. Results for wetland performance were not available. | Effluent flow data not collected in 2023. Flow ranges for effluent in Flow Rate column BH do not include 2023 flows. Results for wetland performance were not available.
Annual Operations, Monitoring, and Maintenance Report Reed Mine Lower Lake, CA | REED MERCURY MINE | CAD982399990 | N/A | N/A | Vertical Flow Reactor | Data not provided | Vertical Flow Reactor (VFR) | Semi-passive | Vertical Flow Reactor (VFR) | No pre-treatment | Old Lower Reed Adit | Y | VFR component of combined VFR/wetland system | Two-cell vertical flow reactor fed by collector pipe that delivers mine water from adit. Small wetland area receives treated water. | Central California, regular maintenance to prevent clogging in collector pipe | Mine adit with approximately 0.5 gpm discharge | 2021-2023 | Thallium | Tl, dissolved | µg/L | N | N/A | [9 empty] | 0.153 | 0.933 | 83.6013 | Data not provided | Data not provided | Data not provided | Data not provided | Data not provided | Data not provided | Data not provided | Data not provided | Data not provided | Effluent | 7.09 | Data not provided | N/A | 16.3 | °C | Data not provided | N/A | Data not provided | N/A | Data not provided | N/A | 2422 | µS/cm | None | N/A | Data not provided | Data not provided | Data not provided | Data not provided | Data not provided | Data not provided | Unclear | Objective is to "reduce Al, Co, Fe, Mn, Hg, and Ni concentrations so that infiltration of treated water would minimize any water quality impacts in downstream surface water." Results vary by year "The system is functioning as intended and is effective at reducing the constituents of concern" in 2022, but "did not have a significant effect on Cu, Ni and Mn" in 2023 | Quarterly maintenance needed for the system to function as designed. Metals precipitate can clog collection pipe. Some wildlife mortality when amphibians are trapped in VFR | Data not provided | Data not provided | Data not provided | Orange hydrous ferric oxide (HFO) precipitate must be removed from the VFR and sent to landfill for disposal | Sometimes effluent concentrations of Cu, Mn, Ni were higher than influent. VFR did not have a significant effect on Cu, Ni, and Mn. Al and Hg were not consistently detected in effluent. VFR consistently removed Ar and Fe and generally removed Cobalt. Water from the VFR enters the wetland for vegetative uptake. Excess water during the rainy season enters an infiltration trench which minimizes discharge to downstream surface water. Results for wetland performance were not available. | Effluent flow data not collected in 2023. Flow ranges for effluent in Flow Rate column BH do not include 2023 flows. Results for wetland performance were not available.
Annual Operations, Monitoring, and Maintenance Report Reed Mine Lower Lake, CA | REED MERCURY MINE | CAD982399990 | N/A | N/A | Vertical Flow Reactor | Data not provided | Vertical Flow Reactor (VFR) | Semi-passive | Vertical Flow Reactor (VFR) | No pre-treatment | Old Lower Reed Adit | Y | VFR component of combined VFR/wetland system | Two-cell vertical flow reactor fed by collector pipe that delivers mine water from adit. Small wetland area receives treated water. | Central California, regular maintenance to prevent clogging in collector pipe | Mine adit with approximately 0.5 gpm discharge | 2021-2023 | Vanadium | V, dissolved | µg/L | N | N/A | <4.99 | <4.99 | Not Applicable | [9 empty] | Data not provided | Data not provided | Data not provided | Data not provided | Data not provided | Data not provided | Data not provided | Data not provided | Data not provided | Influent | 5.9–7.5 | Data not provided | N/A | 14.1–22.5 | °C | 61–70 | °F | Data not provided | N/A | Data not provided | N/A | 1,937–4,080 | µS/cm | None | N/A | Data not provided | Data not provided | Data not provided | Data not provided | 0.4–2.65 | gpm | Unclear | Objective is to "reduce Al, Co, Fe, Mn, Hg, and Ni concentrations so that infiltration of treated water would minimize any water quality impacts in downstream surface water." Results vary by year "The system is functioning as intended and is effective at reducing the constituents of concern" in 2022, but "did not have a significant effect on Cu, Ni and Mn" in 2023 | Quarterly maintenance needed for the system to function as designed. Metals precipitate can clog collection pipe. Some wildlife mortality when amphibians are trapped in VFR | Data not provided | Data not provided | Data not provided | Orange hydrous ferric oxide (HFO) precipitate must be removed from the VFR and sent to landfill for disposal | Sometimes effluent concentrations of Cu, Mn, Ni were higher than influent. VFR did not have a significant effect on Cu, Ni, and Mn. Al and Hg were not consistently detected in effluent. VFR consistently removed Ar and Fe and generally removed Cobalt. Water from the VFR enters the wetland for vegetative uptake. Excess water during the rainy season enters an infiltration trench which minimizes discharge to downstream surface water. Results for wetland performance were not available. | Effluent flow data not collected in 2023. Flow ranges for effluent in Flow Rate column BH do not include 2023 flows. Results for wetland performance were not available.
Annual Operations, Monitoring, and Maintenance Report Reed Mine Lower Lake, CA | REED MERCURY MINE | CAD982399990 | N/A | N/A | Vertical Flow Reactor | Data not provided | Vertical Flow Reactor (VFR) | Semi-passive | Vertical Flow Reactor (VFR) | No pre-treatment | Old Lower Reed Adit | Y | VFR component of combined VFR/wetland system | Two-cell vertical flow reactor fed by collector pipe that delivers mine water from adit. Small wetland area receives treated water. | Central California, regular maintenance to prevent clogging in collector pipe | Mine adit with approximately 0.5 gpm discharge | 2021-2023 | Vanadium | V, dissolved | µg/L | N | N/A |  |  |  | <0.664 | <0.664–0.794 | Not Applicable | [6 empty] | Data not provided | Data not provided | Data not provided | Data not provided | Data not provided | Data not provided | Data not provided | Data not provided | Data not provided | Influent | 6.98 | Data not provided | N/A | 14.9 | °C | Data not provided | N/A | Data not provided | N/A | Data not provided | N/A | 2715 | µS/cm | None | N/A | Data not provided | Data not provided | Data not provided | Data not provided | Data not provided | Data not provided | Unclear | Objective is to "reduce Al, Co, Fe, Mn, Hg, and Ni concentrations so that infiltration of treated water would minimize any water quality impacts in downstream surface water." Results vary by year "The system is functioning as intended and is effective at reducing the constituents of concern" in 2022, but "did not have a significant effect on Cu, Ni and Mn" in 2023 | Quarterly maintenance needed for the system to function as designed. Metals precipitate can clog collection pipe. Some wildlife mortality when amphibians are trapped in VFR | Data not provided | Data not provided | Data not provided | Orange hydrous ferric oxide (HFO) precipitate must be removed from the VFR and sent to landfill for disposal | Sometimes effluent concentrations of Cu, Mn, Ni were higher than influent. VFR did not have a significant effect on Cu, Ni, and Mn. Al and Hg were not consistently detected in effluent. VFR consistently removed Ar and Fe and generally removed Cobalt. Water from the VFR enters the wetland for vegetative uptake. Excess water during the rainy season enters an infiltration trench which minimizes discharge to downstream surface water. Results for wetland performance were not available. | Effluent flow data not collected in 2023. Flow ranges for effluent in Flow Rate column BH do not include 2023 flows. Results for wetland performance were not available.
Annual Operations, Monitoring, and Maintenance Report Reed Mine Lower Lake, CA | REED MERCURY MINE | CAD982399990 | N/A | N/A | Vertical Flow Reactor | Data not provided | Vertical Flow Reactor (VFR) | Semi-passive | Vertical Flow Reactor (VFR) | No pre-treatment | Old Lower Reed Adit | Y | VFR component of combined VFR/wetland system | Two-cell vertical flow reactor fed by collector pipe that delivers mine water from adit. Small wetland area receives treated water. | Central California, regular maintenance to prevent clogging in collector pipe | Mine adit with approximately 0.5 gpm discharge | 2021-2023 | Vanadium | V, dissolved | µg/L | N | N/A | [6 empty] | <4.99 | <4.99 | Not Applicable |  |  |  | Data not provided | Data not provided | Data not provided | Data not provided | Data not provided | Data not provided | Data not provided | Data not provided | Data not provided | Effluent | 6.8–8.9 | Data not provided | N/A | 10.4–24.3 | °C | 61–70 | °F | Data not provided | N/A | Data not provided | N/A | 1,984–3,940 | µS/cm | None | N/A | Data not provided | Data not provided | Data not provided | Data not provided | 0.4–0.6 | gpm | Unclear | Objective is to "reduce Al, Co, Fe, Mn, Hg, and Ni concentrations so that infiltration of treated water would minimize any water quality impacts in downstream surface water." Results vary by year "The system is functioning as intended and is effective at reducing the constituents of concern" in 2022, but "did not have a significant effect on Cu, Ni and Mn" in 2023 | Quarterly maintenance needed for the system to function as designed. Metals precipitate can clog collection pipe. Some wildlife mortality when amphibians are trapped in VFR | Data not provided | Data not provided | Data not provided | Orange hydrous ferric oxide (HFO) precipitate must be removed from the VFR and sent to landfill for disposal | Sometimes effluent concentrations of Cu, Mn, Ni were higher than influent. VFR did not have a significant effect on Cu, Ni, and Mn. Al and Hg were not consistently detected in effluent. VFR consistently removed Ar and Fe and generally removed Cobalt. Water from the VFR enters the wetland for vegetative uptake. Excess water during the rainy season enters an infiltration trench which minimizes discharge to downstream surface water. Results for wetland performance were not available. | Effluent flow data not collected in 2023. Flow ranges for effluent in Flow Rate column BH do not include 2023 flows. Results for wetland performance were not available.
Annual Operations, Monitoring, and Maintenance Report Reed Mine Lower Lake, CA | REED MERCURY MINE | CAD982399990 | N/A | N/A | Vertical Flow Reactor | Data not provided | Vertical Flow Reactor (VFR) | Semi-passive | Vertical Flow Reactor (VFR) | No pre-treatment | Old Lower Reed Adit | Y | VFR component of combined VFR/wetland system | Two-cell vertical flow reactor fed by collector pipe that delivers mine water from adit. Small wetland area receives treated water. | Central California, regular maintenance to prevent clogging in collector pipe | Mine adit with approximately 0.5 gpm discharge | 2021-2023 | Vanadium | V, dissolved | µg/L | N | N/A | [9 empty] | <0.664 | <0.664 | Not Applicable | Data not provided | Data not provided | Data not provided | Data not provided | Data not provided | Data not provided | Data not provided | Data not provided | Data not provided | Effluent | 7.09 | Data not provided | N/A | 16.3 | °C | Data not provided | N/A | Data not provided | N/A | Data not provided | N/A | 2422 | µS/cm | None | N/A | Data not provided | Data not provided | Data not provided | Data not provided | Data not provided | Data not provided | Unclear | Objective is to "reduce Al, Co, Fe, Mn, Hg, and Ni concentrations so that infiltration of treated water would minimize any water quality impacts in downstream surface water." Results vary by year "The system is functioning as intended and is effective at reducing the constituents of concern" in 2022, but "did not have a significant effect on Cu, Ni and Mn" in 2023 | Quarterly maintenance needed for the system to function as designed. Metals precipitate can clog collection pipe. Some wildlife mortality when amphibians are trapped in VFR | Data not provided | Data not provided | Data not provided | Orange hydrous ferric oxide (HFO) precipitate must be removed from the VFR and sent to landfill for disposal | Sometimes effluent concentrations of Cu, Mn, Ni were higher than influent. VFR did not have a significant effect on Cu, Ni, and Mn. Al and Hg were not consistently detected in effluent. VFR consistently removed Ar and Fe and generally removed Cobalt. Water from the VFR enters the wetland for vegetative uptake. Excess water during the rainy season enters an infiltration trench which minimizes discharge to downstream surface water. Results for wetland performance were not available. | Effluent flow data not collected in 2023. Flow ranges for effluent in Flow Rate column BH do not include 2023 flows. Results for wetland performance were not available.
Annual Operations, Monitoring, and Maintenance Report Reed Mine Lower Lake, CA | REED MERCURY MINE | CAD982399990 | N/A | N/A | Vertical Flow Reactor | Data not provided | Vertical Flow Reactor (VFR) | Semi-passive | Vertical Flow Reactor (VFR) | No pre-treatment | Old Lower Reed Adit | Y | VFR component of combined VFR/wetland system | Two-cell vertical flow reactor fed by collector pipe that delivers mine water from adit. Small wetland area receives treated water. | Central California, regular maintenance to prevent clogging in collector pipe | Mine adit with approximately 0.5 gpm discharge | 2021-2023 | Zinc | Zn, dissolved | µg/L | N | N/A | 24.1 | 28.3 | -17.4274 | [9 empty] | Data not provided | Data not provided | Data not provided | Data not provided | Data not provided | Data not provided | Data not provided | Data not provided | Data not provided | Influent | 6.3 | Data not provided | N/A | 21.8 | °C | Data not provided | N/A | Data not provided | N/A | Data not provided | N/A | 2210 | µS/cm | None | N/A | Data not provided | Data not provided | Data not provided | Data not provided | Data not provided | Data not provided | Unclear | Objective is to "reduce Al, Co, Fe, Mn, Hg, and Ni concentrations so that infiltration of treated water would minimize any water quality impacts in downstream surface water." Results vary by year "The system is functioning as intended and is effective at reducing the constituents of concern" in 2022, but "did not have a significant effect on Cu, Ni and Mn" in 2023 | Quarterly maintenance needed for the system to function as designed. Metals precipitate can clog collection pipe. Some wildlife mortality when amphibians are trapped in VFR | Data not provided | Data not provided | Data not provided | Orange hydrous ferric oxide (HFO) precipitate must be removed from the VFR and sent to landfill for disposal | Sometimes effluent concentrations of Cu, Mn, Ni were higher than influent. VFR did not have a significant effect on Cu, Ni, and Mn. Al and Hg were not consistently detected in effluent. VFR consistently removed Ar and Fe and generally removed Cobalt. Water from the VFR enters the wetland for vegetative uptake. Excess water during the rainy season enters an infiltration trench which minimizes discharge to downstream surface water. Results for wetland performance were not available. | Effluent flow data not collected in 2023. Flow ranges for effluent in Flow Rate column BH do not include 2023 flows. Results for wetland performance were not available.
Annual Operations, Monitoring, and Maintenance Report Reed Mine Lower Lake, CA | REED MERCURY MINE | CAD982399990 | N/A | N/A | Vertical Flow Reactor | Data not provided | Vertical Flow Reactor (VFR) | Semi-passive | Vertical Flow Reactor (VFR) | No pre-treatment | Old Lower Reed Adit | Y | VFR component of combined VFR/wetland system | Two-cell vertical flow reactor fed by collector pipe that delivers mine water from adit. Small wetland area receives treated water. | Central California, regular maintenance to prevent clogging in collector pipe | Mine adit with approximately 0.5 gpm discharge | 2021-2023 | Zinc | Zn, dissolved | µg/L | N | N/A |  |  |  | <3.02 | <3.02 | Not Applicable | [6 empty] | Data not provided | Data not provided | Data not provided | Data not provided | Data not provided | Data not provided | Data not provided | Data not provided | Data not provided | Influent | 6.64 | Data not provided | N/A | 22.5 | °C | Data not provided | N/A | Data not provided | N/A | Data not provided | N/A | 2389 | µS/cm | None | N/A | Data not provided | Data not provided | Data not provided | Data not provided | 0.4 | gpm | Unclear | Objective is to "reduce Al, Co, Fe, Mn, Hg, and Ni concentrations so that infiltration of treated water would minimize any water quality impacts in downstream surface water." Results vary by year "The system is functioning as intended and is effective at reducing the constituents of concern" in 2022, but "did not have a significant effect on Cu, Ni and Mn" in 2023 | Quarterly maintenance needed for the system to function as designed. Metals precipitate can clog collection pipe. Some wildlife mortality when amphibians are trapped in VFR | Data not provided | Data not provided | Data not provided | Orange hydrous ferric oxide (HFO) precipitate must be removed from the VFR and sent to landfill for disposal | Sometimes effluent concentrations of Cu, Mn, Ni were higher than influent. VFR did not have a significant effect on Cu, Ni, and Mn. Al and Hg were not consistently detected in effluent. VFR consistently removed Ar and Fe and generally removed Cobalt. Water from the VFR enters the wetland for vegetative uptake. Excess water during the rainy season enters an infiltration trench which minimizes discharge to downstream surface water. Results for wetland performance were not available. | Effluent flow data not collected in 2023. Flow ranges for effluent in Flow Rate column BH do not include 2023 flows. Results for wetland performance were not available.
Annual Operations, Monitoring, and Maintenance Report Reed Mine Lower Lake, CA | REED MERCURY MINE | CAD982399990 | N/A | N/A | Vertical Flow Reactor | Data not provided | Vertical Flow Reactor (VFR) | Semi-passive | Vertical Flow Reactor (VFR) | No pre-treatment | Old Lower Reed Adit | Y | VFR component of combined VFR/wetland system | Two-cell vertical flow reactor fed by collector pipe that delivers mine water from adit. Small wetland area receives treated water. | Central California, regular maintenance to prevent clogging in collector pipe | Mine adit with approximately 0.5 gpm discharge | 2021-2023 | Zinc | Zn, dissolved | µg/L | N | N/A | [6 empty] | 28.3 | 24.1 | -17.4274 |  |  |  | Data not provided | Data not provided | Data not provided | Data not provided | Data not provided | Data not provided | Data not provided | Data not provided | Data not provided | Effluent | 7.1 | Data not provided | N/A | 24.3 | °C | Data not provided | N/A | Data not provided | N/A | Data not provided | N/A | 2390 | µS/cm | None | N/A | Data not provided | Data not provided | Data not provided | Data not provided | Data not provided | Data not provided | Unclear | Objective is to "reduce Al, Co, Fe, Mn, Hg, and Ni concentrations so that infiltration of treated water would minimize any water quality impacts in downstream surface water." Results vary by year "The system is functioning as intended and is effective at reducing the constituents of concern" in 2022, but "did not have a significant effect on Cu, Ni and Mn" in 2023 | Quarterly maintenance needed for the system to function as designed. Metals precipitate can clog collection pipe. Some wildlife mortality when amphibians are trapped in VFR | Data not provided | Data not provided | Data not provided | Orange hydrous ferric oxide (HFO) precipitate must be removed from the VFR and sent to landfill for disposal | Sometimes effluent concentrations of Cu, Mn, Ni were higher than influent. VFR did not have a significant effect on Cu, Ni, and Mn. Al and Hg were not consistently detected in effluent. VFR consistently removed Ar and Fe and generally removed Cobalt. Water from the VFR enters the wetland for vegetative uptake. Excess water during the rainy season enters an infiltration trench which minimizes discharge to downstream surface water. Results for wetland performance were not available. | Effluent flow data not collected in 2023. Flow ranges for effluent in Flow Rate column BH do not include 2023 flows. Results for wetland performance were not available.
Annual Operations, Monitoring, and Maintenance Report Reed Mine Lower Lake, CA | REED MERCURY MINE | CAD982399990 | N/A | N/A | Vertical Flow Reactor | Data not provided | Vertical Flow Reactor (VFR) | Semi-passive | Vertical Flow Reactor (VFR) | No pre-treatment | Old Lower Reed Adit | Y | VFR component of combined VFR/wetland system | Two-cell vertical flow reactor fed by collector pipe that delivers mine water from adit. Small wetland area receives treated water. | Central California, regular maintenance to prevent clogging in collector pipe | Mine adit with approximately 0.5 gpm discharge | 2021-2023 | Zinc | Zn, dissolved | µg/L | N | N/A | [9 empty] | <3.02 | <3.02–9.45 | Not Applicable | Data not provided | Data not provided | Data not provided | Data not provided | Data not provided | Data not provided | Data not provided | Data not provided | Data not provided | Effluent | 6.8–7.21 | Data not provided | N/A | 16.3–18.3 | °C | Data not provided | N/A | Data not provided | N/A | Data not provided | N/A | 1,984–2,495 | µS/cm | None | N/A | Data not provided | Data not provided | Data not provided | Data not provided | 0.4–0.5 | gpm | Unclear | Objective is to "reduce Al, Co, Fe, Mn, Hg, and Ni concentrations so that infiltration of treated water would minimize any water quality impacts in downstream surface water." Results vary by year "The system is functioning as intended and is effective at reducing the constituents of concern" in 2022, but "did not have a significant effect on Cu, Ni and Mn" in 2023 | Quarterly maintenance needed for the system to function as designed. Metals precipitate can clog collection pipe. Some wildlife mortality when amphibians are trapped in VFR | Data not provided | Data not provided | Data not provided | Orange hydrous ferric oxide (HFO) precipitate must be removed from the VFR and sent to landfill for disposal | Sometimes effluent concentrations of Cu, Mn, Ni were higher than influent. VFR did not have a significant effect on Cu, Ni, and Mn. Al and Hg were not consistently detected in effluent. VFR consistently removed Ar and Fe and generally removed Cobalt. Water from the VFR enters the wetland for vegetative uptake. Excess water during the rainy season enters an infiltration trench which minimizes discharge to downstream surface water. Results for wetland performance were not available. | Effluent flow data not collected in 2023. Flow ranges for effluent in Flow Rate column BH do not include 2023 flows. Results for wetland performance were not available.
Final Treatability Study Findings Report Field-Scale Permeable Reactive Barrier Pilot Study Conda/Woodall Mountain Mine | Conda/Woodall Mountain Mine | IDN001002862 | N/A | N/A | STC-NES5-IF | Former mining site | Permeable reactive barrier (PRB) with seep treatment cell pre-treatment | Passive | Permeable reactive barrier (PRB) | Pre-treatment | Overburden pile in the headwaters areas of Pedro Creek | Y | Entire system | Specific technologies not specified. PRB is chemical and microbially mediated processes that reduce selenate to selenite and then selenium. Treatment media includes a carbon source (i.e. woodchips), alfalfa hay, and inert sand. Seep treatment cell is pre-treatment cell with treatment media. | Access to the groundwater table is needed. Trench excavated through water-bearing zones of alluvial deposits and into underlying weathered bedrock. | Pilot | 2018-2021, modifications made in 2019 to address seepage | TOC | Total Organic Carbon | mg/L | N | N/A | 5.7 | 14.4 | Not Applicable | [9 empty] | 3.72 | 2020 - 2021 Average, from operational period, not whole dataset | Data not provided | Data not provided | 15.5 | 2020 - 2021 Average, from operational period, not whole dataset | Data not provided | Data not provided | Data not provided | Upgradient | 6.88 | 4.17 | mg/L | 10.3 | °C | Data not provided | N/A | Data not provided | N/A | -34.9 | mV | 3182 | µmhos/cm | Turbidity = 131.9 | NTU | data not provided | data not provided | data not provided | data not provided | data not provided | data not provided | N/A | No groundwater comparison value | No samples were collected at STC-NES5-EF between November 2018 and April 2019. | An insufficient amount of time since completion of the Pilot Study to adequately evaluate lifespan of the treatment media. The change in alkalinity can be used as an indicator of change in the ability of the media to treat selenium. Alkalinity remained relatively similar after 2 years of operation indicating that after 2 years of operation the microbially-mediated chemical reduction of selenium remains similar to the study onset. | Design had insufficient capacity to contain the flux of snow melt in addition to seep water. Soils in the area of the PRB are tight. In the future, when in an layered alluvial system, incorporate a gravel "pressure relief/effluent storage" zone on the downgradient edge to allow for increased ability to receive effluent water and/or flow onto the land surface if capacity is reached. The hydrogeological study was performed during fall low flow conditions as were the excavation and installation of the PRB bench. Additional water zones may be present during different water levels, so future design data collection should include a hydrogeological investigation in the spring to better characterize flux and water bearing zones in the aquifer during high water conditions. The PRB increased Ar, Fe, Mn and Ur due to eroded overburden material in the lenses on the walls of the excavation and from the seep and sedimentation basin sediments transferred to the PRB. Oxidizing conditions favorable to mobilization of Ur exist when ORP is above -200 mV. Bicarbonate that is likely dominant in the near neutral pH conditions in the vicinity of the PRB can enhance Ur mobility. Redox cycling from fluctuating water table can cause Ur mobilization. Heterogeneity of groundwater inflow along the trench, contact with runoff of mine materials, and microbial activity all contribute to factors affecting degree of treatment within the PRB. The incorporation of the Pilot Study into a potential remedy for the Pedro Creek Sub-Basin, at its current scale and in absence of other actions, may require some modifications to facilitate handling of high spring inflows and additional treatment to address the transport of released uranium into the shallow groundwater and surface water. | Operation and maintenance cost, including remote monitoring (e.g., transducers, telemetry, and cameras) and performance monitoring (e.g., sampling, analysis, and reporting), ranges between $20,000 to $40,000 per month. The capital cost for the construction of the PRB and STC was approximately $1.2M including the media, trenching, infiltration gallery, cover, and stormwater controls, or roughly $180/cubic yard of reactive media (1,200 cubic yards for the PRB and 5,500 cubic yards for the STC). | System is seep treatment cell effluent to PRB. Treatment media: 50% granular support media, 12.5% chopped alfalfa hay, 37.5% woodchips/shavings. Average hydraulic conductivity of 8.8-116.2 ft/day in the media. Trench excavated to dry, silty-clay, weathered Dinwoody Formation material to prevent groundwater flow from bypassing under the PRB. Eroded overburden was encountered. Media placed to a depth of 2 ft bgs, covered by non-woven geotextile and 2 ft of Dinwoody Formation material. Infiltration gallery was constructed upgradient to the PRB, and overburden was encountered. Infiltration gallery was overexcavated and compacted Dinwoody Formation materials were used on the base and sidewalls to reduce water contact with the overburden. It was backfilled with coarse drain rock and covered with non-woven geotextile and Dinwoody Formation material. PRB is relatively easy to implement with readily available material and equipment but using the technology to treat seeps or shallow groundwater in close proximity to overburden disposal piles should be approached with caution. The presence of run-of-mine shales in and around excavations contributes to mobilization of unwanted constituents (e.g. arsenic, uranium) | The objectives for the Pilot Study are consistent with the preliminary Remedial Action Objectives (RAOs) for groundwater remedies at Conda. Based on observations from the 2019 and 2020 monitoring, modifications were made to the Pilot Study in fall of 2020. In coordination with the Agencies, it was decided that the modification will require further monitoring in 2021 to fully meet the Pilot Study objectives. 2018-2019 start up period had differing conditions from 2020-2021, and the conditions were not considered representative of long term trends, but reflect the capability of the media to rapidly reach redox and geochemical conditions that facilitate microbially mediated reduction. 2020-2021 are operational conditions. The treatment media contributes to total Ar, Fe and Mn concentrations above the MCLs and drinking water standards. Data indicate that the treatment media in the Seep Treatment Cell and PRB is capable of treating water entering the system with total Se concentrations as high as 6.87 mg/L as well as total Cd concentrations up to 0.00847 mg/L to levels below their respective MCLs. | None, other than those presented elsewhere | Seep treatment cell (STC) pretreatment system influent STC-NES5-IF (upgradient) to GW-64-MA (downgradient of the PRB) is the through the central flow path. Data collection for upgradient/downgradient wells is in some instances shifted by 1-2 days. Reporting on effluents from STC-NES5-IF is only considered during the period that effluent from the pretreatment is available for comparison (June 2019-Oct 2021).
Final Treatability Study Findings Report Field-Scale Permeable Reactive Barrier Pilot Study Conda/Woodall Mountain Mine | Conda/Woodall Mountain Mine | IDN001002862 | N/A | N/A | STC-NES5-IF | Former mining site | Permeable reactive barrier (PRB) with seep treatment cell pre-treatment | Passive | Permeable reactive barrier (PRB) | Pre-treatment | Overburden pile in the headwaters areas of Pedro Creek | Y | Entire system | Specific technologies not specified. PRB is chemical and microbially mediated processes that reduce selenate to selenite and then selenium. Treatment media includes a carbon source (i.e. woodchips), alfalfa hay, and inert sand. Seep treatment cell is pre-treatment cell with treatment media. | Access to the groundwater table is needed. Trench excavated through water-bearing zones of alluvial deposits and into underlying weathered bedrock. | Pilot | 2018-2021, modifications made in 2019 to address seepage | TOC | Total Organic Carbon | mg/L | N | N/A |  |  |  | 2.84 | 39 | Not Applicable | [6 empty] | 3.72 | 2020 - 2021 Average, from operational period, not whole dataset | Data not provided | Data not provided | 15.5 | 2020 - 2021 Average, from operational period, not whole dataset | Data not provided | Data not provided | Data not provided | Upgradient | 6.91 | 4.87 | mg/L | 10.8 | °C | Data not provided | N/A | Data not provided | N/A | 78.9 | mV | 3324 | µmhos/cm | Turbidity = 78.14 | NTU | data not provided | data not provided | data not provided | data not provided | data not provided | data not provided | N/A | No groundwater comparison value | No samples were collected at STC-NES5-EF between November 2018 and April 2019. | An insufficient amount of time since completion of the Pilot Study to adequately evaluate lifespan of the treatment media. The change in alkalinity can be used as an indicator of change in the ability of the media to treat selenium. Alkalinity remained relatively similar after 2 years of operation indicating that after 2 years of operation the microbially-mediated chemical reduction of selenium remains similar to the study onset. | Design had insufficient capacity to contain the flux of snow melt in addition to seep water. Soils in the area of the PRB are tight. In the future, when in an layered alluvial system, incorporate a gravel "pressure relief/effluent storage" zone on the downgradient edge to allow for increased ability to receive effluent water and/or flow onto the land surface if capacity is reached. The hydrogeological study was performed during fall low flow conditions as were the excavation and installation of the PRB bench. Additional water zones may be present during different water levels, so future design data collection should include a hydrogeological investigation in the spring to better characterize flux and water bearing zones in the aquifer during high water conditions. The PRB increased Ar, Fe, Mn and Ur due to eroded overburden material in the lenses on the walls of the excavation and from the seep and sedimentation basin sediments transferred to the PRB. Oxidizing conditions favorable to mobilization of Ur exist when ORP is above -200 mV. Bicarbonate that is likely dominant in the near neutral pH conditions in the vicinity of the PRB can enhance Ur mobility. Redox cycling from fluctuating water table can cause Ur mobilization. Heterogeneity of groundwater inflow along the trench, contact with runoff of mine materials, and microbial activity all contribute to factors affecting degree of treatment within the PRB. The incorporation of the Pilot Study into a potential remedy for the Pedro Creek Sub-Basin, at its current scale and in absence of other actions, may require some modifications to facilitate handling of high spring inflows and additional treatment to address the transport of released uranium into the shallow groundwater and surface water. | Operation and maintenance cost, including remote monitoring (e.g., transducers, telemetry, and cameras) and performance monitoring (e.g., sampling, analysis, and reporting), ranges between $20,000 to $40,000 per month. The capital cost for the construction of the PRB and STC was approximately $1.2M including the media, trenching, infiltration gallery, cover, and stormwater controls, or roughly $180/cubic yard of reactive media (1,200 cubic yards for the PRB and 5,500 cubic yards for the STC). | System is seep treatment cell effluent to PRB. Treatment media: 50% granular support media, 12.5% chopped alfalfa hay, 37.5% woodchips/shavings. Average hydraulic conductivity of 8.8-116.2 ft/day in the media. Trench excavated to dry, silty-clay, weathered Dinwoody Formation material to prevent groundwater flow from bypassing under the PRB. Eroded overburden was encountered. Media placed to a depth of 2 ft bgs, covered by non-woven geotextile and 2 ft of Dinwoody Formation material. Infiltration gallery was constructed upgradient to the PRB, and overburden was encountered. Infiltration gallery was overexcavated and compacted Dinwoody Formation materials were used on the base and sidewalls to reduce water contact with the overburden. It was backfilled with coarse drain rock and covered with non-woven geotextile and Dinwoody Formation material. PRB is relatively easy to implement with readily available material and equipment but using the technology to treat seeps or shallow groundwater in close proximity to overburden disposal piles should be approached with caution. The presence of run-of-mine shales in and around excavations contributes to mobilization of unwanted constituents (e.g. arsenic, uranium) | The objectives for the Pilot Study are consistent with the preliminary Remedial Action Objectives (RAOs) for groundwater remedies at Conda. Based on observations from the 2019 and 2020 monitoring, modifications were made to the Pilot Study in fall of 2020. In coordination with the Agencies, it was decided that the modification will require further monitoring in 2021 to fully meet the Pilot Study objectives. 2018-2019 start up period had differing conditions from 2020-2021, and the conditions were not considered representative of long term trends, but reflect the capability of the media to rapidly reach redox and geochemical conditions that facilitate microbially mediated reduction. 2020-2021 are operational conditions. The treatment media contributes to total Ar, Fe and Mn concentrations above the MCLs and drinking water standards. Data indicate that the treatment media in the Seep Treatment Cell and PRB is capable of treating water entering the system with total Se concentrations as high as 6.87 mg/L as well as total Cd concentrations up to 0.00847 mg/L to levels below their respective MCLs. | None, other than those presented elsewhere | Seep treatment cell (STC) pretreatment system influent STC-NES5-IF (upgradient) to GW-64-MA (downgradient of the PRB) is the through the central flow path. Data collection for upgradient/downgradient wells is in some instances shifted by 1-2 days. Reporting on effluents from STC-NES5-IF is only considered during the period that effluent from the pretreatment is available for comparison (June 2019-Oct 2021).
Final Treatability Study Findings Report Field-Scale Permeable Reactive Barrier Pilot Study Conda/Woodall Mountain Mine | Conda/Woodall Mountain Mine | IDN001002862 | N/A | N/A | GW-64-MA | Former mining site | Permeable reactive barrier (PRB) with seep treatment cell pre-treatment | Passive | Permeable reactive barrier (PRB) | Pre-treatment | Overburden pile in the headwaters areas of Pedro Creek | Y | Entire system | Specific technologies not specified. PRB is chemical and microbially mediated processes that reduce selenate to selenite and then selenium. Treatment media includes a carbon source (i.e. woodchips), alfalfa hay, and inert sand. Seep treatment cell is pre-treatment cell with treatment media. | Access to the groundwater table is needed. Trench excavated through water-bearing zones of alluvial deposits and into underlying weathered bedrock. | Pilot | 2018-2021, modifications made in 2019 to address seepage | TOC | Total Organic Carbon | mg/L | N | N/A | [6 empty] | 101 | 2.87 | Not Applicable |  |  |  | 3.72 | 2020 - 2021 Average, from operational period, not whole dataset | Data not provided | Data not provided | 15.5 | 2020 - 2021 Average, from operational period, not whole dataset | Data not provided | Data not provided | Data not provided | Downgradient | 6.8 | 0 | mg/L | 10.1 | °C | Data not provided | N/A | Data not provided | N/A | -269.5 | mV | 2837 | µmhos/cm | Turbidity = 10.36 | NTU | data not provided | data not provided | data not provided | data not provided | data not provided | data not provided | N/A | No groundwater comparison value | No samples were collected at STC-NES5-EF between November 2018 and April 2019. | An insufficient amount of time since completion of the Pilot Study to adequately evaluate lifespan of the treatment media. The change in alkalinity can be used as an indicator of change in the ability of the media to treat selenium. Alkalinity remained relatively similar after 2 years of operation indicating that after 2 years of operation the microbially-mediated chemical reduction of selenium remains similar to the study onset. | Design had insufficient capacity to contain the flux of snow melt in addition to seep water. Soils in the area of the PRB are tight. In the future, when in an layered alluvial system, incorporate a gravel "pressure relief/effluent storage" zone on the downgradient edge to allow for increased ability to receive effluent water and/or flow onto the land surface if capacity is reached. The hydrogeological study was performed during fall low flow conditions as were the excavation and installation of the PRB bench. Additional water zones may be present during different water levels, so future design data collection should include a hydrogeological investigation in the spring to better characterize flux and water bearing zones in the aquifer during high water conditions. The PRB increased Ar, Fe, Mn and Ur due to eroded overburden material in the lenses on the walls of the excavation and from the seep and sedimentation basin sediments transferred to the PRB. Oxidizing conditions favorable to mobilization of Ur exist when ORP is above -200 mV. Bicarbonate that is likely dominant in the near neutral pH conditions in the vicinity of the PRB can enhance Ur mobility. Redox cycling from fluctuating water table can cause Ur mobilization. Heterogeneity of groundwater inflow along the trench, contact with runoff of mine materials, and microbial activity all contribute to factors affecting degree of treatment within the PRB. The incorporation of the Pilot Study into a potential remedy for the Pedro Creek Sub-Basin, at its current scale and in absence of other actions, may require some modifications to facilitate handling of high spring inflows and additional treatment to address the transport of released uranium into the shallow groundwater and surface water. | Operation and maintenance cost, including remote monitoring (e.g., transducers, telemetry, and cameras) and performance monitoring (e.g., sampling, analysis, and reporting), ranges between $20,000 to $40,000 per month. The capital cost for the construction of the PRB and STC was approximately $1.2M including the media, trenching, infiltration gallery, cover, and stormwater controls, or roughly $180/cubic yard of reactive media (1,200 cubic yards for the PRB and 5,500 cubic yards for the STC). | System is seep treatment cell effluent to PRB. Treatment media: 50% granular support media, 12.5% chopped alfalfa hay, 37.5% woodchips/shavings. Average hydraulic conductivity of 8.8-116.2 ft/day in the media. Trench excavated to dry, silty-clay, weathered Dinwoody Formation material to prevent groundwater flow from bypassing under the PRB. Eroded overburden was encountered. Media placed to a depth of 2 ft bgs, covered by non-woven geotextile and 2 ft of Dinwoody Formation material. Infiltration gallery was constructed upgradient to the PRB, and overburden was encountered. Infiltration gallery was overexcavated and compacted Dinwoody Formation materials were used on the base and sidewalls to reduce water contact with the overburden. It was backfilled with coarse drain rock and covered with non-woven geotextile and Dinwoody Formation material. PRB is relatively easy to implement with readily available material and equipment but using the technology to treat seeps or shallow groundwater in close proximity to overburden disposal piles should be approached with caution. The presence of run-of-mine shales in and around excavations contributes to mobilization of unwanted constituents (e.g. arsenic, uranium) | The objectives for the Pilot Study are consistent with the preliminary Remedial Action Objectives (RAOs) for groundwater remedies at Conda. Based on observations from the 2019 and 2020 monitoring, modifications were made to the Pilot Study in fall of 2020. In coordination with the Agencies, it was decided that the modification will require further monitoring in 2021 to fully meet the Pilot Study objectives. 2018-2019 start up period had differing conditions from 2020-2021, and the conditions were not considered representative of long term trends, but reflect the capability of the media to rapidly reach redox and geochemical conditions that facilitate microbially mediated reduction. 2020-2021 are operational conditions. The treatment media contributes to total Ar, Fe and Mn concentrations above the MCLs and drinking water standards. Data indicate that the treatment media in the Seep Treatment Cell and PRB is capable of treating water entering the system with total Se concentrations as high as 6.87 mg/L as well as total Cd concentrations up to 0.00847 mg/L to levels below their respective MCLs. | None, other than those presented elsewhere | Seep treatment cell (STC) pretreatment system influent STC-NES5-IF (upgradient) to GW-64-MA (downgradient of the PRB) is the through the central flow path. Data collection for upgradient/downgradient wells is in some instances shifted by 1-2 days. Reporting on effluents from STC-NES5-IF is only considered during the period that effluent from the pretreatment is available for comparison (June 2019-Oct 2021).
Final Treatability Study Findings Report Field-Scale Permeable Reactive Barrier Pilot Study Conda/Woodall Mountain Mine | Conda/Woodall Mountain Mine | IDN001002862 | N/A | N/A | GW-64-MA | Former mining site | Permeable reactive barrier (PRB) with seep treatment cell pre-treatment | Passive | Permeable reactive barrier (PRB) | Pre-treatment | Overburden pile in the headwaters areas of Pedro Creek | Y | Entire system | Specific technologies not specified. PRB is chemical and microbially mediated processes that reduce selenate to selenite and then selenium. Treatment media includes a carbon source (i.e. woodchips), alfalfa hay, and inert sand. Seep treatment cell is pre-treatment cell with treatment media. | Access to the groundwater table is needed. Trench excavated through water-bearing zones of alluvial deposits and into underlying weathered bedrock. | Pilot | 2018-2021, modifications made in 2019 to address seepage | TOC | Total Organic Carbon | mg/L | N | N/A | [9 empty] | 8.26 | 3.33 | Not Applicable | 3.72 | 2020 - 2021 Average, from operational period, not whole dataset | Data not provided | Data not provided | 15.5 | 2020 - 2021 Average, from operational period, not whole dataset | Data not provided | Data not provided | Data not provided | Downgradient | 6.96 | 4.51 | mg/L | 10.4 | °C | Data not provided | N/A | Data not provided | N/A | -68.2 | mV | 3089 | µmhos/cm | Turbidity = 187 | NTU | data not provided | data not provided | data not provided | data not provided | data not provided | data not provided | N/A | No groundwater comparison value | No samples were collected at STC-NES5-EF between November 2018 and April 2019. | An insufficient amount of time since completion of the Pilot Study to adequately evaluate lifespan of the treatment media. The change in alkalinity can be used as an indicator of change in the ability of the media to treat selenium. Alkalinity remained relatively similar after 2 years of operation indicating that after 2 years of operation the microbially-mediated chemical reduction of selenium remains similar to the study onset. | Design had insufficient capacity to contain the flux of snow melt in addition to seep water. Soils in the area of the PRB are tight. In the future, when in an layered alluvial system, incorporate a gravel "pressure relief/effluent storage" zone on the downgradient edge to allow for increased ability to receive effluent water and/or flow onto the land surface if capacity is reached. The hydrogeological study was performed during fall low flow conditions as were the excavation and installation of the PRB bench. Additional water zones may be present during different water levels, so future design data collection should include a hydrogeological investigation in the spring to better characterize flux and water bearing zones in the aquifer during high water conditions. The PRB increased Ar, Fe, Mn and Ur due to eroded overburden material in the lenses on the walls of the excavation and from the seep and sedimentation basin sediments transferred to the PRB. Oxidizing conditions favorable to mobilization of Ur exist when ORP is above -200 mV. Bicarbonate that is likely dominant in the near neutral pH conditions in the vicinity of the PRB can enhance Ur mobility. Redox cycling from fluctuating water table can cause Ur mobilization. Heterogeneity of groundwater inflow along the trench, contact with runoff of mine materials, and microbial activity all contribute to factors affecting degree of treatment within the PRB. The incorporation of the Pilot Study into a potential remedy for the Pedro Creek Sub-Basin, at its current scale and in absence of other actions, may require some modifications to facilitate handling of high spring inflows and additional treatment to address the transport of released uranium into the shallow groundwater and surface water. | Operation and maintenance cost, including remote monitoring (e.g., transducers, telemetry, and cameras) and performance monitoring (e.g., sampling, analysis, and reporting), ranges between $20,000 to $40,000 per month. The capital cost for the construction of the PRB and STC was approximately $1.2M including the media, trenching, infiltration gallery, cover, and stormwater controls, or roughly $180/cubic yard of reactive media (1,200 cubic yards for the PRB and 5,500 cubic yards for the STC). | System is seep treatment cell effluent to PRB. Treatment media: 50% granular support media, 12.5% chopped alfalfa hay, 37.5% woodchips/shavings. Average hydraulic conductivity of 8.8-116.2 ft/day in the media. Trench excavated to dry, silty-clay, weathered Dinwoody Formation material to prevent groundwater flow from bypassing under the PRB. Eroded overburden was encountered. Media placed to a depth of 2 ft bgs, covered by non-woven geotextile and 2 ft of Dinwoody Formation material. Infiltration gallery was constructed upgradient to the PRB, and overburden was encountered. Infiltration gallery was overexcavated and compacted Dinwoody Formation materials were used on the base and sidewalls to reduce water contact with the overburden. It was backfilled with coarse drain rock and covered with non-woven geotextile and Dinwoody Formation material. PRB is relatively easy to implement with readily available material and equipment but using the technology to treat seeps or shallow groundwater in close proximity to overburden disposal piles should be approached with caution. The presence of run-of-mine shales in and around excavations contributes to mobilization of unwanted constituents (e.g. arsenic, uranium) | The objectives for the Pilot Study are consistent with the preliminary Remedial Action Objectives (RAOs) for groundwater remedies at Conda. Based on observations from the 2019 and 2020 monitoring, modifications were made to the Pilot Study in fall of 2020. In coordination with the Agencies, it was decided that the modification will require further monitoring in 2021 to fully meet the Pilot Study objectives. 2018-2019 start up period had differing conditions from 2020-2021, and the conditions were not considered representative of long term trends, but reflect the capability of the media to rapidly reach redox and geochemical conditions that facilitate microbially mediated reduction. 2020-2021 are operational conditions. The treatment media contributes to total Ar, Fe and Mn concentrations above the MCLs and drinking water standards. Data indicate that the treatment media in the Seep Treatment Cell and PRB is capable of treating water entering the system with total Se concentrations as high as 6.87 mg/L as well as total Cd concentrations up to 0.00847 mg/L to levels below their respective MCLs. | None, other than those presented elsewhere | Seep treatment cell (STC) pretreatment system influent STC-NES5-IF (upgradient) to GW-64-MA (downgradient of the PRB) is the through the central flow path. Data collection for upgradient/downgradient wells is in some instances shifted by 1-2 days. Reporting on effluents from STC-NES5-IF is only considered during the period that effluent from the pretreatment is available for comparison (June 2019-Oct 2021).
Final Treatability Study Findings Report Field-Scale Permeable Reactive Barrier Pilot Study Conda/Woodall Mountain Mine | Conda/Woodall Mountain Mine | IDN001002862 | N/A | N/A | STC-NES5-IF | Former mining site | Permeable reactive barrier (PRB) with seep treatment cell pre-treatment | Passive | Permeable reactive barrier (PRB) | Pre-treatment | Overburden pile in the headwaters areas of Pedro Creek | Y | Entire system | Specific technologies not specified. PRB is chemical and microbially mediated processes that reduce selenate to selenite and then selenium. Treatment media includes a carbon source (i.e. woodchips), alfalfa hay, and inert sand. Seep treatment cell is pre-treatment cell with treatment media. | Access to the groundwater table is needed. Trench excavated through water-bearing zones of alluvial deposits and into underlying weathered bedrock. | Pilot | 2018-2021, modifications made in 2019 to address seepage | Sulfate | Sulfate | mg/L | N | N/A | 2220 | 1620 | Not Applicable | [9 empty] | 2102 | 2020 - 2021 Average, from operational period, not whole dataset | Data not provided | Data not provided | 1497 | 2020 - 2021 Average, from operational period, not whole dataset | Data not provided | Data not provided | Data not provided | Upgradient | 6.85 | 5.9 | mg/L | 11.4 | °C | Data not provided | N/A | Data not provided | N/A | 134.1 | mV | 3374 | µmhos/cm | Turbidity = 7.4 | NTU | data not provided | data not provided | data not provided | data not provided | data not provided | data not provided | N | Groundwater Comparison Value: U.S. EPA Secondary Drinking Water Standard 250 mg/L Assessment of treatment goals based on well-specific averages for 2020-2021 | No samples were collected at STC-NES5-EF between November 2018 and April 2019. | An insufficient amount of time since completion of the Pilot Study to adequately evaluate lifespan of the treatment media. The change in alkalinity can be used as an indicator of change in the ability of the media to treat selenium. Alkalinity remained relatively similar after 2 years of operation indicating that after 2 years of operation the microbially-mediated chemical reduction of selenium remains similar to the study onset. | Design had insufficient capacity to contain the flux of snow melt in addition to seep water. Soils in the area of the PRB are tight. In the future, when in an layered alluvial system, incorporate a gravel "pressure relief/effluent storage" zone on the downgradient edge to allow for increased ability to receive effluent water and/or flow onto the land surface if capacity is reached. The hydrogeological study was performed during fall low flow conditions as were the excavation and installation of the PRB bench. Additional water zones may be present during different water levels, so future design data collection should include a hydrogeological investigation in the spring to better characterize flux and water bearing zones in the aquifer during high water conditions. The PRB increased Ar, Fe, Mn and Ur due to eroded overburden material in the lenses on the walls of the excavation and from the seep and sedimentation basin sediments transferred to the PRB. Oxidizing conditions favorable to mobilization of Ur exist when ORP is above -200 mV. Bicarbonate that is likely dominant in the near neutral pH conditions in the vicinity of the PRB can enhance Ur mobility. Redox cycling from fluctuating water table can cause Ur mobilization. Heterogeneity of groundwater inflow along the trench, contact with runoff of mine materials, and microbial activity all contribute to factors affecting degree of treatment within the PRB. The incorporation of the Pilot Study into a potential remedy for the Pedro Creek Sub-Basin, at its current scale and in absence of other actions, may require some modifications to facilitate handling of high spring inflows and additional treatment to address the transport of released uranium into the shallow groundwater and surface water. | Operation and maintenance cost, including remote monitoring (e.g., transducers, telemetry, and cameras) and performance monitoring (e.g., sampling, analysis, and reporting), ranges between $20,000 to $40,000 per month. The capital cost for the construction of the PRB and STC was approximately $1.2M including the media, trenching, infiltration gallery, cover, and stormwater controls, or roughly $180/cubic yard of reactive media (1,200 cubic yards for the PRB and 5,500 cubic yards for the STC). | System is seep treatment cell effluent to PRB. Treatment media: 50% granular support media, 12.5% chopped alfalfa hay, 37.5% woodchips/shavings. Average hydraulic conductivity of 8.8-116.2 ft/day in the media. Trench excavated to dry, silty-clay, weathered Dinwoody Formation material to prevent groundwater flow from bypassing under the PRB. Eroded overburden was encountered. Media placed to a depth of 2 ft bgs, covered by non-woven geotextile and 2 ft of Dinwoody Formation material. Infiltration gallery was constructed upgradient to the PRB, and overburden was encountered. Infiltration gallery was overexcavated and compacted Dinwoody Formation materials were used on the base and sidewalls to reduce water contact with the overburden. It was backfilled with coarse drain rock and covered with non-woven geotextile and Dinwoody Formation material. PRB is relatively easy to implement with readily available material and equipment but using the technology to treat seeps or shallow groundwater in close proximity to overburden disposal piles should be approached with caution. The presence of run-of-mine shales in and around excavations contributes to mobilization of unwanted constituents (e.g. arsenic, uranium) | The objectives for the Pilot Study are consistent with the preliminary Remedial Action Objectives (RAOs) for groundwater remedies at Conda. Based on observations from the 2019 and 2020 monitoring, modifications were made to the Pilot Study in fall of 2020. In coordination with the Agencies, it was decided that the modification will require further monitoring in 2021 to fully meet the Pilot Study objectives. 2018-2019 start up period had differing conditions from 2020-2021, and the conditions were not considered representative of long term trends, but reflect the capability of the media to rapidly reach redox and geochemical conditions that facilitate microbially mediated reduction. 2020-2021 are operational conditions. The treatment media contributes to total Ar, Fe and Mn concentrations above the MCLs and drinking water standards. Data indicate that the treatment media in the Seep Treatment Cell and PRB is capable of treating water entering the system with total Se concentrations as high as 6.87 mg/L as well as total Cd concentrations up to 0.00847 mg/L to levels below their respective MCLs. | None, other than those presented elsewhere | Seep treatment cell (STC) pretreatment system influent STC-NES5-IF (upgradient) to GW-64-MA (downgradient of the PRB) is the through the central flow path. Data collection for upgradient/downgradient wells is in some instances shifted by 1-2 days. Reporting on effluents from STC-NES5-IF is only considered during the period that effluent from the pretreatment is available for comparison (June 2019-Oct 2021).
Final Treatability Study Findings Report Field-Scale Permeable Reactive Barrier Pilot Study Conda/Woodall Mountain Mine | Conda/Woodall Mountain Mine | IDN001002862 | N/A | N/A | STC-NES5-IF | Former mining site | Permeable reactive barrier (PRB) with seep treatment cell pre-treatment | Passive | Permeable reactive barrier (PRB) | Pre-treatment | Overburden pile in the headwaters areas of Pedro Creek | Y | Entire system | Specific technologies not specified. PRB is chemical and microbially mediated processes that reduce selenate to selenite and then selenium. Treatment media includes a carbon source (i.e. woodchips), alfalfa hay, and inert sand. Seep treatment cell is pre-treatment cell with treatment media. | Access to the groundwater table is needed. Trench excavated through water-bearing zones of alluvial deposits and into underlying weathered bedrock. | Pilot | 2018-2021, modifications made in 2019 to address seepage | Sulfate | Sulfate | mg/L | N | N/A |  |  |  | 1930 | 27.1 | Not Applicable | [6 empty] | 2102 | 2020 - 2021 Average, from operational period, not whole dataset | Data not provided | Data not provided | 1497 | 2020 - 2021 Average, from operational period, not whole dataset | Data not provided | Data not provided | Data not provided | Upgradient | 6.49 | 5.06 | mg/L | 12.32 | °C | Data not provided | N/A | Data not provided | N/A | 236.6 | mV | 2655.2 | µmhos/cm | Turbidity = 24.11 | NTU | data not provided | data not provided | data not provided | data not provided | data not provided | data not provided | N | Groundwater Comparison Value: U.S. EPA Secondary Drinking Water Standard 250 mg/L Assessment of treatment goals based on well-specific averages for 2020-2021 | No samples were collected at STC-NES5-EF between November 2018 and April 2019. | An insufficient amount of time since completion of the Pilot Study to adequately evaluate lifespan of the treatment media. The change in alkalinity can be used as an indicator of change in the ability of the media to treat selenium. Alkalinity remained relatively similar after 2 years of operation indicating that after 2 years of operation the microbially-mediated chemical reduction of selenium remains similar to the study onset. | Design had insufficient capacity to contain the flux of snow melt in addition to seep water. Soils in the area of the PRB are tight. In the future, when in an layered alluvial system, incorporate a gravel "pressure relief/effluent storage" zone on the downgradient edge to allow for increased ability to receive effluent water and/or flow onto the land surface if capacity is reached. The hydrogeological study was performed during fall low flow conditions as were the excavation and installation of the PRB bench. Additional water zones may be present during different water levels, so future design data collection should include a hydrogeological investigation in the spring to better characterize flux and water bearing zones in the aquifer during high water conditions. The PRB increased Ar, Fe, Mn and Ur due to eroded overburden material in the lenses on the walls of the excavation and from the seep and sedimentation basin sediments transferred to the PRB. Oxidizing conditions favorable to mobilization of Ur exist when ORP is above -200 mV. Bicarbonate that is likely dominant in the near neutral pH conditions in the vicinity of the PRB can enhance Ur mobility. Redox cycling from fluctuating water table can cause Ur mobilization. Heterogeneity of groundwater inflow along the trench, contact with runoff of mine materials, and microbial activity all contribute to factors affecting degree of treatment within the PRB. The incorporation of the Pilot Study into a potential remedy for the Pedro Creek Sub-Basin, at its current scale and in absence of other actions, may require some modifications to facilitate handling of high spring inflows and additional treatment to address the transport of released uranium into the shallow groundwater and surface water. | Operation and maintenance cost, including remote monitoring (e.g., transducers, telemetry, and cameras) and performance monitoring (e.g., sampling, analysis, and reporting), ranges between $20,000 to $40,000 per month. The capital cost for the construction of the PRB and STC was approximately $1.2M including the media, trenching, infiltration gallery, cover, and stormwater controls, or roughly $180/cubic yard of reactive media (1,200 cubic yards for the PRB and 5,500 cubic yards for the STC). | System is seep treatment cell effluent to PRB. Treatment media: 50% granular support media, 12.5% chopped alfalfa hay, 37.5% woodchips/shavings. Average hydraulic conductivity of 8.8-116.2 ft/day in the media. Trench excavated to dry, silty-clay, weathered Dinwoody Formation material to prevent groundwater flow from bypassing under the PRB. Eroded overburden was encountered. Media placed to a depth of 2 ft bgs, covered by non-woven geotextile and 2 ft of Dinwoody Formation material. Infiltration gallery was constructed upgradient to the PRB, and overburden was encountered. Infiltration gallery was overexcavated and compacted Dinwoody Formation materials were used on the base and sidewalls to reduce water contact with the overburden. It was backfilled with coarse drain rock and covered with non-woven geotextile and Dinwoody Formation material. PRB is relatively easy to implement with readily available material and equipment but using the technology to treat seeps or shallow groundwater in close proximity to overburden disposal piles should be approached with caution. The presence of run-of-mine shales in and around excavations contributes to mobilization of unwanted constituents (e.g. arsenic, uranium) | The objectives for the Pilot Study are consistent with the preliminary Remedial Action Objectives (RAOs) for groundwater remedies at Conda. Based on observations from the 2019 and 2020 monitoring, modifications were made to the Pilot Study in fall of 2020. In coordination with the Agencies, it was decided that the modification will require further monitoring in 2021 to fully meet the Pilot Study objectives. 2018-2019 start up period had differing conditions from 2020-2021, and the conditions were not considered representative of long term trends, but reflect the capability of the media to rapidly reach redox and geochemical conditions that facilitate microbially mediated reduction. 2020-2021 are operational conditions. The treatment media contributes to total Ar, Fe and Mn concentrations above the MCLs and drinking water standards. Data indicate that the treatment media in the Seep Treatment Cell and PRB is capable of treating water entering the system with total Se concentrations as high as 6.87 mg/L as well as total Cd concentrations up to 0.00847 mg/L to levels below their respective MCLs. | None, other than those presented elsewhere | Seep treatment cell (STC) pretreatment system influent STC-NES5-IF (upgradient) to GW-64-MA (downgradient of the PRB) is the through the central flow path. Data collection for upgradient/downgradient wells is in some instances shifted by 1-2 days. Reporting on effluents from STC-NES5-IF is only considered during the period that effluent from the pretreatment is available for comparison (June 2019-Oct 2021).
Final Treatability Study Findings Report Field-Scale Permeable Reactive Barrier Pilot Study Conda/Woodall Mountain Mine | Conda/Woodall Mountain Mine | IDN001002862 | N/A | N/A | GW-64-MA | Former mining site | Permeable reactive barrier (PRB) with seep treatment cell pre-treatment | Passive | Permeable reactive barrier (PRB) | Pre-treatment | Overburden pile in the headwaters areas of Pedro Creek | Y | Entire system | Specific technologies not specified. PRB is chemical and microbially mediated processes that reduce selenate to selenite and then selenium. Treatment media includes a carbon source (i.e. woodchips), alfalfa hay, and inert sand. Seep treatment cell is pre-treatment cell with treatment media. | Access to the groundwater table is needed. Trench excavated through water-bearing zones of alluvial deposits and into underlying weathered bedrock. | Pilot | 2018-2021, modifications made in 2019 to address seepage | Sulfate | Sulfate | mg/L | N | N/A | [6 empty] | 1720 | 2030 | Not Applicable |  |  |  | 2102 | 2020 - 2021 Average, from operational period, not whole dataset | Data not provided | Data not provided | 1497 | 2020 - 2021 Average, from operational period, not whole dataset | Data not provided | Data not provided | Data not provided | Downgradient | 6.8 | 0 | mg/L | 8.7 | °C | Data not provided | N/A | Data not provided | N/A | -185.5 | mV | 3007 | µmhos/cm | Turbidity = 52.3 | NTU | data not provided | data not provided | data not provided | data not provided | data not provided | data not provided | N | Groundwater Comparison Value: U.S. EPA Secondary Drinking Water Standard 250 mg/L Assessment of treatment goals based on well-specific averages for 2020-2021 | No samples were collected at STC-NES5-EF between November 2018 and April 2019. | An insufficient amount of time since completion of the Pilot Study to adequately evaluate lifespan of the treatment media. The change in alkalinity can be used as an indicator of change in the ability of the media to treat selenium. Alkalinity remained relatively similar after 2 years of operation indicating that after 2 years of operation the microbially-mediated chemical reduction of selenium remains similar to the study onset. | Design had insufficient capacity to contain the flux of snow melt in addition to seep water. Soils in the area of the PRB are tight. In the future, when in an layered alluvial system, incorporate a gravel "pressure relief/effluent storage" zone on the downgradient edge to allow for increased ability to receive effluent water and/or flow onto the land surface if capacity is reached. The hydrogeological study was performed during fall low flow conditions as were the excavation and installation of the PRB bench. Additional water zones may be present during different water levels, so future design data collection should include a hydrogeological investigation in the spring to better characterize flux and water bearing zones in the aquifer during high water conditions. The PRB increased Ar, Fe, Mn and Ur due to eroded overburden material in the lenses on the walls of the excavation and from the seep and sedimentation basin sediments transferred to the PRB. Oxidizing conditions favorable to mobilization of Ur exist when ORP is above -200 mV. Bicarbonate that is likely dominant in the near neutral pH conditions in the vicinity of the PRB can enhance Ur mobility. Redox cycling from fluctuating water table can cause Ur mobilization. Heterogeneity of groundwater inflow along the trench, contact with runoff of mine materials, and microbial activity all contribute to factors affecting degree of treatment within the PRB. The incorporation of the Pilot Study into a potential remedy for the Pedro Creek Sub-Basin, at its current scale and in absence of other actions, may require some modifications to facilitate handling of high spring inflows and additional treatment to address the transport of released uranium into the shallow groundwater and surface water. | Operation and maintenance cost, including remote monitoring (e.g., transducers, telemetry, and cameras) and performance monitoring (e.g., sampling, analysis, and reporting), ranges between $20,000 to $40,000 per month. The capital cost for the construction of the PRB and STC was approximately $1.2M including the media, trenching, infiltration gallery, cover, and stormwater controls, or roughly $180/cubic yard of reactive media (1,200 cubic yards for the PRB and 5,500 cubic yards for the STC). | System is seep treatment cell effluent to PRB. Treatment media: 50% granular support media, 12.5% chopped alfalfa hay, 37.5% woodchips/shavings. Average hydraulic conductivity of 8.8-116.2 ft/day in the media. Trench excavated to dry, silty-clay, weathered Dinwoody Formation material to prevent groundwater flow from bypassing under the PRB. Eroded overburden was encountered. Media placed to a depth of 2 ft bgs, covered by non-woven geotextile and 2 ft of Dinwoody Formation material. Infiltration gallery was constructed upgradient to the PRB, and overburden was encountered. Infiltration gallery was overexcavated and compacted Dinwoody Formation materials were used on the base and sidewalls to reduce water contact with the overburden. It was backfilled with coarse drain rock and covered with non-woven geotextile and Dinwoody Formation material. PRB is relatively easy to implement with readily available material and equipment but using the technology to treat seeps or shallow groundwater in close proximity to overburden disposal piles should be approached with caution. The presence of run-of-mine shales in and around excavations contributes to mobilization of unwanted constituents (e.g. arsenic, uranium) | The objectives for the Pilot Study are consistent with the preliminary Remedial Action Objectives (RAOs) for groundwater remedies at Conda. Based on observations from the 2019 and 2020 monitoring, modifications were made to the Pilot Study in fall of 2020. In coordination with the Agencies, it was decided that the modification will require further monitoring in 2021 to fully meet the Pilot Study objectives. 2018-2019 start up period had differing conditions from 2020-2021, and the conditions were not considered representative of long term trends, but reflect the capability of the media to rapidly reach redox and geochemical conditions that facilitate microbially mediated reduction. 2020-2021 are operational conditions. The treatment media contributes to total Ar, Fe and Mn concentrations above the MCLs and drinking water standards. Data indicate that the treatment media in the Seep Treatment Cell and PRB is capable of treating water entering the system with total Se concentrations as high as 6.87 mg/L as well as total Cd concentrations up to 0.00847 mg/L to levels below their respective MCLs. | None, other than those presented elsewhere | Seep treatment cell (STC) pretreatment system influent STC-NES5-IF (upgradient) to GW-64-MA (downgradient of the PRB) is the through the central flow path. Data collection for upgradient/downgradient wells is in some instances shifted by 1-2 days. Reporting on effluents from STC-NES5-IF is only considered during the period that effluent from the pretreatment is available for comparison (June 2019-Oct 2021).
Final Treatability Study Findings Report Field-Scale Permeable Reactive Barrier Pilot Study Conda/Woodall Mountain Mine | Conda/Woodall Mountain Mine | IDN001002862 | N/A | N/A | GW-64-MA | Former mining site | Permeable reactive barrier (PRB) with seep treatment cell pre-treatment | Passive | Permeable reactive barrier (PRB) | Pre-treatment | Overburden pile in the headwaters areas of Pedro Creek | Y | Entire system | Specific technologies not specified. PRB is chemical and microbially mediated processes that reduce selenate to selenite and then selenium. Treatment media includes a carbon source (i.e. woodchips), alfalfa hay, and inert sand. Seep treatment cell is pre-treatment cell with treatment media. | Access to the groundwater table is needed. Trench excavated through water-bearing zones of alluvial deposits and into underlying weathered bedrock. | Pilot | 2018-2021, modifications made in 2019 to address seepage | Sulfate | Sulfate | mg/L | N | N/A | [9 empty] | 4.12 | 2090 | Not Applicable | 2102 | 2020 - 2021 Average, from operational period, not whole dataset | Data not provided | Data not provided | 1497 | 2020 - 2021 Average, from operational period, not whole dataset | Data not provided | Data not provided | Data not provided | Downgradient | 6.87 | 0.15 | mg/L | 8.23 | °C | Data not provided | N/A | Data not provided | N/A | -15.6 | mV | 2788.9 | µmhos/cm | Turbidity = 4.96 | NTU | data not provided | data not provided | data not provided | data not provided | data not provided | data not provided | N | Groundwater Comparison Value: U.S. EPA Secondary Drinking Water Standard 250 mg/L Assessment of treatment goals based on well-specific averages for 2020-2021 | No samples were collected at STC-NES5-EF between November 2018 and April 2019. | An insufficient amount of time since completion of the Pilot Study to adequately evaluate lifespan of the treatment media. The change in alkalinity can be used as an indicator of change in the ability of the media to treat selenium. Alkalinity remained relatively similar after 2 years of operation indicating that after 2 years of operation the microbially-mediated chemical reduction of selenium remains similar to the study onset. | Design had insufficient capacity to contain the flux of snow melt in addition to seep water. Soils in the area of the PRB are tight. In the future, when in an layered alluvial system, incorporate a gravel "pressure relief/effluent storage" zone on the downgradient edge to allow for increased ability to receive effluent water and/or flow onto the land surface if capacity is reached. The hydrogeological study was performed during fall low flow conditions as were the excavation and installation of the PRB bench. Additional water zones may be present during different water levels, so future design data collection should include a hydrogeological investigation in the spring to better characterize flux and water bearing zones in the aquifer during high water conditions. The PRB increased Ar, Fe, Mn and Ur due to eroded overburden material in the lenses on the walls of the excavation and from the seep and sedimentation basin sediments transferred to the PRB. Oxidizing conditions favorable to mobilization of Ur exist when ORP is above -200 mV. Bicarbonate that is likely dominant in the near neutral pH conditions in the vicinity of the PRB can enhance Ur mobility. Redox cycling from fluctuating water table can cause Ur mobilization. Heterogeneity of groundwater inflow along the trench, contact with runoff of mine materials, and microbial activity all contribute to factors affecting degree of treatment within the PRB. The incorporation of the Pilot Study into a potential remedy for the Pedro Creek Sub-Basin, at its current scale and in absence of other actions, may require some modifications to facilitate handling of high spring inflows and additional treatment to address the transport of released uranium into the shallow groundwater and surface water. | Operation and maintenance cost, including remote monitoring (e.g., transducers, telemetry, and cameras) and performance monitoring (e.g., sampling, analysis, and reporting), ranges between $20,000 to $40,000 per month. The capital cost for the construction of the PRB and STC was approximately $1.2M including the media, trenching, infiltration gallery, cover, and stormwater controls, or roughly $180/cubic yard of reactive media (1,200 cubic yards for the PRB and 5,500 cubic yards for the STC). | System is seep treatment cell effluent to PRB. Treatment media: 50% granular support media, 12.5% chopped alfalfa hay, 37.5% woodchips/shavings. Average hydraulic conductivity of 8.8-116.2 ft/day in the media. Trench excavated to dry, silty-clay, weathered Dinwoody Formation material to prevent groundwater flow from bypassing under the PRB. Eroded overburden was encountered. Media placed to a depth of 2 ft bgs, covered by non-woven geotextile and 2 ft of Dinwoody Formation material. Infiltration gallery was constructed upgradient to the PRB, and overburden was encountered. Infiltration gallery was overexcavated and compacted Dinwoody Formation materials were used on the base and sidewalls to reduce water contact with the overburden. It was backfilled with coarse drain rock and covered with non-woven geotextile and Dinwoody Formation material. PRB is relatively easy to implement with readily available material and equipment but using the technology to treat seeps or shallow groundwater in close proximity to overburden disposal piles should be approached with caution. The presence of run-of-mine shales in and around excavations contributes to mobilization of unwanted constituents (e.g. arsenic, uranium) | The objectives for the Pilot Study are consistent with the preliminary Remedial Action Objectives (RAOs) for groundwater remedies at Conda. Based on observations from the 2019 and 2020 monitoring, modifications were made to the Pilot Study in fall of 2020. In coordination with the Agencies, it was decided that the modification will require further monitoring in 2021 to fully meet the Pilot Study objectives. 2018-2019 start up period had differing conditions from 2020-2021, and the conditions were not considered representative of long term trends, but reflect the capability of the media to rapidly reach redox and geochemical conditions that facilitate microbially mediated reduction. 2020-2021 are operational conditions. The treatment media contributes to total Ar, Fe and Mn concentrations above the MCLs and drinking water standards. Data indicate that the treatment media in the Seep Treatment Cell and PRB is capable of treating water entering the system with total Se concentrations as high as 6.87 mg/L as well as total Cd concentrations up to 0.00847 mg/L to levels below their respective MCLs. | None, other than those presented elsewhere | Seep treatment cell (STC) pretreatment system influent STC-NES5-IF (upgradient) to GW-64-MA (downgradient of the PRB) is the through the central flow path. Data collection for upgradient/downgradient wells is in some instances shifted by 1-2 days. Reporting on effluents from STC-NES5-IF is only considered during the period that effluent from the pretreatment is available for comparison (June 2019-Oct 2021).
Final Treatability Study Findings Report Field-Scale Permeable Reactive Barrier Pilot Study Conda/Woodall Mountain Mine | Conda/Woodall Mountain Mine | IDN001002862 | N/A | N/A | STC-NES5-IF | Former mining site | Permeable reactive barrier (PRB) with seep treatment cell pre-treatment | Passive | Permeable reactive barrier (PRB) | Pre-treatment | Overburden pile in the headwaters areas of Pedro Creek | Y | Entire system | Specific technologies not specified. PRB is chemical and microbially mediated processes that reduce selenate to selenite and then selenium. Treatment media includes a carbon source (i.e. woodchips), alfalfa hay, and inert sand. Seep treatment cell is pre-treatment cell with treatment media. | Access to the groundwater table is needed. Trench excavated through water-bearing zones of alluvial deposits and into underlying weathered bedrock. | Pilot | 2018-2021, modifications made in 2019 to address seepage | Nitrate | Nitrate+ Nitrite as N | mg/L | N | N/A | 3.11 | ND | 99.1961 | [9 empty] | 1.6 | 2020 - 2021 Average, from operational period, not whole dataset | Data not provided | Data not provided | 0.044 | 2020 - 2021 Average, from operational period, not whole dataset | Data not provided | Data not provided | Data not provided | Upgradient | 6.49 | 5.06 | mg/L | 12.32 | °C | Data not provided | N/A | Data not provided | N/A | 236.6 | mV | 2655.2 | µmhos/cm | Turbidity = 24.11 | NTU | data not provided | data not provided | data not provided | data not provided | data not provided | data not provided | Y | Groundwater Comparison Value: U.S EPA MCL 10 mg/L | No samples were collected at STC-NES5-EF between November 2018 and April 2019. | An insufficient amount of time since completion of the Pilot Study to adequately evaluate lifespan of the treatment media. The change in alkalinity can be used as an indicator of change in the ability of the media to treat selenium. Alkalinity remained relatively similar after 2 years of operation indicating that after 2 years of operation the microbially-mediated chemical reduction of selenium remains similar to the study onset. | Design had insufficient capacity to contain the flux of snow melt in addition to seep water. Soils in the area of the PRB are tight. In the future, when in an layered alluvial system, incorporate a gravel "pressure relief/effluent storage" zone on the downgradient edge to allow for increased ability to receive effluent water and/or flow onto the land surface if capacity is reached. The hydrogeological study was performed during fall low flow conditions as were the excavation and installation of the PRB bench. Additional water zones may be present during different water levels, so future design data collection should include a hydrogeological investigation in the spring to better characterize flux and water bearing zones in the aquifer during high water conditions. The PRB increased Ar, Fe, Mn and Ur due to eroded overburden material in the lenses on the walls of the excavation and from the seep and sedimentation basin sediments transferred to the PRB. Oxidizing conditions favorable to mobilization of Ur exist when ORP is above -200 mV. Bicarbonate that is likely dominant in the near neutral pH conditions in the vicinity of the PRB can enhance Ur mobility. Redox cycling from fluctuating water table can cause Ur mobilization. Heterogeneity of groundwater inflow along the trench, contact with runoff of mine materials, and microbial activity all contribute to factors affecting degree of treatment within the PRB. The incorporation of the Pilot Study into a potential remedy for the Pedro Creek Sub-Basin, at its current scale and in absence of other actions, may require some modifications to facilitate handling of high spring inflows and additional treatment to address the transport of released uranium into the shallow groundwater and surface water. | Operation and maintenance cost, including remote monitoring (e.g., transducers, telemetry, and cameras) and performance monitoring (e.g., sampling, analysis, and reporting), ranges between $20,000 to $40,000 per month. The capital cost for the construction of the PRB and STC was approximately $1.2M including the media, trenching, infiltration gallery, cover, and stormwater controls, or roughly $180/cubic yard of reactive media (1,200 cubic yards for the PRB and 5,500 cubic yards for the STC). | System is seep treatment cell effluent to PRB. Treatment media: 50% granular support media, 12.5% chopped alfalfa hay, 37.5% woodchips/shavings. Average hydraulic conductivity of 8.8-116.2 ft/day in the media. Trench excavated to dry, silty-clay, weathered Dinwoody Formation material to prevent groundwater flow from bypassing under the PRB. Eroded overburden was encountered. Media placed to a depth of 2 ft bgs, covered by non-woven geotextile and 2 ft of Dinwoody Formation material. Infiltration gallery was constructed upgradient to the PRB, and overburden was encountered. Infiltration gallery was overexcavated and compacted Dinwoody Formation materials were used on the base and sidewalls to reduce water contact with the overburden. It was backfilled with coarse drain rock and covered with non-woven geotextile and Dinwoody Formation material. PRB is relatively easy to implement with readily available material and equipment but using the technology to treat seeps or shallow groundwater in close proximity to overburden disposal piles should be approached with caution. The presence of run-of-mine shales in and around excavations contributes to mobilization of unwanted constituents (e.g. arsenic, uranium) | The objectives for the Pilot Study are consistent with the preliminary Remedial Action Objectives (RAOs) for groundwater remedies at Conda. Based on observations from the 2019 and 2020 monitoring, modifications were made to the Pilot Study in fall of 2020. In coordination with the Agencies, it was decided that the modification will require further monitoring in 2021 to fully meet the Pilot Study objectives. 2018-2019 start up period had differing conditions from 2020-2021, and the conditions were not considered representative of long term trends, but reflect the capability of the media to rapidly reach redox and geochemical conditions that facilitate microbially mediated reduction. 2020-2021 are operational conditions. The treatment media contributes to total Ar, Fe and Mn concentrations above the MCLs and drinking water standards. Data indicate that the treatment media in the Seep Treatment Cell and PRB is capable of treating water entering the system with total Se concentrations as high as 6.87 mg/L as well as total Cd concentrations up to 0.00847 mg/L to levels below their respective MCLs. | None, other than those presented elsewhere | Seep treatment cell (STC) pretreatment system influent STC-NES5-IF (upgradient) to GW-64-MA (downgradient of the PRB) is the through the central flow path. Data collection for upgradient/downgradient wells is in some instances shifted by 1-2 days. Reporting on effluents from STC-NES5-IF is only considered during the period that effluent from the pretreatment is available for comparison (June 2019-Oct 2021).
Final Treatability Study Findings Report Field-Scale Permeable Reactive Barrier Pilot Study Conda/Woodall Mountain Mine | Conda/Woodall Mountain Mine | IDN001002862 | N/A | N/A | STC-NES5-IF | Former mining site | Permeable reactive barrier (PRB) with seep treatment cell pre-treatment | Passive | Permeable reactive barrier (PRB) | Pre-treatment | Overburden pile in the headwaters areas of Pedro Creek | Y | Entire system | Specific technologies not specified. PRB is chemical and microbially mediated processes that reduce selenate to selenite and then selenium. Treatment media includes a carbon source (i.e. woodchips), alfalfa hay, and inert sand. Seep treatment cell is pre-treatment cell with treatment media. | Access to the groundwater table is needed. Trench excavated through water-bearing zones of alluvial deposits and into underlying weathered bedrock. | Pilot | 2018-2021, modifications made in 2019 to address seepage | Nitrate | Nitrate+ Nitrite as N | mg/L | N | N/A |  |  |  | 1.07 | 0.047 | 95.6075 | [6 empty] | 1.6 | 2020 - 2021 Average, from operational period, not whole dataset | Data not provided | Data not provided | 0.044 | 2020 - 2021 Average, from operational period, not whole dataset | Data not provided | Data not provided | Data not provided | Upgradient | 6.86 | 4.26 | mg/L | 9.4 | °C | Data not provided | N/A | Data not provided | N/A | -181.3 | mV | 3329 | µmhos/cm | Turbidity = 33.34 | NTU | data not provided | data not provided | data not provided | data not provided | data not provided | data not provided | Y | Groundwater Comparison Value: U.S EPA MCL 10 mg/L | No samples were collected at STC-NES5-EF between November 2018 and April 2019. | An insufficient amount of time since completion of the Pilot Study to adequately evaluate lifespan of the treatment media. The change in alkalinity can be used as an indicator of change in the ability of the media to treat selenium. Alkalinity remained relatively similar after 2 years of operation indicating that after 2 years of operation the microbially-mediated chemical reduction of selenium remains similar to the study onset. | Design had insufficient capacity to contain the flux of snow melt in addition to seep water. Soils in the area of the PRB are tight. In the future, when in an layered alluvial system, incorporate a gravel "pressure relief/effluent storage" zone on the downgradient edge to allow for increased ability to receive effluent water and/or flow onto the land surface if capacity is reached. The hydrogeological study was performed during fall low flow conditions as were the excavation and installation of the PRB bench. Additional water zones may be present during different water levels, so future design data collection should include a hydrogeological investigation in the spring to better characterize flux and water bearing zones in the aquifer during high water conditions. The PRB increased Ar, Fe, Mn and Ur due to eroded overburden material in the lenses on the walls of the excavation and from the seep and sedimentation basin sediments transferred to the PRB. Oxidizing conditions favorable to mobilization of Ur exist when ORP is above -200 mV. Bicarbonate that is likely dominant in the near neutral pH conditions in the vicinity of the PRB can enhance Ur mobility. Redox cycling from fluctuating water table can cause Ur mobilization. Heterogeneity of groundwater inflow along the trench, contact with runoff of mine materials, and microbial activity all contribute to factors affecting degree of treatment within the PRB. The incorporation of the Pilot Study into a potential remedy for the Pedro Creek Sub-Basin, at its current scale and in absence of other actions, may require some modifications to facilitate handling of high spring inflows and additional treatment to address the transport of released uranium into the shallow groundwater and surface water. | Operation and maintenance cost, including remote monitoring (e.g., transducers, telemetry, and cameras) and performance monitoring (e.g., sampling, analysis, and reporting), ranges between $20,000 to $40,000 per month. The capital cost for the construction of the PRB and STC was approximately $1.2M including the media, trenching, infiltration gallery, cover, and stormwater controls, or roughly $180/cubic yard of reactive media (1,200 cubic yards for the PRB and 5,500 cubic yards for the STC). | System is seep treatment cell effluent to PRB. Treatment media: 50% granular support media, 12.5% chopped alfalfa hay, 37.5% woodchips/shavings. Average hydraulic conductivity of 8.8-116.2 ft/day in the media. Trench excavated to dry, silty-clay, weathered Dinwoody Formation material to prevent groundwater flow from bypassing under the PRB. Eroded overburden was encountered. Media placed to a depth of 2 ft bgs, covered by non-woven geotextile and 2 ft of Dinwoody Formation material. Infiltration gallery was constructed upgradient to the PRB, and overburden was encountered. Infiltration gallery was overexcavated and compacted Dinwoody Formation materials were used on the base and sidewalls to reduce water contact with the overburden. It was backfilled with coarse drain rock and covered with non-woven geotextile and Dinwoody Formation material. PRB is relatively easy to implement with readily available material and equipment but using the technology to treat seeps or shallow groundwater in close proximity to overburden disposal piles should be approached with caution. The presence of run-of-mine shales in and around excavations contributes to mobilization of unwanted constituents (e.g. arsenic, uranium) | The objectives for the Pilot Study are consistent with the preliminary Remedial Action Objectives (RAOs) for groundwater remedies at Conda. Based on observations from the 2019 and 2020 monitoring, modifications were made to the Pilot Study in fall of 2020. In coordination with the Agencies, it was decided that the modification will require further monitoring in 2021 to fully meet the Pilot Study objectives. 2018-2019 start up period had differing conditions from 2020-2021, and the conditions were not considered representative of long term trends, but reflect the capability of the media to rapidly reach redox and geochemical conditions that facilitate microbially mediated reduction. 2020-2021 are operational conditions. The treatment media contributes to total Ar, Fe and Mn concentrations above the MCLs and drinking water standards. Data indicate that the treatment media in the Seep Treatment Cell and PRB is capable of treating water entering the system with total Se concentrations as high as 6.87 mg/L as well as total Cd concentrations up to 0.00847 mg/L to levels below their respective MCLs. | None, other than those presented elsewhere | Seep treatment cell (STC) pretreatment system influent STC-NES5-IF (upgradient) to GW-64-MA (downgradient of the PRB) is the through the central flow path. Data collection for upgradient/downgradient wells is in some instances shifted by 1-2 days. Reporting on effluents from STC-NES5-IF is only considered during the period that effluent from the pretreatment is available for comparison (June 2019-Oct 2021).
Final Treatability Study Findings Report Field-Scale Permeable Reactive Barrier Pilot Study Conda/Woodall Mountain Mine | Conda/Woodall Mountain Mine | IDN001002862 | N/A | N/A | GW-64-MA | Former mining site | Permeable reactive barrier (PRB) with seep treatment cell pre-treatment | Passive | Permeable reactive barrier (PRB) | Pre-treatment | Overburden pile in the headwaters areas of Pedro Creek | Y | Entire system | Specific technologies not specified. PRB is chemical and microbially mediated processes that reduce selenate to selenite and then selenium. Treatment media includes a carbon source (i.e. woodchips), alfalfa hay, and inert sand. Seep treatment cell is pre-treatment cell with treatment media. | Access to the groundwater table is needed. Trench excavated through water-bearing zones of alluvial deposits and into underlying weathered bedrock. | Pilot | 2018-2021, modifications made in 2019 to address seepage | Nitrate | Nitrate+ Nitrite as N | mg/L | N | N/A | [6 empty] | 0.057 | 0.269 | 78.8104 |  |  |  | 1.6 | 2020 - 2021 Average, from operational period, not whole dataset | Data not provided | Data not provided | 0.044 | 2020 - 2021 Average, from operational period, not whole dataset | Data not provided | Data not provided | Data not provided | Downgradient | 6.7 | 0 | mg/L | 9.6 | °C | Data not provided | N/A | Data not provided | N/A | -220.7 | mV | 2973 | µmhos/cm | Turbidity = 37.58 | NTU | data not provided | data not provided | data not provided | data not provided | data not provided | data not provided | Y | Groundwater Comparison Value: U.S EPA MCL 10 mg/L | No samples were collected at STC-NES5-EF between November 2018 and April 2019. | An insufficient amount of time since completion of the Pilot Study to adequately evaluate lifespan of the treatment media. The change in alkalinity can be used as an indicator of change in the ability of the media to treat selenium. Alkalinity remained relatively similar after 2 years of operation indicating that after 2 years of operation the microbially-mediated chemical reduction of selenium remains similar to the study onset. | Design had insufficient capacity to contain the flux of snow melt in addition to seep water. Soils in the area of the PRB are tight. In the future, when in an layered alluvial system, incorporate a gravel "pressure relief/effluent storage" zone on the downgradient edge to allow for increased ability to receive effluent water and/or flow onto the land surface if capacity is reached. The hydrogeological study was performed during fall low flow conditions as were the excavation and installation of the PRB bench. Additional water zones may be present during different water levels, so future design data collection should include a hydrogeological investigation in the spring to better characterize flux and water bearing zones in the aquifer during high water conditions. The PRB increased Ar, Fe, Mn and Ur due to eroded overburden material in the lenses on the walls of the excavation and from the seep and sedimentation basin sediments transferred to the PRB. Oxidizing conditions favorable to mobilization of Ur exist when ORP is above -200 mV. Bicarbonate that is likely dominant in the near neutral pH conditions in the vicinity of the PRB can enhance Ur mobility. Redox cycling from fluctuating water table can cause Ur mobilization. Heterogeneity of groundwater inflow along the trench, contact with runoff of mine materials, and microbial activity all contribute to factors affecting degree of treatment within the PRB. The incorporation of the Pilot Study into a potential remedy for the Pedro Creek Sub-Basin, at its current scale and in absence of other actions, may require some modifications to facilitate handling of high spring inflows and additional treatment to address the transport of released uranium into the shallow groundwater and surface water. | Operation and maintenance cost, including remote monitoring (e.g., transducers, telemetry, and cameras) and performance monitoring (e.g., sampling, analysis, and reporting), ranges between $20,000 to $40,000 per month. The capital cost for the construction of the PRB and STC was approximately $1.2M including the media, trenching, infiltration gallery, cover, and stormwater controls, or roughly $180/cubic yard of reactive media (1,200 cubic yards for the PRB and 5,500 cubic yards for the STC). | System is seep treatment cell effluent to PRB. Treatment media: 50% granular support media, 12.5% chopped alfalfa hay, 37.5% woodchips/shavings. Average hydraulic conductivity of 8.8-116.2 ft/day in the media. Trench excavated to dry, silty-clay, weathered Dinwoody Formation material to prevent groundwater flow from bypassing under the PRB. Eroded overburden was encountered. Media placed to a depth of 2 ft bgs, covered by non-woven geotextile and 2 ft of Dinwoody Formation material. Infiltration gallery was constructed upgradient to the PRB, and overburden was encountered. Infiltration gallery was overexcavated and compacted Dinwoody Formation materials were used on the base and sidewalls to reduce water contact with the overburden. It was backfilled with coarse drain rock and covered with non-woven geotextile and Dinwoody Formation material. PRB is relatively easy to implement with readily available material and equipment but using the technology to treat seeps or shallow groundwater in close proximity to overburden disposal piles should be approached with caution. The presence of run-of-mine shales in and around excavations contributes to mobilization of unwanted constituents (e.g. arsenic, uranium) | The objectives for the Pilot Study are consistent with the preliminary Remedial Action Objectives (RAOs) for groundwater remedies at Conda. Based on observations from the 2019 and 2020 monitoring, modifications were made to the Pilot Study in fall of 2020. In coordination with the Agencies, it was decided that the modification will require further monitoring in 2021 to fully meet the Pilot Study objectives. 2018-2019 start up period had differing conditions from 2020-2021, and the conditions were not considered representative of long term trends, but reflect the capability of the media to rapidly reach redox and geochemical conditions that facilitate microbially mediated reduction. 2020-2021 are operational conditions. The treatment media contributes to total Ar, Fe and Mn concentrations above the MCLs and drinking water standards. Data indicate that the treatment media in the Seep Treatment Cell and PRB is capable of treating water entering the system with total Se concentrations as high as 6.87 mg/L as well as total Cd concentrations up to 0.00847 mg/L to levels below their respective MCLs. | None, other than those presented elsewhere | Seep treatment cell (STC) pretreatment system influent STC-NES5-IF (upgradient) to GW-64-MA (downgradient of the PRB) is the through the central flow path. Data collection for upgradient/downgradient wells is in some instances shifted by 1-2 days. Reporting on effluents from STC-NES5-IF is only considered during the period that effluent from the pretreatment is available for comparison (June 2019-Oct 2021).
Final Treatability Study Findings Report Field-Scale Permeable Reactive Barrier Pilot Study Conda/Woodall Mountain Mine | Conda/Woodall Mountain Mine | IDN001002862 | N/A | N/A | GW-64-MA | Former mining site | Permeable reactive barrier (PRB) with seep treatment cell pre-treatment | Passive | Permeable reactive barrier (PRB) | Pre-treatment | Overburden pile in the headwaters areas of Pedro Creek | Y | Entire system | Specific technologies not specified. PRB is chemical and microbially mediated processes that reduce selenate to selenite and then selenium. Treatment media includes a carbon source (i.e. woodchips), alfalfa hay, and inert sand. Seep treatment cell is pre-treatment cell with treatment media. | Access to the groundwater table is needed. Trench excavated through water-bearing zones of alluvial deposits and into underlying weathered bedrock. | Pilot | 2018-2021, modifications made in 2019 to address seepage | Nitrate | Nitrate+ Nitrite as N | mg/L | N | N/A | [9 empty] | ND | 1.36 - 3.11 | 99.20-99.20 | 1.6 | 2020 - 2021 Average, from operational period, not whole dataset | Data not provided | Data not provided | 0.044 | 2020 - 2021 Average, from operational period, not whole dataset | Data not provided | Data not provided | Data not provided | Downgradient | 5.9 – 7.19 | (-)0.12 – 0.4 | mg/L | 6.33 – 11.49 | °C | Data not provided | N/A | Data not provided | N/A | (-)269.5 – (-)70 | mV | 2,535.2 – 4,008 | µmhos/cm | Turbidity = 2.92 – 555 | NTU | data not provided | data not provided | data not provided | data not provided | data not provided | data not provided | Y | Groundwater Comparison Value: U.S EPA MCL 10 mg/L | No samples were collected at STC-NES5-EF between November 2018 and April 2019. | An insufficient amount of time since completion of the Pilot Study to adequately evaluate lifespan of the treatment media. The change in alkalinity can be used as an indicator of change in the ability of the media to treat selenium. Alkalinity remained relatively similar after 2 years of operation indicating that after 2 years of operation the microbially-mediated chemical reduction of selenium remains similar to the study onset. | Design had insufficient capacity to contain the flux of snow melt in addition to seep water. Soils in the area of the PRB are tight. In the future, when in an layered alluvial system, incorporate a gravel "pressure relief/effluent storage" zone on the downgradient edge to allow for increased ability to receive effluent water and/or flow onto the land surface if capacity is reached. The hydrogeological study was performed during fall low flow conditions as were the excavation and installation of the PRB bench. Additional water zones may be present during different water levels, so future design data collection should include a hydrogeological investigation in the spring to better characterize flux and water bearing zones in the aquifer during high water conditions. The PRB increased Ar, Fe, Mn and Ur due to eroded overburden material in the lenses on the walls of the excavation and from the seep and sedimentation basin sediments transferred to the PRB. Oxidizing conditions favorable to mobilization of Ur exist when ORP is above -200 mV. Bicarbonate that is likely dominant in the near neutral pH conditions in the vicinity of the PRB can enhance Ur mobility. Redox cycling from fluctuating water table can cause Ur mobilization. Heterogeneity of groundwater inflow along the trench, contact with runoff of mine materials, and microbial activity all contribute to factors affecting degree of treatment within the PRB. The incorporation of the Pilot Study into a potential remedy for the Pedro Creek Sub-Basin, at its current scale and in absence of other actions, may require some modifications to facilitate handling of high spring inflows and additional treatment to address the transport of released uranium into the shallow groundwater and surface water. | Operation and maintenance cost, including remote monitoring (e.g., transducers, telemetry, and cameras) and performance monitoring (e.g., sampling, analysis, and reporting), ranges between $20,000 to $40,000 per month. The capital cost for the construction of the PRB and STC was approximately $1.2M including the media, trenching, infiltration gallery, cover, and stormwater controls, or roughly $180/cubic yard of reactive media (1,200 cubic yards for the PRB and 5,500 cubic yards for the STC). | System is seep treatment cell effluent to PRB. Treatment media: 50% granular support media, 12.5% chopped alfalfa hay, 37.5% woodchips/shavings. Average hydraulic conductivity of 8.8-116.2 ft/day in the media. Trench excavated to dry, silty-clay, weathered Dinwoody Formation material to prevent groundwater flow from bypassing under the PRB. Eroded overburden was encountered. Media placed to a depth of 2 ft bgs, covered by non-woven geotextile and 2 ft of Dinwoody Formation material. Infiltration gallery was constructed upgradient to the PRB, and overburden was encountered. Infiltration gallery was overexcavated and compacted Dinwoody Formation materials were used on the base and sidewalls to reduce water contact with the overburden. It was backfilled with coarse drain rock and covered with non-woven geotextile and Dinwoody Formation material. PRB is relatively easy to implement with readily available material and equipment but using the technology to treat seeps or shallow groundwater in close proximity to overburden disposal piles should be approached with caution. The presence of run-of-mine shales in and around excavations contributes to mobilization of unwanted constituents (e.g. arsenic, uranium) | The objectives for the Pilot Study are consistent with the preliminary Remedial Action Objectives (RAOs) for groundwater remedies at Conda. Based on observations from the 2019 and 2020 monitoring, modifications were made to the Pilot Study in fall of 2020. In coordination with the Agencies, it was decided that the modification will require further monitoring in 2021 to fully meet the Pilot Study objectives. 2018-2019 start up period had differing conditions from 2020-2021, and the conditions were not considered representative of long term trends, but reflect the capability of the media to rapidly reach redox and geochemical conditions that facilitate microbially mediated reduction. 2020-2021 are operational conditions. The treatment media contributes to total Ar, Fe and Mn concentrations above the MCLs and drinking water standards. Data indicate that the treatment media in the Seep Treatment Cell and PRB is capable of treating water entering the system with total Se concentrations as high as 6.87 mg/L as well as total Cd concentrations up to 0.00847 mg/L to levels below their respective MCLs. | None, other than those presented elsewhere | Seep treatment cell (STC) pretreatment system influent STC-NES5-IF (upgradient) to GW-64-MA (downgradient of the PRB) is the through the central flow path. Data collection for upgradient/downgradient wells is in some instances shifted by 1-2 days. Reporting on effluents from STC-NES5-IF is only considered during the period that effluent from the pretreatment is available for comparison (June 2019-Oct 2021).
Final Treatability Study Findings Report Field-Scale Permeable Reactive Barrier Pilot Study Conda/Woodall Mountain Mine | Conda/Woodall Mountain Mine | IDN001002862 | N/A | N/A | STC-NES5-IF | Former mining site | Permeable reactive barrier (PRB) with seep treatment cell pre-treatment | Passive | Permeable reactive barrier (PRB) | Pre-treatment | Overburden pile in the headwaters areas of Pedro Creek | Y | Entire system | Specific technologies not specified. PRB is chemical and microbially mediated processes that reduce selenate to selenite and then selenium. Treatment media includes a carbon source (i.e. woodchips), alfalfa hay, and inert sand. Seep treatment cell is pre-treatment cell with treatment media. | Access to the groundwater table is needed. Trench excavated through water-bearing zones of alluvial deposits and into underlying weathered bedrock. | Pilot | 2018-2021, modifications made in 2019 to address seepage | DOC | Dissolved Organic Carbon | mg/L | N | N/A | 4.86 | 40.7 | Not Applicable | [9 empty] | 3.33 | 2020 - 2021 Average, from operational period, not whole dataset | Data not provided | Data not provided | 12 | 2020 - 2021 Average, from operational period, not whole dataset | Data not provided | Data not provided | Data not provided | Upgradient | 6.85 | 5.72 | mg/L | 11.73 | °C | Data not provided | N/A | Data not provided | N/A | 131.5 | mV | 3382.2 | µmhos/cm | None | N/A | data not provided | data not provided | data not provided | data not provided | data not provided | data not provided | N/A | No groundwater comparison value | No samples were collected at STC-NES5-EF between November 2018 and April 2019. | An insufficient amount of time since completion of the Pilot Study to adequately evaluate lifespan of the treatment media. The change in alkalinity can be used as an indicator of change in the ability of the media to treat selenium. Alkalinity remained relatively similar after 2 years of operation indicating that after 2 years of operation the microbially-mediated chemical reduction of selenium remains similar to the study onset. | Design had insufficient capacity to contain the flux of snow melt in addition to seep water. Soils in the area of the PRB are tight. In the future, when in an layered alluvial system, incorporate a gravel "pressure relief/effluent storage" zone on the downgradient edge to allow for increased ability to receive effluent water and/or flow onto the land surface if capacity is reached. The hydrogeological study was performed during fall low flow conditions as were the excavation and installation of the PRB bench. Additional water zones may be present during different water levels, so future design data collection should include a hydrogeological investigation in the spring to better characterize flux and water bearing zones in the aquifer during high water conditions. The PRB increased Ar, Fe, Mn and Ur due to eroded overburden material in the lenses on the walls of the excavation and from the seep and sedimentation basin sediments transferred to the PRB. Oxidizing conditions favorable to mobilization of Ur exist when ORP is above -200 mV. Bicarbonate that is likely dominant in the near neutral pH conditions in the vicinity of the PRB can enhance Ur mobility. Redox cycling from fluctuating water table can cause Ur mobilization. Heterogeneity of groundwater inflow along the trench, contact with runoff of mine materials, and microbial activity all contribute to factors affecting degree of treatment within the PRB. The incorporation of the Pilot Study into a potential remedy for the Pedro Creek Sub-Basin, at its current scale and in absence of other actions, may require some modifications to facilitate handling of high spring inflows and additional treatment to address the transport of released uranium into the shallow groundwater and surface water. | Operation and maintenance cost, including remote monitoring (e.g., transducers, telemetry, and cameras) and performance monitoring (e.g., sampling, analysis, and reporting), ranges between $20,000 to $40,000 per month. The capital cost for the construction of the PRB and STC was approximately $1.2M including the media, trenching, infiltration gallery, cover, and stormwater controls, or roughly $180/cubic yard of reactive media (1,200 cubic yards for the PRB and 5,500 cubic yards for the STC). | System is seep treatment cell effluent to PRB. Treatment media: 50% granular support media, 12.5% chopped alfalfa hay, 37.5% woodchips/shavings. Average hydraulic conductivity of 8.8-116.2 ft/day in the media. Trench excavated to dry, silty-clay, weathered Dinwoody Formation material to prevent groundwater flow from bypassing under the PRB. Eroded overburden was encountered. Media placed to a depth of 2 ft bgs, covered by non-woven geotextile and 2 ft of Dinwoody Formation material. Infiltration gallery was constructed upgradient to the PRB, and overburden was encountered. Infiltration gallery was overexcavated and compacted Dinwoody Formation materials were used on the base and sidewalls to reduce water contact with the overburden. It was backfilled with coarse drain rock and covered with non-woven geotextile and Dinwoody Formation material. PRB is relatively easy to implement with readily available material and equipment but using the technology to treat seeps or shallow groundwater in close proximity to overburden disposal piles should be approached with caution. The presence of run-of-mine shales in and around excavations contributes to mobilization of unwanted constituents (e.g. arsenic, uranium) | The objectives for the Pilot Study are consistent with the preliminary Remedial Action Objectives (RAOs) for groundwater remedies at Conda. Based on observations from the 2019 and 2020 monitoring, modifications were made to the Pilot Study in fall of 2020. In coordination with the Agencies, it was decided that the modification will require further monitoring in 2021 to fully meet the Pilot Study objectives. 2018-2019 start up period had differing conditions from 2020-2021, and the conditions were not considered representative of long term trends, but reflect the capability of the media to rapidly reach redox and geochemical conditions that facilitate microbially mediated reduction. 2020-2021 are operational conditions. The treatment media contributes to total Ar, Fe and Mn concentrations above the MCLs and drinking water standards. Data indicate that the treatment media in the Seep Treatment Cell and PRB is capable of treating water entering the system with total Se concentrations as high as 6.87 mg/L as well as total Cd concentrations up to 0.00847 mg/L to levels below their respective MCLs. | None, other than those presented elsewhere | Seep treatment cell (STC) pretreatment system influent STC-NES5-IF (upgradient) to GW-64-MA (downgradient of the PRB) is the through the central flow path. Data collection for upgradient/downgradient wells is in some instances shifted by 1-2 days. Reporting on effluents from STC-NES5-IF is only considered during the period that effluent from the pretreatment is available for comparison (June 2019-Oct 2021).
Final Treatability Study Findings Report Field-Scale Permeable Reactive Barrier Pilot Study Conda/Woodall Mountain Mine | Conda/Woodall Mountain Mine | IDN001002862 | N/A | N/A | STC-NES5-IF | Former mining site | Permeable reactive barrier (PRB) with seep treatment cell pre-treatment | Passive | Permeable reactive barrier (PRB) | Pre-treatment | Overburden pile in the headwaters areas of Pedro Creek | Y | Entire system | Specific technologies not specified. PRB is chemical and microbially mediated processes that reduce selenate to selenite and then selenium. Treatment media includes a carbon source (i.e. woodchips), alfalfa hay, and inert sand. Seep treatment cell is pre-treatment cell with treatment media. | Access to the groundwater table is needed. Trench excavated through water-bearing zones of alluvial deposits and into underlying weathered bedrock. | Pilot | 2018-2021, modifications made in 2019 to address seepage | DOC | Dissolved Organic Carbon | mg/L | N | N/A |  |  |  | 2.62 | 17.4 | Not Applicable | [6 empty] | 3.33 | 2020 - 2021 Average, from operational period, not whole dataset | Data not provided | Data not provided | 12 | 2020 - 2021 Average, from operational period, not whole dataset | Data not provided | Data not provided | Data not provided | Upgradient | 6.88 | 4.17 | mg/L | 10.3 | °C | Data not provided | N/A | Data not provided | N/A | -34.9 | mV | 3182 | µmhos/cm | Turbidity = 131.9 | NTU | data not provided | data not provided | data not provided | data not provided | data not provided | data not provided | N/A | No groundwater comparison value | No samples were collected at STC-NES5-EF between November 2018 and April 2019. | An insufficient amount of time since completion of the Pilot Study to adequately evaluate lifespan of the treatment media. The change in alkalinity can be used as an indicator of change in the ability of the media to treat selenium. Alkalinity remained relatively similar after 2 years of operation indicating that after 2 years of operation the microbially-mediated chemical reduction of selenium remains similar to the study onset. | Design had insufficient capacity to contain the flux of snow melt in addition to seep water. Soils in the area of the PRB are tight. In the future, when in an layered alluvial system, incorporate a gravel "pressure relief/effluent storage" zone on the downgradient edge to allow for increased ability to receive effluent water and/or flow onto the land surface if capacity is reached. The hydrogeological study was performed during fall low flow conditions as were the excavation and installation of the PRB bench. Additional water zones may be present during different water levels, so future design data collection should include a hydrogeological investigation in the spring to better characterize flux and water bearing zones in the aquifer during high water conditions. The PRB increased Ar, Fe, Mn and Ur due to eroded overburden material in the lenses on the walls of the excavation and from the seep and sedimentation basin sediments transferred to the PRB. Oxidizing conditions favorable to mobilization of Ur exist when ORP is above -200 mV. Bicarbonate that is likely dominant in the near neutral pH conditions in the vicinity of the PRB can enhance Ur mobility. Redox cycling from fluctuating water table can cause Ur mobilization. Heterogeneity of groundwater inflow along the trench, contact with runoff of mine materials, and microbial activity all contribute to factors affecting degree of treatment within the PRB. The incorporation of the Pilot Study into a potential remedy for the Pedro Creek Sub-Basin, at its current scale and in absence of other actions, may require some modifications to facilitate handling of high spring inflows and additional treatment to address the transport of released uranium into the shallow groundwater and surface water. | Operation and maintenance cost, including remote monitoring (e.g., transducers, telemetry, and cameras) and performance monitoring (e.g., sampling, analysis, and reporting), ranges between $20,000 to $40,000 per month. The capital cost for the construction of the PRB and STC was approximately $1.2M including the media, trenching, infiltration gallery, cover, and stormwater controls, or roughly $180/cubic yard of reactive media (1,200 cubic yards for the PRB and 5,500 cubic yards for the STC). | System is seep treatment cell effluent to PRB. Treatment media: 50% granular support media, 12.5% chopped alfalfa hay, 37.5% woodchips/shavings. Average hydraulic conductivity of 8.8-116.2 ft/day in the media. Trench excavated to dry, silty-clay, weathered Dinwoody Formation material to prevent groundwater flow from bypassing under the PRB. Eroded overburden was encountered. Media placed to a depth of 2 ft bgs, covered by non-woven geotextile and 2 ft of Dinwoody Formation material. Infiltration gallery was constructed upgradient to the PRB, and overburden was encountered. Infiltration gallery was overexcavated and compacted Dinwoody Formation materials were used on the base and sidewalls to reduce water contact with the overburden. It was backfilled with coarse drain rock and covered with non-woven geotextile and Dinwoody Formation material. PRB is relatively easy to implement with readily available material and equipment but using the technology to treat seeps or shallow groundwater in close proximity to overburden disposal piles should be approached with caution. The presence of run-of-mine shales in and around excavations contributes to mobilization of unwanted constituents (e.g. arsenic, uranium) | The objectives for the Pilot Study are consistent with the preliminary Remedial Action Objectives (RAOs) for groundwater remedies at Conda. Based on observations from the 2019 and 2020 monitoring, modifications were made to the Pilot Study in fall of 2020. In coordination with the Agencies, it was decided that the modification will require further monitoring in 2021 to fully meet the Pilot Study objectives. 2018-2019 start up period had differing conditions from 2020-2021, and the conditions were not considered representative of long term trends, but reflect the capability of the media to rapidly reach redox and geochemical conditions that facilitate microbially mediated reduction. 2020-2021 are operational conditions. The treatment media contributes to total Ar, Fe and Mn concentrations above the MCLs and drinking water standards. Data indicate that the treatment media in the Seep Treatment Cell and PRB is capable of treating water entering the system with total Se concentrations as high as 6.87 mg/L as well as total Cd concentrations up to 0.00847 mg/L to levels below their respective MCLs. | None, other than those presented elsewhere | Seep treatment cell (STC) pretreatment system influent STC-NES5-IF (upgradient) to GW-64-MA (downgradient of the PRB) is the through the central flow path. Data collection for upgradient/downgradient wells is in some instances shifted by 1-2 days. Reporting on effluents from STC-NES5-IF is only considered during the period that effluent from the pretreatment is available for comparison (June 2019-Oct 2021).
Final Treatability Study Findings Report Field-Scale Permeable Reactive Barrier Pilot Study Conda/Woodall Mountain Mine | Conda/Woodall Mountain Mine | IDN001002862 | N/A | N/A | GW-64-MA | Former mining site | Permeable reactive barrier (PRB) with seep treatment cell pre-treatment | Passive | Permeable reactive barrier (PRB) | Pre-treatment | Overburden pile in the headwaters areas of Pedro Creek | Y | Entire system | Specific technologies not specified. PRB is chemical and microbially mediated processes that reduce selenate to selenite and then selenium. Treatment media includes a carbon source (i.e. woodchips), alfalfa hay, and inert sand. Seep treatment cell is pre-treatment cell with treatment media. | Access to the groundwater table is needed. Trench excavated through water-bearing zones of alluvial deposits and into underlying weathered bedrock. | Pilot | 2018-2021, modifications made in 2019 to address seepage | DOC | Dissolved Organic Carbon | mg/L | N | N/A | [6 empty] | 428 | 3.86 | Not Applicable |  |  |  | 3.33 | 2020 - 2021 Average, from operational period, not whole dataset | Data not provided | Data not provided | 12 | 2020 - 2021 Average, from operational period, not whole dataset | Data not provided | Data not provided | Data not provided | Downgradient | 6.92 | 0.59 | mg/L | 6.83 | °C | Data not provided | N/A | Data not provided | N/A | -148.3 | mV | 2559.5 | µmhos/cm |  |  | data not provided | data not provided | data not provided | data not provided | data not provided | data not provided | N/A | No groundwater comparison value | No samples were collected at STC-NES5-EF between November 2018 and April 2019. | An insufficient amount of time since completion of the Pilot Study to adequately evaluate lifespan of the treatment media. The change in alkalinity can be used as an indicator of change in the ability of the media to treat selenium. Alkalinity remained relatively similar after 2 years of operation indicating that after 2 years of operation the microbially-mediated chemical reduction of selenium remains similar to the study onset. | Design had insufficient capacity to contain the flux of snow melt in addition to seep water. Soils in the area of the PRB are tight. In the future, when in an layered alluvial system, incorporate a gravel "pressure relief/effluent storage" zone on the downgradient edge to allow for increased ability to receive effluent water and/or flow onto the land surface if capacity is reached. The hydrogeological study was performed during fall low flow conditions as were the excavation and installation of the PRB bench. Additional water zones may be present during different water levels, so future design data collection should include a hydrogeological investigation in the spring to better characterize flux and water bearing zones in the aquifer during high water conditions. The PRB increased Ar, Fe, Mn and Ur due to eroded overburden material in the lenses on the walls of the excavation and from the seep and sedimentation basin sediments transferred to the PRB. Oxidizing conditions favorable to mobilization of Ur exist when ORP is above -200 mV. Bicarbonate that is likely dominant in the near neutral pH conditions in the vicinity of the PRB can enhance Ur mobility. Redox cycling from fluctuating water table can cause Ur mobilization. Heterogeneity of groundwater inflow along the trench, contact with runoff of mine materials, and microbial activity all contribute to factors affecting degree of treatment within the PRB. The incorporation of the Pilot Study into a potential remedy for the Pedro Creek Sub-Basin, at its current scale and in absence of other actions, may require some modifications to facilitate handling of high spring inflows and additional treatment to address the transport of released uranium into the shallow groundwater and surface water. | Operation and maintenance cost, including remote monitoring (e.g., transducers, telemetry, and cameras) and performance monitoring (e.g., sampling, analysis, and reporting), ranges between $20,000 to $40,000 per month. The capital cost for the construction of the PRB and STC was approximately $1.2M including the media, trenching, infiltration gallery, cover, and stormwater controls, or roughly $180/cubic yard of reactive media (1,200 cubic yards for the PRB and 5,500 cubic yards for the STC). | System is seep treatment cell effluent to PRB. Treatment media: 50% granular support media, 12.5% chopped alfalfa hay, 37.5% woodchips/shavings. Average hydraulic conductivity of 8.8-116.2 ft/day in the media. Trench excavated to dry, silty-clay, weathered Dinwoody Formation material to prevent groundwater flow from bypassing under the PRB. Eroded overburden was encountered. Media placed to a depth of 2 ft bgs, covered by non-woven geotextile and 2 ft of Dinwoody Formation material. Infiltration gallery was constructed upgradient to the PRB, and overburden was encountered. Infiltration gallery was overexcavated and compacted Dinwoody Formation materials were used on the base and sidewalls to reduce water contact with the overburden. It was backfilled with coarse drain rock and covered with non-woven geotextile and Dinwoody Formation material. PRB is relatively easy to implement with readily available material and equipment but using the technology to treat seeps or shallow groundwater in close proximity to overburden disposal piles should be approached with caution. The presence of run-of-mine shales in and around excavations contributes to mobilization of unwanted constituents (e.g. arsenic, uranium) | The objectives for the Pilot Study are consistent with the preliminary Remedial Action Objectives (RAOs) for groundwater remedies at Conda. Based on observations from the 2019 and 2020 monitoring, modifications were made to the Pilot Study in fall of 2020. In coordination with the Agencies, it was decided that the modification will require further monitoring in 2021 to fully meet the Pilot Study objectives. 2018-2019 start up period had differing conditions from 2020-2021, and the conditions were not considered representative of long term trends, but reflect the capability of the media to rapidly reach redox and geochemical conditions that facilitate microbially mediated reduction. 2020-2021 are operational conditions. The treatment media contributes to total Ar, Fe and Mn concentrations above the MCLs and drinking water standards. Data indicate that the treatment media in the Seep Treatment Cell and PRB is capable of treating water entering the system with total Se concentrations as high as 6.87 mg/L as well as total Cd concentrations up to 0.00847 mg/L to levels below their respective MCLs. | None, other than those presented elsewhere | Seep treatment cell (STC) pretreatment system influent STC-NES5-IF (upgradient) to GW-64-MA (downgradient of the PRB) is the through the central flow path. Data collection for upgradient/downgradient wells is in some instances shifted by 1-2 days. Reporting on effluents from STC-NES5-IF is only considered during the period that effluent from the pretreatment is available for comparison (June 2019-Oct 2021).
Final Treatability Study Findings Report Field-Scale Permeable Reactive Barrier Pilot Study Conda/Woodall Mountain Mine | Conda/Woodall Mountain Mine | IDN001002862 | N/A | N/A | GW-64-MA | Former mining site | Permeable reactive barrier (PRB) with seep treatment cell pre-treatment | Passive | Permeable reactive barrier (PRB) | Pre-treatment | Overburden pile in the headwaters areas of Pedro Creek | Y | Entire system | Specific technologies not specified. PRB is chemical and microbially mediated processes that reduce selenate to selenite and then selenium. Treatment media includes a carbon source (i.e. woodchips), alfalfa hay, and inert sand. Seep treatment cell is pre-treatment cell with treatment media. | Access to the groundwater table is needed. Trench excavated through water-bearing zones of alluvial deposits and into underlying weathered bedrock. | Pilot | 2018-2021, modifications made in 2019 to address seepage | DOC | Dissolved Organic Carbon | mg/L | N | N/A | [9 empty] | 7.97 | 2.88 | Not Applicable | 3.33 | 2020 - 2021 Average, from operational period, not whole dataset | Data not provided | Data not provided | 12 | 2020 - 2021 Average, from operational period, not whole dataset | Data not provided | Data not provided | Data not provided | Downgradient | 6.8 | 0 | mg/L | 8.7 | °C | Data not provided | N/A | Data not provided | N/A | -185.5 | mV | 3007 | µmhos/cm | Turbidity = 52.3 | NTU | data not provided | data not provided | data not provided | data not provided | data not provided | data not provided | N/A | No groundwater comparison value | No samples were collected at STC-NES5-EF between November 2018 and April 2019. | An insufficient amount of time since completion of the Pilot Study to adequately evaluate lifespan of the treatment media. The change in alkalinity can be used as an indicator of change in the ability of the media to treat selenium. Alkalinity remained relatively similar after 2 years of operation indicating that after 2 years of operation the microbially-mediated chemical reduction of selenium remains similar to the study onset. | Design had insufficient capacity to contain the flux of snow melt in addition to seep water. Soils in the area of the PRB are tight. In the future, when in an layered alluvial system, incorporate a gravel "pressure relief/effluent storage" zone on the downgradient edge to allow for increased ability to receive effluent water and/or flow onto the land surface if capacity is reached. The hydrogeological study was performed during fall low flow conditions as were the excavation and installation of the PRB bench. Additional water zones may be present during different water levels, so future design data collection should include a hydrogeological investigation in the spring to better characterize flux and water bearing zones in the aquifer during high water conditions. The PRB increased Ar, Fe, Mn and Ur due to eroded overburden material in the lenses on the walls of the excavation and from the seep and sedimentation basin sediments transferred to the PRB. Oxidizing conditions favorable to mobilization of Ur exist when ORP is above -200 mV. Bicarbonate that is likely dominant in the near neutral pH conditions in the vicinity of the PRB can enhance Ur mobility. Redox cycling from fluctuating water table can cause Ur mobilization. Heterogeneity of groundwater inflow along the trench, contact with runoff of mine materials, and microbial activity all contribute to factors affecting degree of treatment within the PRB. The incorporation of the Pilot Study into a potential remedy for the Pedro Creek Sub-Basin, at its current scale and in absence of other actions, may require some modifications to facilitate handling of high spring inflows and additional treatment to address the transport of released uranium into the shallow groundwater and surface water. | Operation and maintenance cost, including remote monitoring (e.g., transducers, telemetry, and cameras) and performance monitoring (e.g., sampling, analysis, and reporting), ranges between $20,000 to $40,000 per month. The capital cost for the construction of the PRB and STC was approximately $1.2M including the media, trenching, infiltration gallery, cover, and stormwater controls, or roughly $180/cubic yard of reactive media (1,200 cubic yards for the PRB and 5,500 cubic yards for the STC). | System is seep treatment cell effluent to PRB. Treatment media: 50% granular support media, 12.5% chopped alfalfa hay, 37.5% woodchips/shavings. Average hydraulic conductivity of 8.8-116.2 ft/day in the media. Trench excavated to dry, silty-clay, weathered Dinwoody Formation material to prevent groundwater flow from bypassing under the PRB. Eroded overburden was encountered. Media placed to a depth of 2 ft bgs, covered by non-woven geotextile and 2 ft of Dinwoody Formation material. Infiltration gallery was constructed upgradient to the PRB, and overburden was encountered. Infiltration gallery was overexcavated and compacted Dinwoody Formation materials were used on the base and sidewalls to reduce water contact with the overburden. It was backfilled with coarse drain rock and covered with non-woven geotextile and Dinwoody Formation material. PRB is relatively easy to implement with readily available material and equipment but using the technology to treat seeps or shallow groundwater in close proximity to overburden disposal piles should be approached with caution. The presence of run-of-mine shales in and around excavations contributes to mobilization of unwanted constituents (e.g. arsenic, uranium) | The objectives for the Pilot Study are consistent with the preliminary Remedial Action Objectives (RAOs) for groundwater remedies at Conda. Based on observations from the 2019 and 2020 monitoring, modifications were made to the Pilot Study in fall of 2020. In coordination with the Agencies, it was decided that the modification will require further monitoring in 2021 to fully meet the Pilot Study objectives. 2018-2019 start up period had differing conditions from 2020-2021, and the conditions were not considered representative of long term trends, but reflect the capability of the media to rapidly reach redox and geochemical conditions that facilitate microbially mediated reduction. 2020-2021 are operational conditions. The treatment media contributes to total Ar, Fe and Mn concentrations above the MCLs and drinking water standards. Data indicate that the treatment media in the Seep Treatment Cell and PRB is capable of treating water entering the system with total Se concentrations as high as 6.87 mg/L as well as total Cd concentrations up to 0.00847 mg/L to levels below their respective MCLs. | None, other than those presented elsewhere | Seep treatment cell (STC) pretreatment system influent STC-NES5-IF (upgradient) to GW-64-MA (downgradient of the PRB) is the through the central flow path. Data collection for upgradient/downgradient wells is in some instances shifted by 1-2 days. Reporting on effluents from STC-NES5-IF is only considered during the period that effluent from the pretreatment is available for comparison (June 2019-Oct 2021).
Final Treatability Study Findings Report Field-Scale Permeable Reactive Barrier Pilot Study Conda/Woodall Mountain Mine | Conda/Woodall Mountain Mine | IDN001002862 | N/A | N/A | STC-NES5-IF | Former mining site | Permeable reactive barrier (PRB) with seep treatment cell pre-treatment | Passive | Permeable reactive barrier (PRB) | Pre-treatment | Overburden pile in the headwaters areas of Pedro Creek | Y | Entire system | Specific technologies not specified. PRB is chemical and microbially mediated processes that reduce selenate to selenite and then selenium. Treatment media includes a carbon source (i.e. woodchips), alfalfa hay, and inert sand. Seep treatment cell is pre-treatment cell with treatment media. | Access to the groundwater table is needed. Trench excavated through water-bearing zones of alluvial deposits and into underlying weathered bedrock. | Pilot | 2018-2021, modifications made in 2019 to address seepage | Alkalinity | Alkalinity as CaCO3 | mg/L | N | N/A | 338 | 2300 | Not Applicable | [9 empty] | 284 | 2020 - 2021 Average, from operational period, not whole dataset | Data not provided | Data not provided | 638 | 2020 - 2021 Average, from operational period, not whole dataset | Data not provided | Data not provided | Data not provided | Upgradient | 6.47 | 0.16 | mg/L | 5.93 | °C | Data not provided | N/A | Data not provided | N/A | -166.4 | mV | 4018.7 | µmhos/cm | None | N/A | data not provided | data not provided | data not provided | data not provided | data not provided | data not provided | N/A | No groundwater comparison value | No samples were collected at STC-NES5-EF between November 2018 and April 2019. | An insufficient amount of time since completion of the Pilot Study to adequately evaluate lifespan of the treatment media. The change in alkalinity can be used as an indicator of change in the ability of the media to treat selenium. Alkalinity remained relatively similar after 2 years of operation indicating that after 2 years of operation the microbially-mediated chemical reduction of selenium remains similar to the study onset. | Design had insufficient capacity to contain the flux of snow melt in addition to seep water. Soils in the area of the PRB are tight. In the future, when in an layered alluvial system, incorporate a gravel "pressure relief/effluent storage" zone on the downgradient edge to allow for increased ability to receive effluent water and/or flow onto the land surface if capacity is reached. The hydrogeological study was performed during fall low flow conditions as were the excavation and installation of the PRB bench. Additional water zones may be present during different water levels, so future design data collection should include a hydrogeological investigation in the spring to better characterize flux and water bearing zones in the aquifer during high water conditions. The PRB increased Ar, Fe, Mn and Ur due to eroded overburden material in the lenses on the walls of the excavation and from the seep and sedimentation basin sediments transferred to the PRB. Oxidizing conditions favorable to mobilization of Ur exist when ORP is above -200 mV. Bicarbonate that is likely dominant in the near neutral pH conditions in the vicinity of the PRB can enhance Ur mobility. Redox cycling from fluctuating water table can cause Ur mobilization. Heterogeneity of groundwater inflow along the trench, contact with runoff of mine materials, and microbial activity all contribute to factors affecting degree of treatment within the PRB. The incorporation of the Pilot Study into a potential remedy for the Pedro Creek Sub-Basin, at its current scale and in absence of other actions, may require some modifications to facilitate handling of high spring inflows and additional treatment to address the transport of released uranium into the shallow groundwater and surface water. | Operation and maintenance cost, including remote monitoring (e.g., transducers, telemetry, and cameras) and performance monitoring (e.g., sampling, analysis, and reporting), ranges between $20,000 to $40,000 per month. The capital cost for the construction of the PRB and STC was approximately $1.2M including the media, trenching, infiltration gallery, cover, and stormwater controls, or roughly $180/cubic yard of reactive media (1,200 cubic yards for the PRB and 5,500 cubic yards for the STC). | System is seep treatment cell effluent to PRB. Treatment media: 50% granular support media, 12.5% chopped alfalfa hay, 37.5% woodchips/shavings. Average hydraulic conductivity of 8.8-116.2 ft/day in the media. Trench excavated to dry, silty-clay, weathered Dinwoody Formation material to prevent groundwater flow from bypassing under the PRB. Eroded overburden was encountered. Media placed to a depth of 2 ft bgs, covered by non-woven geotextile and 2 ft of Dinwoody Formation material. Infiltration gallery was constructed upgradient to the PRB, and overburden was encountered. Infiltration gallery was overexcavated and compacted Dinwoody Formation materials were used on the base and sidewalls to reduce water contact with the overburden. It was backfilled with coarse drain rock and covered with non-woven geotextile and Dinwoody Formation material. PRB is relatively easy to implement with readily available material and equipment but using the technology to treat seeps or shallow groundwater in close proximity to overburden disposal piles should be approached with caution. The presence of run-of-mine shales in and around excavations contributes to mobilization of unwanted constituents (e.g. arsenic, uranium) | The objectives for the Pilot Study are consistent with the preliminary Remedial Action Objectives (RAOs) for groundwater remedies at Conda. Based on observations from the 2019 and 2020 monitoring, modifications were made to the Pilot Study in fall of 2020. In coordination with the Agencies, it was decided that the modification will require further monitoring in 2021 to fully meet the Pilot Study objectives. 2018-2019 start up period had differing conditions from 2020-2021, and the conditions were not considered representative of long term trends, but reflect the capability of the media to rapidly reach redox and geochemical conditions that facilitate microbially mediated reduction. 2020-2021 are operational conditions. The treatment media contributes to total Ar, Fe and Mn concentrations above the MCLs and drinking water standards. Data indicate that the treatment media in the Seep Treatment Cell and PRB is capable of treating water entering the system with total Se concentrations as high as 6.87 mg/L as well as total Cd concentrations up to 0.00847 mg/L to levels below their respective MCLs. | None, other than those presented elsewhere | Seep treatment cell (STC) pretreatment system influent STC-NES5-IF (upgradient) to GW-64-MA (downgradient of the PRB) is the through the central flow path. Data collection for upgradient/downgradient wells is in some instances shifted by 1-2 days. Reporting on effluents from STC-NES5-IF is only considered during the period that effluent from the pretreatment is available for comparison (June 2019-Oct 2021).
Final Treatability Study Findings Report Field-Scale Permeable Reactive Barrier Pilot Study Conda/Woodall Mountain Mine | Conda/Woodall Mountain Mine | IDN001002862 | N/A | N/A | STC-NES5-IF | Former mining site | Permeable reactive barrier (PRB) with seep treatment cell pre-treatment | Passive | Permeable reactive barrier (PRB) | Pre-treatment | Overburden pile in the headwaters areas of Pedro Creek | Y | Entire system | Specific technologies not specified. PRB is chemical and microbially mediated processes that reduce selenate to selenite and then selenium. Treatment media includes a carbon source (i.e. woodchips), alfalfa hay, and inert sand. Seep treatment cell is pre-treatment cell with treatment media. | Access to the groundwater table is needed. Trench excavated through water-bearing zones of alluvial deposits and into underlying weathered bedrock. | Pilot | 2018-2021, modifications made in 2019 to address seepage | Alkalinity | Alkalinity as CaCO3 | mg/L | N | N/A |  |  |  | 243 | 1650 | Not Applicable | [6 empty] | 284 | 2020 - 2021 Average, from operational period, not whole dataset | Data not provided | Data not provided | 638 | 2020 - 2021 Average, from operational period, not whole dataset | Data not provided | Data not provided | Data not provided | Upgradient | 6.73 | 2.75 | mg/L | 10.1 | °C | Data not provided | N/A | Data not provided | N/A | 90.5 | mV | 3217 | µmhos/cm | Turbidity = 11.41 | NTU | data not provided | data not provided | data not provided | data not provided | data not provided | data not provided | N/A | No groundwater comparison value | No samples were collected at STC-NES5-EF between November 2018 and April 2019. | An insufficient amount of time since completion of the Pilot Study to adequately evaluate lifespan of the treatment media. The change in alkalinity can be used as an indicator of change in the ability of the media to treat selenium. Alkalinity remained relatively similar after 2 years of operation indicating that after 2 years of operation the microbially-mediated chemical reduction of selenium remains similar to the study onset. | Design had insufficient capacity to contain the flux of snow melt in addition to seep water. Soils in the area of the PRB are tight. In the future, when in an layered alluvial system, incorporate a gravel "pressure relief/effluent storage" zone on the downgradient edge to allow for increased ability to receive effluent water and/or flow onto the land surface if capacity is reached. The hydrogeological study was performed during fall low flow conditions as were the excavation and installation of the PRB bench. Additional water zones may be present during different water levels, so future design data collection should include a hydrogeological investigation in the spring to better characterize flux and water bearing zones in the aquifer during high water conditions. The PRB increased Ar, Fe, Mn and Ur due to eroded overburden material in the lenses on the walls of the excavation and from the seep and sedimentation basin sediments transferred to the PRB. Oxidizing conditions favorable to mobilization of Ur exist when ORP is above -200 mV. Bicarbonate that is likely dominant in the near neutral pH conditions in the vicinity of the PRB can enhance Ur mobility. Redox cycling from fluctuating water table can cause Ur mobilization. Heterogeneity of groundwater inflow along the trench, contact with runoff of mine materials, and microbial activity all contribute to factors affecting degree of treatment within the PRB. The incorporation of the Pilot Study into a potential remedy for the Pedro Creek Sub-Basin, at its current scale and in absence of other actions, may require some modifications to facilitate handling of high spring inflows and additional treatment to address the transport of released uranium into the shallow groundwater and surface water. | Operation and maintenance cost, including remote monitoring (e.g., transducers, telemetry, and cameras) and performance monitoring (e.g., sampling, analysis, and reporting), ranges between $20,000 to $40,000 per month. The capital cost for the construction of the PRB and STC was approximately $1.2M including the media, trenching, infiltration gallery, cover, and stormwater controls, or roughly $180/cubic yard of reactive media (1,200 cubic yards for the PRB and 5,500 cubic yards for the STC). | System is seep treatment cell effluent to PRB. Treatment media: 50% granular support media, 12.5% chopped alfalfa hay, 37.5% woodchips/shavings. Average hydraulic conductivity of 8.8-116.2 ft/day in the media. Trench excavated to dry, silty-clay, weathered Dinwoody Formation material to prevent groundwater flow from bypassing under the PRB. Eroded overburden was encountered. Media placed to a depth of 2 ft bgs, covered by non-woven geotextile and 2 ft of Dinwoody Formation material. Infiltration gallery was constructed upgradient to the PRB, and overburden was encountered. Infiltration gallery was overexcavated and compacted Dinwoody Formation materials were used on the base and sidewalls to reduce water contact with the overburden. It was backfilled with coarse drain rock and covered with non-woven geotextile and Dinwoody Formation material. PRB is relatively easy to implement with readily available material and equipment but using the technology to treat seeps or shallow groundwater in close proximity to overburden disposal piles should be approached with caution. The presence of run-of-mine shales in and around excavations contributes to mobilization of unwanted constituents (e.g. arsenic, uranium) | The objectives for the Pilot Study are consistent with the preliminary Remedial Action Objectives (RAOs) for groundwater remedies at Conda. Based on observations from the 2019 and 2020 monitoring, modifications were made to the Pilot Study in fall of 2020. In coordination with the Agencies, it was decided that the modification will require further monitoring in 2021 to fully meet the Pilot Study objectives. 2018-2019 start up period had differing conditions from 2020-2021, and the conditions were not considered representative of long term trends, but reflect the capability of the media to rapidly reach redox and geochemical conditions that facilitate microbially mediated reduction. 2020-2021 are operational conditions. The treatment media contributes to total Ar, Fe and Mn concentrations above the MCLs and drinking water standards. Data indicate that the treatment media in the Seep Treatment Cell and PRB is capable of treating water entering the system with total Se concentrations as high as 6.87 mg/L as well as total Cd concentrations up to 0.00847 mg/L to levels below their respective MCLs. | None, other than those presented elsewhere | Seep treatment cell (STC) pretreatment system influent STC-NES5-IF (upgradient) to GW-64-MA (downgradient of the PRB) is the through the central flow path. Data collection for upgradient/downgradient wells is in some instances shifted by 1-2 days. Reporting on effluents from STC-NES5-IF is only considered during the period that effluent from the pretreatment is available for comparison (June 2019-Oct 2021).
Final Treatability Study Findings Report Field-Scale Permeable Reactive Barrier Pilot Study Conda/Woodall Mountain Mine | Conda/Woodall Mountain Mine | IDN001002862 | N/A | N/A | GW-64-MA | Former mining site | Permeable reactive barrier (PRB) with seep treatment cell pre-treatment | Passive | Permeable reactive barrier (PRB) | Pre-treatment | Overburden pile in the headwaters areas of Pedro Creek | Y | Entire system | Specific technologies not specified. PRB is chemical and microbially mediated processes that reduce selenate to selenite and then selenium. Treatment media includes a carbon source (i.e. woodchips), alfalfa hay, and inert sand. Seep treatment cell is pre-treatment cell with treatment media. | Access to the groundwater table is needed. Trench excavated through water-bearing zones of alluvial deposits and into underlying weathered bedrock. | Pilot | 2018-2021, modifications made in 2019 to address seepage | Alkalinity | Alkalinity as CaCO3 | mg/L | N | N/A | [6 empty] | 3270 | 299 | Not Applicable |  |  |  | 284 | 2020 - 2021 Average, from operational period, not whole dataset | Data not provided | Data not provided | 638 | 2020 - 2021 Average, from operational period, not whole dataset | Data not provided | Data not provided | Data not provided | Downgradient | 6.76 | 0.21 | mg/L | 6.33 | °C | Data not provided | N/A | Data not provided | N/A | -224.2 | mV | 3921.4 | µmhos/cm | Turbidity = 187.7 | NTU | data not provided | data not provided | data not provided | data not provided | data not provided | data not provided | N/A | No groundwater comparison value | No samples were collected at STC-NES5-EF between November 2018 and April 2019. | An insufficient amount of time since completion of the Pilot Study to adequately evaluate lifespan of the treatment media. The change in alkalinity can be used as an indicator of change in the ability of the media to treat selenium. Alkalinity remained relatively similar after 2 years of operation indicating that after 2 years of operation the microbially-mediated chemical reduction of selenium remains similar to the study onset. | Design had insufficient capacity to contain the flux of snow melt in addition to seep water. Soils in the area of the PRB are tight. In the future, when in an layered alluvial system, incorporate a gravel "pressure relief/effluent storage" zone on the downgradient edge to allow for increased ability to receive effluent water and/or flow onto the land surface if capacity is reached. The hydrogeological study was performed during fall low flow conditions as were the excavation and installation of the PRB bench. Additional water zones may be present during different water levels, so future design data collection should include a hydrogeological investigation in the spring to better characterize flux and water bearing zones in the aquifer during high water conditions. The PRB increased Ar, Fe, Mn and Ur due to eroded overburden material in the lenses on the walls of the excavation and from the seep and sedimentation basin sediments transferred to the PRB. Oxidizing conditions favorable to mobilization of Ur exist when ORP is above -200 mV. Bicarbonate that is likely dominant in the near neutral pH conditions in the vicinity of the PRB can enhance Ur mobility. Redox cycling from fluctuating water table can cause Ur mobilization. Heterogeneity of groundwater inflow along the trench, contact with runoff of mine materials, and microbial activity all contribute to factors affecting degree of treatment within the PRB. The incorporation of the Pilot Study into a potential remedy for the Pedro Creek Sub-Basin, at its current scale and in absence of other actions, may require some modifications to facilitate handling of high spring inflows and additional treatment to address the transport of released uranium into the shallow groundwater and surface water. | Operation and maintenance cost, including remote monitoring (e.g., transducers, telemetry, and cameras) and performance monitoring (e.g., sampling, analysis, and reporting), ranges between $20,000 to $40,000 per month. The capital cost for the construction of the PRB and STC was approximately $1.2M including the media, trenching, infiltration gallery, cover, and stormwater controls, or roughly $180/cubic yard of reactive media (1,200 cubic yards for the PRB and 5,500 cubic yards for the STC). | System is seep treatment cell effluent to PRB. Treatment media: 50% granular support media, 12.5% chopped alfalfa hay, 37.5% woodchips/shavings. Average hydraulic conductivity of 8.8-116.2 ft/day in the media. Trench excavated to dry, silty-clay, weathered Dinwoody Formation material to prevent groundwater flow from bypassing under the PRB. Eroded overburden was encountered. Media placed to a depth of 2 ft bgs, covered by non-woven geotextile and 2 ft of Dinwoody Formation material. Infiltration gallery was constructed upgradient to the PRB, and overburden was encountered. Infiltration gallery was overexcavated and compacted Dinwoody Formation materials were used on the base and sidewalls to reduce water contact with the overburden. It was backfilled with coarse drain rock and covered with non-woven geotextile and Dinwoody Formation material. PRB is relatively easy to implement with readily available material and equipment but using the technology to treat seeps or shallow groundwater in close proximity to overburden disposal piles should be approached with caution. The presence of run-of-mine shales in and around excavations contributes to mobilization of unwanted constituents (e.g. arsenic, uranium) | The objectives for the Pilot Study are consistent with the preliminary Remedial Action Objectives (RAOs) for groundwater remedies at Conda. Based on observations from the 2019 and 2020 monitoring, modifications were made to the Pilot Study in fall of 2020. In coordination with the Agencies, it was decided that the modification will require further monitoring in 2021 to fully meet the Pilot Study objectives. 2018-2019 start up period had differing conditions from 2020-2021, and the conditions were not considered representative of long term trends, but reflect the capability of the media to rapidly reach redox and geochemical conditions that facilitate microbially mediated reduction. 2020-2021 are operational conditions. The treatment media contributes to total Ar, Fe and Mn concentrations above the MCLs and drinking water standards. Data indicate that the treatment media in the Seep Treatment Cell and PRB is capable of treating water entering the system with total Se concentrations as high as 6.87 mg/L as well as total Cd concentrations up to 0.00847 mg/L to levels below their respective MCLs. | None, other than those presented elsewhere | Seep treatment cell (STC) pretreatment system influent STC-NES5-IF (upgradient) to GW-64-MA (downgradient of the PRB) is the through the central flow path. Data collection for upgradient/downgradient wells is in some instances shifted by 1-2 days. Reporting on effluents from STC-NES5-IF is only considered during the period that effluent from the pretreatment is available for comparison (June 2019-Oct 2021).
Final Treatability Study Findings Report Field-Scale Permeable Reactive Barrier Pilot Study Conda/Woodall Mountain Mine | Conda/Woodall Mountain Mine | IDN001002862 | N/A | N/A | GW-64-MA | Former mining site | Permeable reactive barrier (PRB) with seep treatment cell pre-treatment | Passive | Permeable reactive barrier (PRB) | Pre-treatment | Overburden pile in the headwaters areas of Pedro Creek | Y | Entire system | Specific technologies not specified. PRB is chemical and microbially mediated processes that reduce selenate to selenite and then selenium. Treatment media includes a carbon source (i.e. woodchips), alfalfa hay, and inert sand. Seep treatment cell is pre-treatment cell with treatment media. | Access to the groundwater table is needed. Trench excavated through water-bearing zones of alluvial deposits and into underlying weathered bedrock. | Pilot | 2018-2021, modifications made in 2019 to address seepage | Alkalinity | Alkalinity as CaCO3 | mg/L | N | N/A | [9 empty] | 409 | 255 | Not Applicable | 284 | 2020 - 2021 Average, from operational period, not whole dataset | Data not provided | Data not provided | 638 | 2020 - 2021 Average, from operational period, not whole dataset | Data not provided | Data not provided | Data not provided | Downgradient | 6.8 | 0 | mg/L | 8.7 | °C | Data not provided | N/A | Data not provided | N/A | -185.5 | mV | 3007 | µmhos/cm | Turbidity = 52.3 | NTU | data not provided | data not provided | data not provided | data not provided | data not provided | data not provided | N/A | No groundwater comparison value | No samples were collected at STC-NES5-EF between November 2018 and April 2019. | An insufficient amount of time since completion of the Pilot Study to adequately evaluate lifespan of the treatment media. The change in alkalinity can be used as an indicator of change in the ability of the media to treat selenium. Alkalinity remained relatively similar after 2 years of operation indicating that after 2 years of operation the microbially-mediated chemical reduction of selenium remains similar to the study onset. | Design had insufficient capacity to contain the flux of snow melt in addition to seep water. Soils in the area of the PRB are tight. In the future, when in an layered alluvial system, incorporate a gravel "pressure relief/effluent storage" zone on the downgradient edge to allow for increased ability to receive effluent water and/or flow onto the land surface if capacity is reached. The hydrogeological study was performed during fall low flow conditions as were the excavation and installation of the PRB bench. Additional water zones may be present during different water levels, so future design data collection should include a hydrogeological investigation in the spring to better characterize flux and water bearing zones in the aquifer during high water conditions. The PRB increased Ar, Fe, Mn and Ur due to eroded overburden material in the lenses on the walls of the excavation and from the seep and sedimentation basin sediments transferred to the PRB. Oxidizing conditions favorable to mobilization of Ur exist when ORP is above -200 mV. Bicarbonate that is likely dominant in the near neutral pH conditions in the vicinity of the PRB can enhance Ur mobility. Redox cycling from fluctuating water table can cause Ur mobilization. Heterogeneity of groundwater inflow along the trench, contact with runoff of mine materials, and microbial activity all contribute to factors affecting degree of treatment within the PRB. The incorporation of the Pilot Study into a potential remedy for the Pedro Creek Sub-Basin, at its current scale and in absence of other actions, may require some modifications to facilitate handling of high spring inflows and additional treatment to address the transport of released uranium into the shallow groundwater and surface water. | Operation and maintenance cost, including remote monitoring (e.g., transducers, telemetry, and cameras) and performance monitoring (e.g., sampling, analysis, and reporting), ranges between $20,000 to $40,000 per month. The capital cost for the construction of the PRB and STC was approximately $1.2M including the media, trenching, infiltration gallery, cover, and stormwater controls, or roughly $180/cubic yard of reactive media (1,200 cubic yards for the PRB and 5,500 cubic yards for the STC). | System is seep treatment cell effluent to PRB. Treatment media: 50% granular support media, 12.5% chopped alfalfa hay, 37.5% woodchips/shavings. Average hydraulic conductivity of 8.8-116.2 ft/day in the media. Trench excavated to dry, silty-clay, weathered Dinwoody Formation material to prevent groundwater flow from bypassing under the PRB. Eroded overburden was encountered. Media placed to a depth of 2 ft bgs, covered by non-woven geotextile and 2 ft of Dinwoody Formation material. Infiltration gallery was constructed upgradient to the PRB, and overburden was encountered. Infiltration gallery was overexcavated and compacted Dinwoody Formation materials were used on the base and sidewalls to reduce water contact with the overburden. It was backfilled with coarse drain rock and covered with non-woven geotextile and Dinwoody Formation material. PRB is relatively easy to implement with readily available material and equipment but using the technology to treat seeps or shallow groundwater in close proximity to overburden disposal piles should be approached with caution. The presence of run-of-mine shales in and around excavations contributes to mobilization of unwanted constituents (e.g. arsenic, uranium) | The objectives for the Pilot Study are consistent with the preliminary Remedial Action Objectives (RAOs) for groundwater remedies at Conda. Based on observations from the 2019 and 2020 monitoring, modifications were made to the Pilot Study in fall of 2020. In coordination with the Agencies, it was decided that the modification will require further monitoring in 2021 to fully meet the Pilot Study objectives. 2018-2019 start up period had differing conditions from 2020-2021, and the conditions were not considered representative of long term trends, but reflect the capability of the media to rapidly reach redox and geochemical conditions that facilitate microbially mediated reduction. 2020-2021 are operational conditions. The treatment media contributes to total Ar, Fe and Mn concentrations above the MCLs and drinking water standards. Data indicate that the treatment media in the Seep Treatment Cell and PRB is capable of treating water entering the system with total Se concentrations as high as 6.87 mg/L as well as total Cd concentrations up to 0.00847 mg/L to levels below their respective MCLs. | None, other than those presented elsewhere | Seep treatment cell (STC) pretreatment system influent STC-NES5-IF (upgradient) to GW-64-MA (downgradient of the PRB) is the through the central flow path. Data collection for upgradient/downgradient wells is in some instances shifted by 1-2 days. Reporting on effluents from STC-NES5-IF is only considered during the period that effluent from the pretreatment is available for comparison (June 2019-Oct 2021).
Final Treatability Study Findings Report Field-Scale Permeable Reactive Barrier Pilot Study Conda/Woodall Mountain Mine | Conda/Woodall Mountain Mine | IDN001002862 | N/A | N/A | STC-NES5-IF | Former mining site | Permeable reactive barrier (PRB) with seep treatment cell pre-treatment | Passive | Permeable reactive barrier (PRB) | Pre-treatment | Overburden pile in the headwaters areas of Pedro Creek | Y | Entire system | Specific technologies not specified. PRB is chemical and microbially mediated processes that reduce selenate to selenite and then selenium. Treatment media includes a carbon source (i.e. woodchips), alfalfa hay, and inert sand. Seep treatment cell is pre-treatment cell with treatment media. | Access to the groundwater table is needed. Trench excavated through water-bearing zones of alluvial deposits and into underlying weathered bedrock. | Pilot | 2018-2021, modifications made in 2019 to address seepage | Selenium | Se, dissolved | mg/L | N | N/A | 7.57 | 0.0085 | 99.8877 | [9 empty] | 5.5 | 2020 - 2021 Average, from operational period, not whole dataset | Data not provided | Data not provided | 0.00206 | 2020 - 2021 Average, from operational period, not whole dataset | Data not provided | Data not provided | Data not provided | Upgradient | 6.73 | 2.75 | mg/L | 10.1 | °C | Data not provided | N/A | Data not provided | N/A | 90.5 | mV | 3217 | µmhos/cm | Turbidity = 11.41 | NTU | data not provided | data not provided | data not provided | data not provided | data not provided | data not provided | N/A | No groundwater comparison value | No samples were collected at STC-NES5-EF between November 2018 and April 2019. | An insufficient amount of time since completion of the Pilot Study to adequately evaluate lifespan of the treatment media. The change in alkalinity can be used as an indicator of change in the ability of the media to treat selenium. Alkalinity remained relatively similar after 2 years of operation indicating that after 2 years of operation the microbially-mediated chemical reduction of selenium remains similar to the study onset. | Design had insufficient capacity to contain the flux of snow melt in addition to seep water. Soils in the area of the PRB are tight. In the future, when in an layered alluvial system, incorporate a gravel "pressure relief/effluent storage" zone on the downgradient edge to allow for increased ability to receive effluent water and/or flow onto the land surface if capacity is reached. The hydrogeological study was performed during fall low flow conditions as were the excavation and installation of the PRB bench. Additional water zones may be present during different water levels, so future design data collection should include a hydrogeological investigation in the spring to better characterize flux and water bearing zones in the aquifer during high water conditions. The PRB increased Ar, Fe, Mn and Ur due to eroded overburden material in the lenses on the walls of the excavation and from the seep and sedimentation basin sediments transferred to the PRB. Oxidizing conditions favorable to mobilization of Ur exist when ORP is above -200 mV. Bicarbonate that is likely dominant in the near neutral pH conditions in the vicinity of the PRB can enhance Ur mobility. Redox cycling from fluctuating water table can cause Ur mobilization. Heterogeneity of groundwater inflow along the trench, contact with runoff of mine materials, and microbial activity all contribute to factors affecting degree of treatment within the PRB. The incorporation of the Pilot Study into a potential remedy for the Pedro Creek Sub-Basin, at its current scale and in absence of other actions, may require some modifications to facilitate handling of high spring inflows and additional treatment to address the transport of released uranium into the shallow groundwater and surface water. | Operation and maintenance cost, including remote monitoring (e.g., transducers, telemetry, and cameras) and performance monitoring (e.g., sampling, analysis, and reporting), ranges between $20,000 to $40,000 per month. The capital cost for the construction of the PRB and STC was approximately $1.2M including the media, trenching, infiltration gallery, cover, and stormwater controls, or roughly $180/cubic yard of reactive media (1,200 cubic yards for the PRB and 5,500 cubic yards for the STC). | System is seep treatment cell effluent to PRB. Treatment media: 50% granular support media, 12.5% chopped alfalfa hay, 37.5% woodchips/shavings. Average hydraulic conductivity of 8.8-116.2 ft/day in the media. Trench excavated to dry, silty-clay, weathered Dinwoody Formation material to prevent groundwater flow from bypassing under the PRB. Eroded overburden was encountered. Media placed to a depth of 2 ft bgs, covered by non-woven geotextile and 2 ft of Dinwoody Formation material. Infiltration gallery was constructed upgradient to the PRB, and overburden was encountered. Infiltration gallery was overexcavated and compacted Dinwoody Formation materials were used on the base and sidewalls to reduce water contact with the overburden. It was backfilled with coarse drain rock and covered with non-woven geotextile and Dinwoody Formation material. PRB is relatively easy to implement with readily available material and equipment but using the technology to treat seeps or shallow groundwater in close proximity to overburden disposal piles should be approached with caution. The presence of run-of-mine shales in and around excavations contributes to mobilization of unwanted constituents (e.g. arsenic, uranium) | The objectives for the Pilot Study are consistent with the preliminary Remedial Action Objectives (RAOs) for groundwater remedies at Conda. Based on observations from the 2019 and 2020 monitoring, modifications were made to the Pilot Study in fall of 2020. In coordination with the Agencies, it was decided that the modification will require further monitoring in 2021 to fully meet the Pilot Study objectives. 2018-2019 start up period had differing conditions from 2020-2021, and the conditions were not considered representative of long term trends, but reflect the capability of the media to rapidly reach redox and geochemical conditions that facilitate microbially mediated reduction. 2020-2021 are operational conditions. The treatment media contributes to total Ar, Fe and Mn concentrations above the MCLs and drinking water standards. Data indicate that the treatment media in the Seep Treatment Cell and PRB is capable of treating water entering the system with total Se concentrations as high as 6.87 mg/L as well as total Cd concentrations up to 0.00847 mg/L to levels below their respective MCLs. | None, other than those presented elsewhere | Seep treatment cell (STC) pretreatment system influent STC-NES5-IF (upgradient) to GW-64-MA (downgradient of the PRB) is the through the central flow path. Data collection for upgradient/downgradient wells is in some instances shifted by 1-2 days. Reporting on effluents from STC-NES5-IF is only considered during the period that effluent from the pretreatment is available for comparison (June 2019-Oct 2021).
Final Treatability Study Findings Report Field-Scale Permeable Reactive Barrier Pilot Study Conda/Woodall Mountain Mine | Conda/Woodall Mountain Mine | IDN001002862 | N/A | N/A | STC-NES5-IF | Former mining site | Permeable reactive barrier (PRB) with seep treatment cell pre-treatment | Passive | Permeable reactive barrier (PRB) | Pre-treatment | Overburden pile in the headwaters areas of Pedro Creek | Y | Entire system | Specific technologies not specified. PRB is chemical and microbially mediated processes that reduce selenate to selenite and then selenium. Treatment media includes a carbon source (i.e. woodchips), alfalfa hay, and inert sand. Seep treatment cell is pre-treatment cell with treatment media. | Access to the groundwater table is needed. Trench excavated through water-bearing zones of alluvial deposits and into underlying weathered bedrock. | Pilot | 2018-2021, modifications made in 2019 to address seepage | Selenium | Se, total | mg/L | N | N/A | 7.24 | 0.0107 | 99.8522 | [9 empty] | 5.53 | 2020 - 2021 Average, from operational period, not whole dataset | Data not provided | Data not provided | 0.00258 | 2020 - 2021 Average, from operational period, not whole dataset | Data not provided | Data not provided | Data not provided | Upgradient | 6.83 | 2.85 | mg/L | 13.77 | °C | Data not provided | N/A | Data not provided | N/A | 129.1 | mV | 3094.4 | µmhos/cm | Turbidity = 3.97 | NTU | data not provided | data not provided | data not provided | data not provided | data not provided | data not provided | Y | Groundwater Comparison Value: U.S. EPA MCL 0.05 mg/L Assessment of treatment goals based on well-specific averages for 2020-2021 | No samples were collected at STC-NES5-EF between November 2018 and April 2019. | An insufficient amount of time since completion of the Pilot Study to adequately evaluate lifespan of the treatment media. The change in alkalinity can be used as an indicator of change in the ability of the media to treat selenium. Alkalinity remained relatively similar after 2 years of operation indicating that after 2 years of operation the microbially-mediated chemical reduction of selenium remains similar to the study onset. | Design had insufficient capacity to contain the flux of snow melt in addition to seep water. Soils in the area of the PRB are tight. In the future, when in an layered alluvial system, incorporate a gravel "pressure relief/effluent storage" zone on the downgradient edge to allow for increased ability to receive effluent water and/or flow onto the land surface if capacity is reached. The hydrogeological study was performed during fall low flow conditions as were the excavation and installation of the PRB bench. Additional water zones may be present during different water levels, so future design data collection should include a hydrogeological investigation in the spring to better characterize flux and water bearing zones in the aquifer during high water conditions. The PRB increased Ar, Fe, Mn and Ur due to eroded overburden material in the lenses on the walls of the excavation and from the seep and sedimentation basin sediments transferred to the PRB. Oxidizing conditions favorable to mobilization of Ur exist when ORP is above -200 mV. Bicarbonate that is likely dominant in the near neutral pH conditions in the vicinity of the PRB can enhance Ur mobility. Redox cycling from fluctuating water table can cause Ur mobilization. Heterogeneity of groundwater inflow along the trench, contact with runoff of mine materials, and microbial activity all contribute to factors affecting degree of treatment within the PRB. The incorporation of the Pilot Study into a potential remedy for the Pedro Creek Sub-Basin, at its current scale and in absence of other actions, may require some modifications to facilitate handling of high spring inflows and additional treatment to address the transport of released uranium into the shallow groundwater and surface water. | Operation and maintenance cost, including remote monitoring (e.g., transducers, telemetry, and cameras) and performance monitoring (e.g., sampling, analysis, and reporting), ranges between $20,000 to $40,000 per month. The capital cost for the construction of the PRB and STC was approximately $1.2M including the media, trenching, infiltration gallery, cover, and stormwater controls, or roughly $180/cubic yard of reactive media (1,200 cubic yards for the PRB and 5,500 cubic yards for the STC). | System is seep treatment cell effluent to PRB. Treatment media: 50% granular support media, 12.5% chopped alfalfa hay, 37.5% woodchips/shavings. Average hydraulic conductivity of 8.8-116.2 ft/day in the media. Trench excavated to dry, silty-clay, weathered Dinwoody Formation material to prevent groundwater flow from bypassing under the PRB. Eroded overburden was encountered. Media placed to a depth of 2 ft bgs, covered by non-woven geotextile and 2 ft of Dinwoody Formation material. Infiltration gallery was constructed upgradient to the PRB, and overburden was encountered. Infiltration gallery was overexcavated and compacted Dinwoody Formation materials were used on the base and sidewalls to reduce water contact with the overburden. It was backfilled with coarse drain rock and covered with non-woven geotextile and Dinwoody Formation material. PRB is relatively easy to implement with readily available material and equipment but using the technology to treat seeps or shallow groundwater in close proximity to overburden disposal piles should be approached with caution. The presence of run-of-mine shales in and around excavations contributes to mobilization of unwanted constituents (e.g. arsenic, uranium) | The objectives for the Pilot Study are consistent with the preliminary Remedial Action Objectives (RAOs) for groundwater remedies at Conda. Based on observations from the 2019 and 2020 monitoring, modifications were made to the Pilot Study in fall of 2020. In coordination with the Agencies, it was decided that the modification will require further monitoring in 2021 to fully meet the Pilot Study objectives. 2018-2019 start up period had differing conditions from 2020-2021, and the conditions were not considered representative of long term trends, but reflect the capability of the media to rapidly reach redox and geochemical conditions that facilitate microbially mediated reduction. 2020-2021 are operational conditions. The treatment media contributes to total Ar, Fe and Mn concentrations above the MCLs and drinking water standards. Data indicate that the treatment media in the Seep Treatment Cell and PRB is capable of treating water entering the system with total Se concentrations as high as 6.87 mg/L as well as total Cd concentrations up to 0.00847 mg/L to levels below their respective MCLs. | None, other than those presented elsewhere | Seep treatment cell (STC) pretreatment system influent STC-NES5-IF (upgradient) to GW-64-MA (downgradient of the PRB) is the through the central flow path. Data collection for upgradient/downgradient wells is in some instances shifted by 1-2 days. Reporting on effluents from STC-NES5-IF is only considered during the period that effluent from the pretreatment is available for comparison (June 2019-Oct 2021).
Final Treatability Study Findings Report Field-Scale Permeable Reactive Barrier Pilot Study Conda/Woodall Mountain Mine | Conda/Woodall Mountain Mine | IDN001002862 | N/A | N/A | STC-NES5-IF | Former mining site | Permeable reactive barrier (PRB) with seep treatment cell pre-treatment | Passive | Permeable reactive barrier (PRB) | Pre-treatment | Overburden pile in the headwaters areas of Pedro Creek | Y | Entire system | Specific technologies not specified. PRB is chemical and microbially mediated processes that reduce selenate to selenite and then selenium. Treatment media includes a carbon source (i.e. woodchips), alfalfa hay, and inert sand. Seep treatment cell is pre-treatment cell with treatment media. | Access to the groundwater table is needed. Trench excavated through water-bearing zones of alluvial deposits and into underlying weathered bedrock. | Pilot | 2018-2021, modifications made in 2019 to address seepage | Selenium | Se, dissolved | mg/L | N | N/A |  |  |  | 3.5 | 0.0133 | 99.62 | [6 empty] | 5.5 | 2020 - 2021 Average, from operational period, not whole dataset | Data not provided | Data not provided | 0.00206 | 2020 - 2021 Average, from operational period, not whole dataset | Data not provided | Data not provided | Data not provided | Upgradient | 6.66 | 3.26 | mg/L | 8.95 | °C | Data not provided | N/A | Data not provided | N/A | 270.7 | mV | 3354 | µmhos/cm | Turbidity = 11.32 | NTU | data not provided | data not provided | data not provided | data not provided | data not provided | data not provided | N/A | No groundwater comparison value | No samples were collected at STC-NES5-EF between November 2018 and April 2019. | An insufficient amount of time since completion of the Pilot Study to adequately evaluate lifespan of the treatment media. The change in alkalinity can be used as an indicator of change in the ability of the media to treat selenium. Alkalinity remained relatively similar after 2 years of operation indicating that after 2 years of operation the microbially-mediated chemical reduction of selenium remains similar to the study onset. | Design had insufficient capacity to contain the flux of snow melt in addition to seep water. Soils in the area of the PRB are tight. In the future, when in an layered alluvial system, incorporate a gravel "pressure relief/effluent storage" zone on the downgradient edge to allow for increased ability to receive effluent water and/or flow onto the land surface if capacity is reached. The hydrogeological study was performed during fall low flow conditions as were the excavation and installation of the PRB bench. Additional water zones may be present during different water levels, so future design data collection should include a hydrogeological investigation in the spring to better characterize flux and water bearing zones in the aquifer during high water conditions. The PRB increased Ar, Fe, Mn and Ur due to eroded overburden material in the lenses on the walls of the excavation and from the seep and sedimentation basin sediments transferred to the PRB. Oxidizing conditions favorable to mobilization of Ur exist when ORP is above -200 mV. Bicarbonate that is likely dominant in the near neutral pH conditions in the vicinity of the PRB can enhance Ur mobility. Redox cycling from fluctuating water table can cause Ur mobilization. Heterogeneity of groundwater inflow along the trench, contact with runoff of mine materials, and microbial activity all contribute to factors affecting degree of treatment within the PRB. The incorporation of the Pilot Study into a potential remedy for the Pedro Creek Sub-Basin, at its current scale and in absence of other actions, may require some modifications to facilitate handling of high spring inflows and additional treatment to address the transport of released uranium into the shallow groundwater and surface water. | Operation and maintenance cost, including remote monitoring (e.g., transducers, telemetry, and cameras) and performance monitoring (e.g., sampling, analysis, and reporting), ranges between $20,000 to $40,000 per month. The capital cost for the construction of the PRB and STC was approximately $1.2M including the media, trenching, infiltration gallery, cover, and stormwater controls, or roughly $180/cubic yard of reactive media (1,200 cubic yards for the PRB and 5,500 cubic yards for the STC). | System is seep treatment cell effluent to PRB. Treatment media: 50% granular support media, 12.5% chopped alfalfa hay, 37.5% woodchips/shavings. Average hydraulic conductivity of 8.8-116.2 ft/day in the media. Trench excavated to dry, silty-clay, weathered Dinwoody Formation material to prevent groundwater flow from bypassing under the PRB. Eroded overburden was encountered. Media placed to a depth of 2 ft bgs, covered by non-woven geotextile and 2 ft of Dinwoody Formation material. Infiltration gallery was constructed upgradient to the PRB, and overburden was encountered. Infiltration gallery was overexcavated and compacted Dinwoody Formation materials were used on the base and sidewalls to reduce water contact with the overburden. It was backfilled with coarse drain rock and covered with non-woven geotextile and Dinwoody Formation material. PRB is relatively easy to implement with readily available material and equipment but using the technology to treat seeps or shallow groundwater in close proximity to overburden disposal piles should be approached with caution. The presence of run-of-mine shales in and around excavations contributes to mobilization of unwanted constituents (e.g. arsenic, uranium) | The objectives for the Pilot Study are consistent with the preliminary Remedial Action Objectives (RAOs) for groundwater remedies at Conda. Based on observations from the 2019 and 2020 monitoring, modifications were made to the Pilot Study in fall of 2020. In coordination with the Agencies, it was decided that the modification will require further monitoring in 2021 to fully meet the Pilot Study objectives. 2018-2019 start up period had differing conditions from 2020-2021, and the conditions were not considered representative of long term trends, but reflect the capability of the media to rapidly reach redox and geochemical conditions that facilitate microbially mediated reduction. 2020-2021 are operational conditions. The treatment media contributes to total Ar, Fe and Mn concentrations above the MCLs and drinking water standards. Data indicate that the treatment media in the Seep Treatment Cell and PRB is capable of treating water entering the system with total Se concentrations as high as 6.87 mg/L as well as total Cd concentrations up to 0.00847 mg/L to levels below their respective MCLs. | None, other than those presented elsewhere | Seep treatment cell (STC) pretreatment system influent STC-NES5-IF (upgradient) to GW-64-MA (downgradient of the PRB) is the through the central flow path. Data collection for upgradient/downgradient wells is in some instances shifted by 1-2 days. Reporting on effluents from STC-NES5-IF is only considered during the period that effluent from the pretreatment is available for comparison (June 2019-Oct 2021).
Final Treatability Study Findings Report Field-Scale Permeable Reactive Barrier Pilot Study Conda/Woodall Mountain Mine | Conda/Woodall Mountain Mine | IDN001002862 | N/A | N/A | STC-NES5-IF | Former mining site | Permeable reactive barrier (PRB) with seep treatment cell pre-treatment | Passive | Permeable reactive barrier (PRB) | Pre-treatment | Overburden pile in the headwaters areas of Pedro Creek | Y | Entire system | Specific technologies not specified. PRB is chemical and microbially mediated processes that reduce selenate to selenite and then selenium. Treatment media includes a carbon source (i.e. woodchips), alfalfa hay, and inert sand. Seep treatment cell is pre-treatment cell with treatment media. | Access to the groundwater table is needed. Trench excavated through water-bearing zones of alluvial deposits and into underlying weathered bedrock. | Pilot | 2018-2021, modifications made in 2019 to address seepage | Selenium | Se, total | mg/L | N | N/A |  |  |  | 3.38 | 0.0216 | 99.3609 | [6 empty] | 5.53 | 2020 - 2021 Average, from operational period, not whole dataset | Data not provided | Data not provided | 0.00258 | 2020 - 2021 Average, from operational period, not whole dataset | Data not provided | Data not provided | Data not provided | Upgradient | 6.47 | 0.16 | mg/L | 5.93 | °C | Data not provided | N/A | Data not provided | N/A | -166.4 | mV | 4018.7 | µmhos/cm | None | N/A | data not provided | data not provided | data not provided | data not provided | data not provided | data not provided | Y | Groundwater Comparison Value: U.S. EPA MCL 0.05 mg/L Assessment of treatment goals based on well-specific averages for 2020-2021 | No samples were collected at STC-NES5-EF between November 2018 and April 2019. | An insufficient amount of time since completion of the Pilot Study to adequately evaluate lifespan of the treatment media. The change in alkalinity can be used as an indicator of change in the ability of the media to treat selenium. Alkalinity remained relatively similar after 2 years of operation indicating that after 2 years of operation the microbially-mediated chemical reduction of selenium remains similar to the study onset. | Design had insufficient capacity to contain the flux of snow melt in addition to seep water. Soils in the area of the PRB are tight. In the future, when in an layered alluvial system, incorporate a gravel "pressure relief/effluent storage" zone on the downgradient edge to allow for increased ability to receive effluent water and/or flow onto the land surface if capacity is reached. The hydrogeological study was performed during fall low flow conditions as were the excavation and installation of the PRB bench. Additional water zones may be present during different water levels, so future design data collection should include a hydrogeological investigation in the spring to better characterize flux and water bearing zones in the aquifer during high water conditions. The PRB increased Ar, Fe, Mn and Ur due to eroded overburden material in the lenses on the walls of the excavation and from the seep and sedimentation basin sediments transferred to the PRB. Oxidizing conditions favorable to mobilization of Ur exist when ORP is above -200 mV. Bicarbonate that is likely dominant in the near neutral pH conditions in the vicinity of the PRB can enhance Ur mobility. Redox cycling from fluctuating water table can cause Ur mobilization. Heterogeneity of groundwater inflow along the trench, contact with runoff of mine materials, and microbial activity all contribute to factors affecting degree of treatment within the PRB. The incorporation of the Pilot Study into a potential remedy for the Pedro Creek Sub-Basin, at its current scale and in absence of other actions, may require some modifications to facilitate handling of high spring inflows and additional treatment to address the transport of released uranium into the shallow groundwater and surface water. | Operation and maintenance cost, including remote monitoring (e.g., transducers, telemetry, and cameras) and performance monitoring (e.g., sampling, analysis, and reporting), ranges between $20,000 to $40,000 per month. The capital cost for the construction of the PRB and STC was approximately $1.2M including the media, trenching, infiltration gallery, cover, and stormwater controls, or roughly $180/cubic yard of reactive media (1,200 cubic yards for the PRB and 5,500 cubic yards for the STC). | System is seep treatment cell effluent to PRB. Treatment media: 50% granular support media, 12.5% chopped alfalfa hay, 37.5% woodchips/shavings. Average hydraulic conductivity of 8.8-116.2 ft/day in the media. Trench excavated to dry, silty-clay, weathered Dinwoody Formation material to prevent groundwater flow from bypassing under the PRB. Eroded overburden was encountered. Media placed to a depth of 2 ft bgs, covered by non-woven geotextile and 2 ft of Dinwoody Formation material. Infiltration gallery was constructed upgradient to the PRB, and overburden was encountered. Infiltration gallery was overexcavated and compacted Dinwoody Formation materials were used on the base and sidewalls to reduce water contact with the overburden. It was backfilled with coarse drain rock and covered with non-woven geotextile and Dinwoody Formation material. PRB is relatively easy to implement with readily available material and equipment but using the technology to treat seeps or shallow groundwater in close proximity to overburden disposal piles should be approached with caution. The presence of run-of-mine shales in and around excavations contributes to mobilization of unwanted constituents (e.g. arsenic, uranium) | The objectives for the Pilot Study are consistent with the preliminary Remedial Action Objectives (RAOs) for groundwater remedies at Conda. Based on observations from the 2019 and 2020 monitoring, modifications were made to the Pilot Study in fall of 2020. In coordination with the Agencies, it was decided that the modification will require further monitoring in 2021 to fully meet the Pilot Study objectives. 2018-2019 start up period had differing conditions from 2020-2021, and the conditions were not considered representative of long term trends, but reflect the capability of the media to rapidly reach redox and geochemical conditions that facilitate microbially mediated reduction. 2020-2021 are operational conditions. The treatment media contributes to total Ar, Fe and Mn concentrations above the MCLs and drinking water standards. Data indicate that the treatment media in the Seep Treatment Cell and PRB is capable of treating water entering the system with total Se concentrations as high as 6.87 mg/L as well as total Cd concentrations up to 0.00847 mg/L to levels below their respective MCLs. | None, other than those presented elsewhere | Seep treatment cell (STC) pretreatment system influent STC-NES5-IF (upgradient) to GW-64-MA (downgradient of the PRB) is the through the central flow path. Data collection for upgradient/downgradient wells is in some instances shifted by 1-2 days. Reporting on effluents from STC-NES5-IF is only considered during the period that effluent from the pretreatment is available for comparison (June 2019-Oct 2021).
Final Treatability Study Findings Report Field-Scale Permeable Reactive Barrier Pilot Study Conda/Woodall Mountain Mine | Conda/Woodall Mountain Mine | IDN001002862 | N/A | N/A | GW-64-MA | Former mining site | Permeable reactive barrier (PRB) with seep treatment cell pre-treatment | Passive | Permeable reactive barrier (PRB) | Pre-treatment | Overburden pile in the headwaters areas of Pedro Creek | Y | Entire system | Specific technologies not specified. PRB is chemical and microbially mediated processes that reduce selenate to selenite and then selenium. Treatment media includes a carbon source (i.e. woodchips), alfalfa hay, and inert sand. Seep treatment cell is pre-treatment cell with treatment media. | Access to the groundwater table is needed. Trench excavated through water-bearing zones of alluvial deposits and into underlying weathered bedrock. | Pilot | 2018-2021, modifications made in 2019 to address seepage | Selenium | Se, dissolved | mg/L | N | N/A | [6 empty] | 0.0176 | 3.5 | 99.5 |  |  |  | 5.5 | 2020 - 2021 Average, from operational period, not whole dataset | Data not provided | Data not provided | 0.00206 | 2020 - 2021 Average, from operational period, not whole dataset | Data not provided | Data not provided | Data not provided | Downgradient | 6.76 | 0.21 | mg/L | 6.33 | °C | Data not provided | N/A | Data not provided | N/A | -224.2 | mV | 3921.4 | µmhos/cm | Turbidity = 187.7 | NTU | data not provided | data not provided | data not provided | data not provided | data not provided | data not provided | N/A | No groundwater comparison value | No samples were collected at STC-NES5-EF between November 2018 and April 2019. | An insufficient amount of time since completion of the Pilot Study to adequately evaluate lifespan of the treatment media. The change in alkalinity can be used as an indicator of change in the ability of the media to treat selenium. Alkalinity remained relatively similar after 2 years of operation indicating that after 2 years of operation the microbially-mediated chemical reduction of selenium remains similar to the study onset. | Design had insufficient capacity to contain the flux of snow melt in addition to seep water. Soils in the area of the PRB are tight. In the future, when in an layered alluvial system, incorporate a gravel "pressure relief/effluent storage" zone on the downgradient edge to allow for increased ability to receive effluent water and/or flow onto the land surface if capacity is reached. The hydrogeological study was performed during fall low flow conditions as were the excavation and installation of the PRB bench. Additional water zones may be present during different water levels, so future design data collection should include a hydrogeological investigation in the spring to better characterize flux and water bearing zones in the aquifer during high water conditions. The PRB increased Ar, Fe, Mn and Ur due to eroded overburden material in the lenses on the walls of the excavation and from the seep and sedimentation basin sediments transferred to the PRB. Oxidizing conditions favorable to mobilization of Ur exist when ORP is above -200 mV. Bicarbonate that is likely dominant in the near neutral pH conditions in the vicinity of the PRB can enhance Ur mobility. Redox cycling from fluctuating water table can cause Ur mobilization. Heterogeneity of groundwater inflow along the trench, contact with runoff of mine materials, and microbial activity all contribute to factors affecting degree of treatment within the PRB. The incorporation of the Pilot Study into a potential remedy for the Pedro Creek Sub-Basin, at its current scale and in absence of other actions, may require some modifications to facilitate handling of high spring inflows and additional treatment to address the transport of released uranium into the shallow groundwater and surface water. | Operation and maintenance cost, including remote monitoring (e.g., transducers, telemetry, and cameras) and performance monitoring (e.g., sampling, analysis, and reporting), ranges between $20,000 to $40,000 per month. The capital cost for the construction of the PRB and STC was approximately $1.2M including the media, trenching, infiltration gallery, cover, and stormwater controls, or roughly $180/cubic yard of reactive media (1,200 cubic yards for the PRB and 5,500 cubic yards for the STC). | System is seep treatment cell effluent to PRB. Treatment media: 50% granular support media, 12.5% chopped alfalfa hay, 37.5% woodchips/shavings. Average hydraulic conductivity of 8.8-116.2 ft/day in the media. Trench excavated to dry, silty-clay, weathered Dinwoody Formation material to prevent groundwater flow from bypassing under the PRB. Eroded overburden was encountered. Media placed to a depth of 2 ft bgs, covered by non-woven geotextile and 2 ft of Dinwoody Formation material. Infiltration gallery was constructed upgradient to the PRB, and overburden was encountered. Infiltration gallery was overexcavated and compacted Dinwoody Formation materials were used on the base and sidewalls to reduce water contact with the overburden. It was backfilled with coarse drain rock and covered with non-woven geotextile and Dinwoody Formation material. PRB is relatively easy to implement with readily available material and equipment but using the technology to treat seeps or shallow groundwater in close proximity to overburden disposal piles should be approached with caution. The presence of run-of-mine shales in and around excavations contributes to mobilization of unwanted constituents (e.g. arsenic, uranium) | The objectives for the Pilot Study are consistent with the preliminary Remedial Action Objectives (RAOs) for groundwater remedies at Conda. Based on observations from the 2019 and 2020 monitoring, modifications were made to the Pilot Study in fall of 2020. In coordination with the Agencies, it was decided that the modification will require further monitoring in 2021 to fully meet the Pilot Study objectives. 2018-2019 start up period had differing conditions from 2020-2021, and the conditions were not considered representative of long term trends, but reflect the capability of the media to rapidly reach redox and geochemical conditions that facilitate microbially mediated reduction. 2020-2021 are operational conditions. The treatment media contributes to total Ar, Fe and Mn concentrations above the MCLs and drinking water standards. Data indicate that the treatment media in the Seep Treatment Cell and PRB is capable of treating water entering the system with total Se concentrations as high as 6.87 mg/L as well as total Cd concentrations up to 0.00847 mg/L to levels below their respective MCLs. | None, other than those presented elsewhere | Seep treatment cell (STC) pretreatment system influent STC-NES5-IF (upgradient) to GW-64-MA (downgradient of the PRB) is the through the central flow path. Data collection for upgradient/downgradient wells is in some instances shifted by 1-2 days. Reporting on effluents from STC-NES5-IF is only considered during the period that effluent from the pretreatment is available for comparison (June 2019-Oct 2021).
Final Treatability Study Findings Report Field-Scale Permeable Reactive Barrier Pilot Study Conda/Woodall Mountain Mine | Conda/Woodall Mountain Mine | IDN001002862 | N/A | N/A | GW-64-MA | Former mining site | Permeable reactive barrier (PRB) with seep treatment cell pre-treatment | Passive | Permeable reactive barrier (PRB) | Pre-treatment | Overburden pile in the headwaters areas of Pedro Creek | Y | Entire system | Specific technologies not specified. PRB is chemical and microbially mediated processes that reduce selenate to selenite and then selenium. Treatment media includes a carbon source (i.e. woodchips), alfalfa hay, and inert sand. Seep treatment cell is pre-treatment cell with treatment media. | Access to the groundwater table is needed. Trench excavated through water-bearing zones of alluvial deposits and into underlying weathered bedrock. | Pilot | 2018-2021, modifications made in 2019 to address seepage | Selenium | Se, total | mg/L | N | N/A | [6 empty] | 0.0239 | 3.52 | 99.3 |  |  |  | 5.53 | 2020 - 2021 Average, from operational period, not whole dataset | Data not provided | Data not provided | 0.00258 | 2020 - 2021 Average, from operational period, not whole dataset | Data not provided | Data not provided | Data not provided | Downgradient | 6.76 | 0.21 | mg/L | 6.33 | °C | Data not provided | N/A | Data not provided | N/A | -224.2 | mV | 3921.4 | µmhos/cm | Turbidity = 187.7 | NTU | data not provided | data not provided | data not provided | data not provided | data not provided | data not provided | Y | Groundwater Comparison Value: U.S. EPA MCL 0.05 mg/L Assessment of treatment goals based on well-specific averages for 2020-2021 | No samples were collected at STC-NES5-EF between November 2018 and April 2019. | An insufficient amount of time since completion of the Pilot Study to adequately evaluate lifespan of the treatment media. The change in alkalinity can be used as an indicator of change in the ability of the media to treat selenium. Alkalinity remained relatively similar after 2 years of operation indicating that after 2 years of operation the microbially-mediated chemical reduction of selenium remains similar to the study onset. | Design had insufficient capacity to contain the flux of snow melt in addition to seep water. Soils in the area of the PRB are tight. In the future, when in an layered alluvial system, incorporate a gravel "pressure relief/effluent storage" zone on the downgradient edge to allow for increased ability to receive effluent water and/or flow onto the land surface if capacity is reached. The hydrogeological study was performed during fall low flow conditions as were the excavation and installation of the PRB bench. Additional water zones may be present during different water levels, so future design data collection should include a hydrogeological investigation in the spring to better characterize flux and water bearing zones in the aquifer during high water conditions. The PRB increased Ar, Fe, Mn and Ur due to eroded overburden material in the lenses on the walls of the excavation and from the seep and sedimentation basin sediments transferred to the PRB. Oxidizing conditions favorable to mobilization of Ur exist when ORP is above -200 mV. Bicarbonate that is likely dominant in the near neutral pH conditions in the vicinity of the PRB can enhance Ur mobility. Redox cycling from fluctuating water table can cause Ur mobilization. Heterogeneity of groundwater inflow along the trench, contact with runoff of mine materials, and microbial activity all contribute to factors affecting degree of treatment within the PRB. The incorporation of the Pilot Study into a potential remedy for the Pedro Creek Sub-Basin, at its current scale and in absence of other actions, may require some modifications to facilitate handling of high spring inflows and additional treatment to address the transport of released uranium into the shallow groundwater and surface water. | Operation and maintenance cost, including remote monitoring (e.g., transducers, telemetry, and cameras) and performance monitoring (e.g., sampling, analysis, and reporting), ranges between $20,000 to $40,000 per month. The capital cost for the construction of the PRB and STC was approximately $1.2M including the media, trenching, infiltration gallery, cover, and stormwater controls, or roughly $180/cubic yard of reactive media (1,200 cubic yards for the PRB and 5,500 cubic yards for the STC). | System is seep treatment cell effluent to PRB. Treatment media: 50% granular support media, 12.5% chopped alfalfa hay, 37.5% woodchips/shavings. Average hydraulic conductivity of 8.8-116.2 ft/day in the media. Trench excavated to dry, silty-clay, weathered Dinwoody Formation material to prevent groundwater flow from bypassing under the PRB. Eroded overburden was encountered. Media placed to a depth of 2 ft bgs, covered by non-woven geotextile and 2 ft of Dinwoody Formation material. Infiltration gallery was constructed upgradient to the PRB, and overburden was encountered. Infiltration gallery was overexcavated and compacted Dinwoody Formation materials were used on the base and sidewalls to reduce water contact with the overburden. It was backfilled with coarse drain rock and covered with non-woven geotextile and Dinwoody Formation material. PRB is relatively easy to implement with readily available material and equipment but using the technology to treat seeps or shallow groundwater in close proximity to overburden disposal piles should be approached with caution. The presence of run-of-mine shales in and around excavations contributes to mobilization of unwanted constituents (e.g. arsenic, uranium) | The objectives for the Pilot Study are consistent with the preliminary Remedial Action Objectives (RAOs) for groundwater remedies at Conda. Based on observations from the 2019 and 2020 monitoring, modifications were made to the Pilot Study in fall of 2020. In coordination with the Agencies, it was decided that the modification will require further monitoring in 2021 to fully meet the Pilot Study objectives. 2018-2019 start up period had differing conditions from 2020-2021, and the conditions were not considered representative of long term trends, but reflect the capability of the media to rapidly reach redox and geochemical conditions that facilitate microbially mediated reduction. 2020-2021 are operational conditions. The treatment media contributes to total Ar, Fe and Mn concentrations above the MCLs and drinking water standards. Data indicate that the treatment media in the Seep Treatment Cell and PRB is capable of treating water entering the system with total Se concentrations as high as 6.87 mg/L as well as total Cd concentrations up to 0.00847 mg/L to levels below their respective MCLs. | None, other than those presented elsewhere | Seep treatment cell (STC) pretreatment system influent STC-NES5-IF (upgradient) to GW-64-MA (downgradient of the PRB) is the through the central flow path. Data collection for upgradient/downgradient wells is in some instances shifted by 1-2 days. Reporting on effluents from STC-NES5-IF is only considered during the period that effluent from the pretreatment is available for comparison (June 2019-Oct 2021).
Final Treatability Study Findings Report Field-Scale Permeable Reactive Barrier Pilot Study Conda/Woodall Mountain Mine | Conda/Woodall Mountain Mine | IDN001002862 | N/A | N/A | GW-64-MA | Former mining site | Permeable reactive barrier (PRB) with seep treatment cell pre-treatment | Passive | Permeable reactive barrier (PRB) | Pre-treatment | Overburden pile in the headwaters areas of Pedro Creek | Y | Entire system | Specific technologies not specified. PRB is chemical and microbially mediated processes that reduce selenate to selenite and then selenium. Treatment media includes a carbon source (i.e. woodchips), alfalfa hay, and inert sand. Seep treatment cell is pre-treatment cell with treatment media. | Access to the groundwater table is needed. Trench excavated through water-bearing zones of alluvial deposits and into underlying weathered bedrock. | Pilot | 2018-2021, modifications made in 2019 to address seepage | Selenium | Se, dissolved | mg/L | N | N/A | [9 empty] | 0.00154 | 4.63 | 99.9667 | 5.5 | 2020 - 2021 Average, from operational period, not whole dataset | Data not provided | Data not provided | 0.00206 | 2020 - 2021 Average, from operational period, not whole dataset | Data not provided | Data not provided | Data not provided | Downgradient | 6.78 | 0 | mg/L | 10.5 | °C | Data not provided | N/A | Data not provided | N/A | -259.1 | mV | 3086 | µmhos/cm | Turbidity = 12.97 | NTU | data not provided | data not provided | data not provided | data not provided | data not provided | data not provided | N/A | No groundwater comparison value | No samples were collected at STC-NES5-EF between November 2018 and April 2019. | An insufficient amount of time since completion of the Pilot Study to adequately evaluate lifespan of the treatment media. The change in alkalinity can be used as an indicator of change in the ability of the media to treat selenium. Alkalinity remained relatively similar after 2 years of operation indicating that after 2 years of operation the microbially-mediated chemical reduction of selenium remains similar to the study onset. | Design had insufficient capacity to contain the flux of snow melt in addition to seep water. Soils in the area of the PRB are tight. In the future, when in an layered alluvial system, incorporate a gravel "pressure relief/effluent storage" zone on the downgradient edge to allow for increased ability to receive effluent water and/or flow onto the land surface if capacity is reached. The hydrogeological study was performed during fall low flow conditions as were the excavation and installation of the PRB bench. Additional water zones may be present during different water levels, so future design data collection should include a hydrogeological investigation in the spring to better characterize flux and water bearing zones in the aquifer during high water conditions. The PRB increased Ar, Fe, Mn and Ur due to eroded overburden material in the lenses on the walls of the excavation and from the seep and sedimentation basin sediments transferred to the PRB. Oxidizing conditions favorable to mobilization of Ur exist when ORP is above -200 mV. Bicarbonate that is likely dominant in the near neutral pH conditions in the vicinity of the PRB can enhance Ur mobility. Redox cycling from fluctuating water table can cause Ur mobilization. Heterogeneity of groundwater inflow along the trench, contact with runoff of mine materials, and microbial activity all contribute to factors affecting degree of treatment within the PRB. The incorporation of the Pilot Study into a potential remedy for the Pedro Creek Sub-Basin, at its current scale and in absence of other actions, may require some modifications to facilitate handling of high spring inflows and additional treatment to address the transport of released uranium into the shallow groundwater and surface water. | Operation and maintenance cost, including remote monitoring (e.g., transducers, telemetry, and cameras) and performance monitoring (e.g., sampling, analysis, and reporting), ranges between $20,000 to $40,000 per month. The capital cost for the construction of the PRB and STC was approximately $1.2M including the media, trenching, infiltration gallery, cover, and stormwater controls, or roughly $180/cubic yard of reactive media (1,200 cubic yards for the PRB and 5,500 cubic yards for the STC). | System is seep treatment cell effluent to PRB. Treatment media: 50% granular support media, 12.5% chopped alfalfa hay, 37.5% woodchips/shavings. Average hydraulic conductivity of 8.8-116.2 ft/day in the media. Trench excavated to dry, silty-clay, weathered Dinwoody Formation material to prevent groundwater flow from bypassing under the PRB. Eroded overburden was encountered. Media placed to a depth of 2 ft bgs, covered by non-woven geotextile and 2 ft of Dinwoody Formation material. Infiltration gallery was constructed upgradient to the PRB, and overburden was encountered. Infiltration gallery was overexcavated and compacted Dinwoody Formation materials were used on the base and sidewalls to reduce water contact with the overburden. It was backfilled with coarse drain rock and covered with non-woven geotextile and Dinwoody Formation material. PRB is relatively easy to implement with readily available material and equipment but using the technology to treat seeps or shallow groundwater in close proximity to overburden disposal piles should be approached with caution. The presence of run-of-mine shales in and around excavations contributes to mobilization of unwanted constituents (e.g. arsenic, uranium) | The objectives for the Pilot Study are consistent with the preliminary Remedial Action Objectives (RAOs) for groundwater remedies at Conda. Based on observations from the 2019 and 2020 monitoring, modifications were made to the Pilot Study in fall of 2020. In coordination with the Agencies, it was decided that the modification will require further monitoring in 2021 to fully meet the Pilot Study objectives. 2018-2019 start up period had differing conditions from 2020-2021, and the conditions were not considered representative of long term trends, but reflect the capability of the media to rapidly reach redox and geochemical conditions that facilitate microbially mediated reduction. 2020-2021 are operational conditions. The treatment media contributes to total Ar, Fe and Mn concentrations above the MCLs and drinking water standards. Data indicate that the treatment media in the Seep Treatment Cell and PRB is capable of treating water entering the system with total Se concentrations as high as 6.87 mg/L as well as total Cd concentrations up to 0.00847 mg/L to levels below their respective MCLs. | None, other than those presented elsewhere | Seep treatment cell (STC) pretreatment system influent STC-NES5-IF (upgradient) to GW-64-MA (downgradient of the PRB) is the through the central flow path. Data collection for upgradient/downgradient wells is in some instances shifted by 1-2 days. Reporting on effluents from STC-NES5-IF is only considered during the period that effluent from the pretreatment is available for comparison (June 2019-Oct 2021).
Final Treatability Study Findings Report Field-Scale Permeable Reactive Barrier Pilot Study Conda/Woodall Mountain Mine | Conda/Woodall Mountain Mine | IDN001002862 | N/A | N/A | GW-64-MA | Former mining site | Permeable reactive barrier (PRB) with seep treatment cell pre-treatment | Passive | Permeable reactive barrier (PRB) | Pre-treatment | Overburden pile in the headwaters areas of Pedro Creek | Y | Entire system | Specific technologies not specified. PRB is chemical and microbially mediated processes that reduce selenate to selenite and then selenium. Treatment media includes a carbon source (i.e. woodchips), alfalfa hay, and inert sand. Seep treatment cell is pre-treatment cell with treatment media. | Access to the groundwater table is needed. Trench excavated through water-bearing zones of alluvial deposits and into underlying weathered bedrock. | Pilot | 2018-2021, modifications made in 2019 to address seepage | Selenium | Se, total | mg/L | N | N/A | [9 empty] | 0.00198 | 6.18 | 99.968 | 5.53 | 2020 - 2021 Average, from operational period, not whole dataset | Data not provided | Data not provided | 0.00258 | 2020 - 2021 Average, from operational period, not whole dataset | Data not provided | Data not provided | Data not provided | Downgradient | 6.9 | -0.12 | mg/L | 9.4 | °C | Data not provided | N/A | Data not provided | N/A | -234.8 | mV | 2994 | µmhos/cm | Turbidity = 2.92 | NTU | data not provided | data not provided | data not provided | data not provided | data not provided | data not provided | Y | Groundwater Comparison Value: U.S. EPA MCL 0.05 mg/L Assessment of treatment goals based on well-specific averages for 2020-2021 | No samples were collected at STC-NES5-EF between November 2018 and April 2019. | An insufficient amount of time since completion of the Pilot Study to adequately evaluate lifespan of the treatment media. The change in alkalinity can be used as an indicator of change in the ability of the media to treat selenium. Alkalinity remained relatively similar after 2 years of operation indicating that after 2 years of operation the microbially-mediated chemical reduction of selenium remains similar to the study onset. | Design had insufficient capacity to contain the flux of snow melt in addition to seep water. Soils in the area of the PRB are tight. In the future, when in an layered alluvial system, incorporate a gravel "pressure relief/effluent storage" zone on the downgradient edge to allow for increased ability to receive effluent water and/or flow onto the land surface if capacity is reached. The hydrogeological study was performed during fall low flow conditions as were the excavation and installation of the PRB bench. Additional water zones may be present during different water levels, so future design data collection should include a hydrogeological investigation in the spring to better characterize flux and water bearing zones in the aquifer during high water conditions. The PRB increased Ar, Fe, Mn and Ur due to eroded overburden material in the lenses on the walls of the excavation and from the seep and sedimentation basin sediments transferred to the PRB. Oxidizing conditions favorable to mobilization of Ur exist when ORP is above -200 mV. Bicarbonate that is likely dominant in the near neutral pH conditions in the vicinity of the PRB can enhance Ur mobility. Redox cycling from fluctuating water table can cause Ur mobilization. Heterogeneity of groundwater inflow along the trench, contact with runoff of mine materials, and microbial activity all contribute to factors affecting degree of treatment within the PRB. The incorporation of the Pilot Study into a potential remedy for the Pedro Creek Sub-Basin, at its current scale and in absence of other actions, may require some modifications to facilitate handling of high spring inflows and additional treatment to address the transport of released uranium into the shallow groundwater and surface water. | Operation and maintenance cost, including remote monitoring (e.g., transducers, telemetry, and cameras) and performance monitoring (e.g., sampling, analysis, and reporting), ranges between $20,000 to $40,000 per month. The capital cost for the construction of the PRB and STC was approximately $1.2M including the media, trenching, infiltration gallery, cover, and stormwater controls, or roughly $180/cubic yard of reactive media (1,200 cubic yards for the PRB and 5,500 cubic yards for the STC). | System is seep treatment cell effluent to PRB. Treatment media: 50% granular support media, 12.5% chopped alfalfa hay, 37.5% woodchips/shavings. Average hydraulic conductivity of 8.8-116.2 ft/day in the media. Trench excavated to dry, silty-clay, weathered Dinwoody Formation material to prevent groundwater flow from bypassing under the PRB. Eroded overburden was encountered. Media placed to a depth of 2 ft bgs, covered by non-woven geotextile and 2 ft of Dinwoody Formation material. Infiltration gallery was constructed upgradient to the PRB, and overburden was encountered. Infiltration gallery was overexcavated and compacted Dinwoody Formation materials were used on the base and sidewalls to reduce water contact with the overburden. It was backfilled with coarse drain rock and covered with non-woven geotextile and Dinwoody Formation material. PRB is relatively easy to implement with readily available material and equipment but using the technology to treat seeps or shallow groundwater in close proximity to overburden disposal piles should be approached with caution. The presence of run-of-mine shales in and around excavations contributes to mobilization of unwanted constituents (e.g. arsenic, uranium) | The objectives for the Pilot Study are consistent with the preliminary Remedial Action Objectives (RAOs) for groundwater remedies at Conda. Based on observations from the 2019 and 2020 monitoring, modifications were made to the Pilot Study in fall of 2020. In coordination with the Agencies, it was decided that the modification will require further monitoring in 2021 to fully meet the Pilot Study objectives. 2018-2019 start up period had differing conditions from 2020-2021, and the conditions were not considered representative of long term trends, but reflect the capability of the media to rapidly reach redox and geochemical conditions that facilitate microbially mediated reduction. 2020-2021 are operational conditions. The treatment media contributes to total Ar, Fe and Mn concentrations above the MCLs and drinking water standards. Data indicate that the treatment media in the Seep Treatment Cell and PRB is capable of treating water entering the system with total Se concentrations as high as 6.87 mg/L as well as total Cd concentrations up to 0.00847 mg/L to levels below their respective MCLs. | None, other than those presented elsewhere | Seep treatment cell (STC) pretreatment system influent STC-NES5-IF (upgradient) to GW-64-MA (downgradient of the PRB) is the through the central flow path. Data collection for upgradient/downgradient wells is in some instances shifted by 1-2 days. Reporting on effluents from STC-NES5-IF is only considered during the period that effluent from the pretreatment is available for comparison (June 2019-Oct 2021).
Final Treatability Study Findings Report Field-Scale Permeable Reactive Barrier Pilot Study Conda/Woodall Mountain Mine | Conda/Woodall Mountain Mine | IDN001002862 | N/A | N/A | STC-NES5-IF | Former mining site | Permeable reactive barrier (PRB) with seep treatment cell pre-treatment | Passive | Permeable reactive barrier (PRB) | Pre-treatment | Overburden pile in the headwaters areas of Pedro Creek | Y | Entire system | Specific technologies not specified. PRB is chemical and microbially mediated processes that reduce selenate to selenite and then selenium. Treatment media includes a carbon source (i.e. woodchips), alfalfa hay, and inert sand. Seep treatment cell is pre-treatment cell with treatment media. | Access to the groundwater table is needed. Trench excavated through water-bearing zones of alluvial deposits and into underlying weathered bedrock. | Pilot | 2018-2021, modifications made in 2019 to address seepage | Arsenic | As, dissolved | mg/L | N | N/A | 0.00179 | 0.0106 | -492.1788 | [9 empty] | 0.0014 | 2020 - 2021 Average, from operational period, not whole dataset | Data not provided | Data not provided | 0.00936 | 2020 - 2021 Average, from operational period, not whole dataset | Data not provided | Data not provided | Data not provided | Upgradient | 6.96 | 4.51 | mg/L | 10.4 | °C | Data not provided | N/A | Data not provided | N/A | -68.2 | mV | 3089 | µmhos/cm | Turbidity = 187 | NTU | data not provided | data not provided | data not provided | data not provided | data not provided | data not provided | N/A | No groundwater comparison value | No samples were collected at STC-NES5-EF between November 2018 and April 2019. | An insufficient amount of time since completion of the Pilot Study to adequately evaluate lifespan of the treatment media. The change in alkalinity can be used as an indicator of change in the ability of the media to treat selenium. Alkalinity remained relatively similar after 2 years of operation indicating that after 2 years of operation the microbially-mediated chemical reduction of selenium remains similar to the study onset. | Design had insufficient capacity to contain the flux of snow melt in addition to seep water. Soils in the area of the PRB are tight. In the future, when in an layered alluvial system, incorporate a gravel "pressure relief/effluent storage" zone on the downgradient edge to allow for increased ability to receive effluent water and/or flow onto the land surface if capacity is reached. The hydrogeological study was performed during fall low flow conditions as were the excavation and installation of the PRB bench. Additional water zones may be present during different water levels, so future design data collection should include a hydrogeological investigation in the spring to better characterize flux and water bearing zones in the aquifer during high water conditions. The PRB increased Ar, Fe, Mn and Ur due to eroded overburden material in the lenses on the walls of the excavation and from the seep and sedimentation basin sediments transferred to the PRB. Oxidizing conditions favorable to mobilization of Ur exist when ORP is above -200 mV. Bicarbonate that is likely dominant in the near neutral pH conditions in the vicinity of the PRB can enhance Ur mobility. Redox cycling from fluctuating water table can cause Ur mobilization. Heterogeneity of groundwater inflow along the trench, contact with runoff of mine materials, and microbial activity all contribute to factors affecting degree of treatment within the PRB. The incorporation of the Pilot Study into a potential remedy for the Pedro Creek Sub-Basin, at its current scale and in absence of other actions, may require some modifications to facilitate handling of high spring inflows and additional treatment to address the transport of released uranium into the shallow groundwater and surface water. | Operation and maintenance cost, including remote monitoring (e.g., transducers, telemetry, and cameras) and performance monitoring (e.g., sampling, analysis, and reporting), ranges between $20,000 to $40,000 per month. The capital cost for the construction of the PRB and STC was approximately $1.2M including the media, trenching, infiltration gallery, cover, and stormwater controls, or roughly $180/cubic yard of reactive media (1,200 cubic yards for the PRB and 5,500 cubic yards for the STC). | System is seep treatment cell effluent to PRB. Treatment media: 50% granular support media, 12.5% chopped alfalfa hay, 37.5% woodchips/shavings. Average hydraulic conductivity of 8.8-116.2 ft/day in the media. Trench excavated to dry, silty-clay, weathered Dinwoody Formation material to prevent groundwater flow from bypassing under the PRB. Eroded overburden was encountered. Media placed to a depth of 2 ft bgs, covered by non-woven geotextile and 2 ft of Dinwoody Formation material. Infiltration gallery was constructed upgradient to the PRB, and overburden was encountered. Infiltration gallery was overexcavated and compacted Dinwoody Formation materials were used on the base and sidewalls to reduce water contact with the overburden. It was backfilled with coarse drain rock and covered with non-woven geotextile and Dinwoody Formation material. PRB is relatively easy to implement with readily available material and equipment but using the technology to treat seeps or shallow groundwater in close proximity to overburden disposal piles should be approached with caution. The presence of run-of-mine shales in and around excavations contributes to mobilization of unwanted constituents (e.g. arsenic, uranium) | The objectives for the Pilot Study are consistent with the preliminary Remedial Action Objectives (RAOs) for groundwater remedies at Conda. Based on observations from the 2019 and 2020 monitoring, modifications were made to the Pilot Study in fall of 2020. In coordination with the Agencies, it was decided that the modification will require further monitoring in 2021 to fully meet the Pilot Study objectives. 2018-2019 start up period had differing conditions from 2020-2021, and the conditions were not considered representative of long term trends, but reflect the capability of the media to rapidly reach redox and geochemical conditions that facilitate microbially mediated reduction. 2020-2021 are operational conditions. The treatment media contributes to total Ar, Fe and Mn concentrations above the MCLs and drinking water standards. Data indicate that the treatment media in the Seep Treatment Cell and PRB is capable of treating water entering the system with total Se concentrations as high as 6.87 mg/L as well as total Cd concentrations up to 0.00847 mg/L to levels below their respective MCLs. | None, other than those presented elsewhere | Seep treatment cell (STC) pretreatment system influent STC-NES5-IF (upgradient) to GW-64-MA (downgradient of the PRB) is the through the central flow path. Data collection for upgradient/downgradient wells is in some instances shifted by 1-2 days. Reporting on effluents from STC-NES5-IF is only considered during the period that effluent from the pretreatment is available for comparison (June 2019-Oct 2021).
Final Treatability Study Findings Report Field-Scale Permeable Reactive Barrier Pilot Study Conda/Woodall Mountain Mine | Conda/Woodall Mountain Mine | IDN001002862 | N/A | N/A | STC-NES5-IF | Former mining site | Permeable reactive barrier (PRB) with seep treatment cell pre-treatment | Passive | Permeable reactive barrier (PRB) | Pre-treatment | Overburden pile in the headwaters areas of Pedro Creek | Y | Entire system | Specific technologies not specified. PRB is chemical and microbially mediated processes that reduce selenate to selenite and then selenium. Treatment media includes a carbon source (i.e. woodchips), alfalfa hay, and inert sand. Seep treatment cell is pre-treatment cell with treatment media. | Access to the groundwater table is needed. Trench excavated through water-bearing zones of alluvial deposits and into underlying weathered bedrock. | Pilot | 2018-2021, modifications made in 2019 to address seepage | Arsenic | As, total | mg/L | N | N/A | 0.00746 | 0.0124 | -66.2198 | [9 empty] | 0.00475 | 2020 - 2021 Average, from operational period, not whole dataset | Data not provided | Data not provided | 0.0108 | 2020 - 2021 Average, from operational period, not whole dataset | Data not provided | Data not provided | Data not provided | Upgradient | 6.96 | 4.51 | mg/L | 10.4 | °C | Data not provided | N/A | Data not provided | N/A | -68.2 | mV | 3089 | µmhos/cm | Turbidity = 187 | NTU | data not provided | data not provided | data not provided | data not provided | data not provided | data not provided | N | Groundwater Comparison Value: U.S. EPA MCL 0.01 mg/L Assessment of treatment goals based on well-specific averages for 2020-2021 | No samples were collected at STC-NES5-EF between November 2018 and April 2019. | An insufficient amount of time since completion of the Pilot Study to adequately evaluate lifespan of the treatment media. The change in alkalinity can be used as an indicator of change in the ability of the media to treat selenium. Alkalinity remained relatively similar after 2 years of operation indicating that after 2 years of operation the microbially-mediated chemical reduction of selenium remains similar to the study onset. | Design had insufficient capacity to contain the flux of snow melt in addition to seep water. Soils in the area of the PRB are tight. In the future, when in an layered alluvial system, incorporate a gravel "pressure relief/effluent storage" zone on the downgradient edge to allow for increased ability to receive effluent water and/or flow onto the land surface if capacity is reached. The hydrogeological study was performed during fall low flow conditions as were the excavation and installation of the PRB bench. Additional water zones may be present during different water levels, so future design data collection should include a hydrogeological investigation in the spring to better characterize flux and water bearing zones in the aquifer during high water conditions. The PRB increased Ar, Fe, Mn and Ur due to eroded overburden material in the lenses on the walls of the excavation and from the seep and sedimentation basin sediments transferred to the PRB. Oxidizing conditions favorable to mobilization of Ur exist when ORP is above -200 mV. Bicarbonate that is likely dominant in the near neutral pH conditions in the vicinity of the PRB can enhance Ur mobility. Redox cycling from fluctuating water table can cause Ur mobilization. Heterogeneity of groundwater inflow along the trench, contact with runoff of mine materials, and microbial activity all contribute to factors affecting degree of treatment within the PRB. The incorporation of the Pilot Study into a potential remedy for the Pedro Creek Sub-Basin, at its current scale and in absence of other actions, may require some modifications to facilitate handling of high spring inflows and additional treatment to address the transport of released uranium into the shallow groundwater and surface water. | Operation and maintenance cost, including remote monitoring (e.g., transducers, telemetry, and cameras) and performance monitoring (e.g., sampling, analysis, and reporting), ranges between $20,000 to $40,000 per month. The capital cost for the construction of the PRB and STC was approximately $1.2M including the media, trenching, infiltration gallery, cover, and stormwater controls, or roughly $180/cubic yard of reactive media (1,200 cubic yards for the PRB and 5,500 cubic yards for the STC). | System is seep treatment cell effluent to PRB. Treatment media: 50% granular support media, 12.5% chopped alfalfa hay, 37.5% woodchips/shavings. Average hydraulic conductivity of 8.8-116.2 ft/day in the media. Trench excavated to dry, silty-clay, weathered Dinwoody Formation material to prevent groundwater flow from bypassing under the PRB. Eroded overburden was encountered. Media placed to a depth of 2 ft bgs, covered by non-woven geotextile and 2 ft of Dinwoody Formation material. Infiltration gallery was constructed upgradient to the PRB, and overburden was encountered. Infiltration gallery was overexcavated and compacted Dinwoody Formation materials were used on the base and sidewalls to reduce water contact with the overburden. It was backfilled with coarse drain rock and covered with non-woven geotextile and Dinwoody Formation material. PRB is relatively easy to implement with readily available material and equipment but using the technology to treat seeps or shallow groundwater in close proximity to overburden disposal piles should be approached with caution. The presence of run-of-mine shales in and around excavations contributes to mobilization of unwanted constituents (e.g. arsenic, uranium) | The objectives for the Pilot Study are consistent with the preliminary Remedial Action Objectives (RAOs) for groundwater remedies at Conda. Based on observations from the 2019 and 2020 monitoring, modifications were made to the Pilot Study in fall of 2020. In coordination with the Agencies, it was decided that the modification will require further monitoring in 2021 to fully meet the Pilot Study objectives. 2018-2019 start up period had differing conditions from 2020-2021, and the conditions were not considered representative of long term trends, but reflect the capability of the media to rapidly reach redox and geochemical conditions that facilitate microbially mediated reduction. 2020-2021 are operational conditions. The treatment media contributes to total Ar, Fe and Mn concentrations above the MCLs and drinking water standards. Data indicate that the treatment media in the Seep Treatment Cell and PRB is capable of treating water entering the system with total Se concentrations as high as 6.87 mg/L as well as total Cd concentrations up to 0.00847 mg/L to levels below their respective MCLs. | None, other than those presented elsewhere | Seep treatment cell (STC) pretreatment system influent STC-NES5-IF (upgradient) to GW-64-MA (downgradient of the PRB) is the through the central flow path. Data collection for upgradient/downgradient wells is in some instances shifted by 1-2 days. Reporting on effluents from STC-NES5-IF is only considered during the period that effluent from the pretreatment is available for comparison (June 2019-Oct 2021).
Final Treatability Study Findings Report Field-Scale Permeable Reactive Barrier Pilot Study Conda/Woodall Mountain Mine | Conda/Woodall Mountain Mine | IDN001002862 | N/A | N/A | STC-NES5-IF | Former mining site | Permeable reactive barrier (PRB) with seep treatment cell pre-treatment | Passive | Permeable reactive barrier (PRB) | Pre-treatment | Overburden pile in the headwaters areas of Pedro Creek | Y | Entire system | Specific technologies not specified. PRB is chemical and microbially mediated processes that reduce selenate to selenite and then selenium. Treatment media includes a carbon source (i.e. woodchips), alfalfa hay, and inert sand. Seep treatment cell is pre-treatment cell with treatment media. | Access to the groundwater table is needed. Trench excavated through water-bearing zones of alluvial deposits and into underlying weathered bedrock. | Pilot | 2018-2021, modifications made in 2019 to address seepage | Arsenic | As, dissolved | mg/L | N | N/A |  |  |  | 0.00083 | 0.00729 | -778.3133 | [6 empty] | 0.0014 | 2020 - 2021 Average, from operational period, not whole dataset | Data not provided | Data not provided | 0.00936 | 2020 - 2021 Average, from operational period, not whole dataset | Data not provided | Data not provided | Data not provided | Upgradient | 6.83 | 2.85 | mg/L | 13.77 | °C | Data not provided | N/A | Data not provided | N/A | 129.1 | mV | 3094.4 | µmhos/cm | Turbidity = 3.97 | NTU | data not provided | data not provided | data not provided | data not provided | data not provided | data not provided | N/A | No groundwater comparison value | No samples were collected at STC-NES5-EF between November 2018 and April 2019. | An insufficient amount of time since completion of the Pilot Study to adequately evaluate lifespan of the treatment media. The change in alkalinity can be used as an indicator of change in the ability of the media to treat selenium. Alkalinity remained relatively similar after 2 years of operation indicating that after 2 years of operation the microbially-mediated chemical reduction of selenium remains similar to the study onset. | Design had insufficient capacity to contain the flux of snow melt in addition to seep water. Soils in the area of the PRB are tight. In the future, when in an layered alluvial system, incorporate a gravel "pressure relief/effluent storage" zone on the downgradient edge to allow for increased ability to receive effluent water and/or flow onto the land surface if capacity is reached. The hydrogeological study was performed during fall low flow conditions as were the excavation and installation of the PRB bench. Additional water zones may be present during different water levels, so future design data collection should include a hydrogeological investigation in the spring to better characterize flux and water bearing zones in the aquifer during high water conditions. The PRB increased Ar, Fe, Mn and Ur due to eroded overburden material in the lenses on the walls of the excavation and from the seep and sedimentation basin sediments transferred to the PRB. Oxidizing conditions favorable to mobilization of Ur exist when ORP is above -200 mV. Bicarbonate that is likely dominant in the near neutral pH conditions in the vicinity of the PRB can enhance Ur mobility. Redox cycling from fluctuating water table can cause Ur mobilization. Heterogeneity of groundwater inflow along the trench, contact with runoff of mine materials, and microbial activity all contribute to factors affecting degree of treatment within the PRB. The incorporation of the Pilot Study into a potential remedy for the Pedro Creek Sub-Basin, at its current scale and in absence of other actions, may require some modifications to facilitate handling of high spring inflows and additional treatment to address the transport of released uranium into the shallow groundwater and surface water. | Operation and maintenance cost, including remote monitoring (e.g., transducers, telemetry, and cameras) and performance monitoring (e.g., sampling, analysis, and reporting), ranges between $20,000 to $40,000 per month. The capital cost for the construction of the PRB and STC was approximately $1.2M including the media, trenching, infiltration gallery, cover, and stormwater controls, or roughly $180/cubic yard of reactive media (1,200 cubic yards for the PRB and 5,500 cubic yards for the STC). | System is seep treatment cell effluent to PRB. Treatment media: 50% granular support media, 12.5% chopped alfalfa hay, 37.5% woodchips/shavings. Average hydraulic conductivity of 8.8-116.2 ft/day in the media. Trench excavated to dry, silty-clay, weathered Dinwoody Formation material to prevent groundwater flow from bypassing under the PRB. Eroded overburden was encountered. Media placed to a depth of 2 ft bgs, covered by non-woven geotextile and 2 ft of Dinwoody Formation material. Infiltration gallery was constructed upgradient to the PRB, and overburden was encountered. Infiltration gallery was overexcavated and compacted Dinwoody Formation materials were used on the base and sidewalls to reduce water contact with the overburden. It was backfilled with coarse drain rock and covered with non-woven geotextile and Dinwoody Formation material. PRB is relatively easy to implement with readily available material and equipment but using the technology to treat seeps or shallow groundwater in close proximity to overburden disposal piles should be approached with caution. The presence of run-of-mine shales in and around excavations contributes to mobilization of unwanted constituents (e.g. arsenic, uranium) | The objectives for the Pilot Study are consistent with the preliminary Remedial Action Objectives (RAOs) for groundwater remedies at Conda. Based on observations from the 2019 and 2020 monitoring, modifications were made to the Pilot Study in fall of 2020. In coordination with the Agencies, it was decided that the modification will require further monitoring in 2021 to fully meet the Pilot Study objectives. 2018-2019 start up period had differing conditions from 2020-2021, and the conditions were not considered representative of long term trends, but reflect the capability of the media to rapidly reach redox and geochemical conditions that facilitate microbially mediated reduction. 2020-2021 are operational conditions. The treatment media contributes to total Ar, Fe and Mn concentrations above the MCLs and drinking water standards. Data indicate that the treatment media in the Seep Treatment Cell and PRB is capable of treating water entering the system with total Se concentrations as high as 6.87 mg/L as well as total Cd concentrations up to 0.00847 mg/L to levels below their respective MCLs. | None, other than those presented elsewhere | Seep treatment cell (STC) pretreatment system influent STC-NES5-IF (upgradient) to GW-64-MA (downgradient of the PRB) is the through the central flow path. Data collection for upgradient/downgradient wells is in some instances shifted by 1-2 days. Reporting on effluents from STC-NES5-IF is only considered during the period that effluent from the pretreatment is available for comparison (June 2019-Oct 2021).
Final Treatability Study Findings Report Field-Scale Permeable Reactive Barrier Pilot Study Conda/Woodall Mountain Mine | Conda/Woodall Mountain Mine | IDN001002862 | N/A | N/A | STC-NES5-IF | Former mining site | Permeable reactive barrier (PRB) with seep treatment cell pre-treatment | Passive | Permeable reactive barrier (PRB) | Pre-treatment | Overburden pile in the headwaters areas of Pedro Creek | Y | Entire system | Specific technologies not specified. PRB is chemical and microbially mediated processes that reduce selenate to selenite and then selenium. Treatment media includes a carbon source (i.e. woodchips), alfalfa hay, and inert sand. Seep treatment cell is pre-treatment cell with treatment media. | Access to the groundwater table is needed. Trench excavated through water-bearing zones of alluvial deposits and into underlying weathered bedrock. | Pilot | 2018-2021, modifications made in 2019 to address seepage | Arsenic | As, total | mg/L | N | N/A |  |  |  | 0.00074 | 0.0114 | -1440.5405 | [6 empty] | 0.00475 | 2020 - 2021 Average, from operational period, not whole dataset | Data not provided | Data not provided | 0.0108 | 2020 - 2021 Average, from operational period, not whole dataset | Data not provided | Data not provided | Data not provided | Upgradient | 6.83 | 2.85 | mg/L | 13.77 | °C | Data not provided | N/A | Data not provided | N/A | 129.1 | mV | 3094.4 | µmhos/cm | Turbidity = 3.97 | NTU | data not provided | data not provided | data not provided | data not provided | data not provided | data not provided | N | Groundwater Comparison Value: U.S. EPA MCL 0.01 mg/L Assessment of treatment goals based on well-specific averages for 2020-2021 | No samples were collected at STC-NES5-EF between November 2018 and April 2019. | An insufficient amount of time since completion of the Pilot Study to adequately evaluate lifespan of the treatment media. The change in alkalinity can be used as an indicator of change in the ability of the media to treat selenium. Alkalinity remained relatively similar after 2 years of operation indicating that after 2 years of operation the microbially-mediated chemical reduction of selenium remains similar to the study onset. | Design had insufficient capacity to contain the flux of snow melt in addition to seep water. Soils in the area of the PRB are tight. In the future, when in an layered alluvial system, incorporate a gravel "pressure relief/effluent storage" zone on the downgradient edge to allow for increased ability to receive effluent water and/or flow onto the land surface if capacity is reached. The hydrogeological study was performed during fall low flow conditions as were the excavation and installation of the PRB bench. Additional water zones may be present during different water levels, so future design data collection should include a hydrogeological investigation in the spring to better characterize flux and water bearing zones in the aquifer during high water conditions. The PRB increased Ar, Fe, Mn and Ur due to eroded overburden material in the lenses on the walls of the excavation and from the seep and sedimentation basin sediments transferred to the PRB. Oxidizing conditions favorable to mobilization of Ur exist when ORP is above -200 mV. Bicarbonate that is likely dominant in the near neutral pH conditions in the vicinity of the PRB can enhance Ur mobility. Redox cycling from fluctuating water table can cause Ur mobilization. Heterogeneity of groundwater inflow along the trench, contact with runoff of mine materials, and microbial activity all contribute to factors affecting degree of treatment within the PRB. The incorporation of the Pilot Study into a potential remedy for the Pedro Creek Sub-Basin, at its current scale and in absence of other actions, may require some modifications to facilitate handling of high spring inflows and additional treatment to address the transport of released uranium into the shallow groundwater and surface water. | Operation and maintenance cost, including remote monitoring (e.g., transducers, telemetry, and cameras) and performance monitoring (e.g., sampling, analysis, and reporting), ranges between $20,000 to $40,000 per month. The capital cost for the construction of the PRB and STC was approximately $1.2M including the media, trenching, infiltration gallery, cover, and stormwater controls, or roughly $180/cubic yard of reactive media (1,200 cubic yards for the PRB and 5,500 cubic yards for the STC). | System is seep treatment cell effluent to PRB. Treatment media: 50% granular support media, 12.5% chopped alfalfa hay, 37.5% woodchips/shavings. Average hydraulic conductivity of 8.8-116.2 ft/day in the media. Trench excavated to dry, silty-clay, weathered Dinwoody Formation material to prevent groundwater flow from bypassing under the PRB. Eroded overburden was encountered. Media placed to a depth of 2 ft bgs, covered by non-woven geotextile and 2 ft of Dinwoody Formation material. Infiltration gallery was constructed upgradient to the PRB, and overburden was encountered. Infiltration gallery was overexcavated and compacted Dinwoody Formation materials were used on the base and sidewalls to reduce water contact with the overburden. It was backfilled with coarse drain rock and covered with non-woven geotextile and Dinwoody Formation material. PRB is relatively easy to implement with readily available material and equipment but using the technology to treat seeps or shallow groundwater in close proximity to overburden disposal piles should be approached with caution. The presence of run-of-mine shales in and around excavations contributes to mobilization of unwanted constituents (e.g. arsenic, uranium) | The objectives for the Pilot Study are consistent with the preliminary Remedial Action Objectives (RAOs) for groundwater remedies at Conda. Based on observations from the 2019 and 2020 monitoring, modifications were made to the Pilot Study in fall of 2020. In coordination with the Agencies, it was decided that the modification will require further monitoring in 2021 to fully meet the Pilot Study objectives. 2018-2019 start up period had differing conditions from 2020-2021, and the conditions were not considered representative of long term trends, but reflect the capability of the media to rapidly reach redox and geochemical conditions that facilitate microbially mediated reduction. 2020-2021 are operational conditions. The treatment media contributes to total Ar, Fe and Mn concentrations above the MCLs and drinking water standards. Data indicate that the treatment media in the Seep Treatment Cell and PRB is capable of treating water entering the system with total Se concentrations as high as 6.87 mg/L as well as total Cd concentrations up to 0.00847 mg/L to levels below their respective MCLs. | None, other than those presented elsewhere | Seep treatment cell (STC) pretreatment system influent STC-NES5-IF (upgradient) to GW-64-MA (downgradient of the PRB) is the through the central flow path. Data collection for upgradient/downgradient wells is in some instances shifted by 1-2 days. Reporting on effluents from STC-NES5-IF is only considered during the period that effluent from the pretreatment is available for comparison (June 2019-Oct 2021).
Final Treatability Study Findings Report Field-Scale Permeable Reactive Barrier Pilot Study Conda/Woodall Mountain Mine | Conda/Woodall Mountain Mine | IDN001002862 | N/A | N/A | GW-64-MA | Former mining site | Permeable reactive barrier (PRB) with seep treatment cell pre-treatment | Passive | Permeable reactive barrier (PRB) | Pre-treatment | Overburden pile in the headwaters areas of Pedro Creek | Y | Entire system | Specific technologies not specified. PRB is chemical and microbially mediated processes that reduce selenate to selenite and then selenium. Treatment media includes a carbon source (i.e. woodchips), alfalfa hay, and inert sand. Seep treatment cell is pre-treatment cell with treatment media. | Access to the groundwater table is needed. Trench excavated through water-bearing zones of alluvial deposits and into underlying weathered bedrock. | Pilot | 2018-2021, modifications made in 2019 to address seepage | Arsenic | As, dissolved | mg/L | N | N/A | [6 empty] | 0.0233 | 0.00121 | -1825.6198 |  |  |  | 0.0014 | 2020 - 2021 Average, from operational period, not whole dataset | Data not provided | Data not provided | 0.00936 | 2020 - 2021 Average, from operational period, not whole dataset | Data not provided | Data not provided | Data not provided | Downgradient | 7.19 | 0.15 | mg/L | 10.33 | °C | Data not provided | N/A | Data not provided | N/A | -235.4 | mV | 2852.4 | µmhos/cm | None | N/A | data not provided | data not provided | data not provided | data not provided | data not provided | data not provided | N/A | No groundwater comparison value | No samples were collected at STC-NES5-EF between November 2018 and April 2019. | An insufficient amount of time since completion of the Pilot Study to adequately evaluate lifespan of the treatment media. The change in alkalinity can be used as an indicator of change in the ability of the media to treat selenium. Alkalinity remained relatively similar after 2 years of operation indicating that after 2 years of operation the microbially-mediated chemical reduction of selenium remains similar to the study onset. | Design had insufficient capacity to contain the flux of snow melt in addition to seep water. Soils in the area of the PRB are tight. In the future, when in an layered alluvial system, incorporate a gravel "pressure relief/effluent storage" zone on the downgradient edge to allow for increased ability to receive effluent water and/or flow onto the land surface if capacity is reached. The hydrogeological study was performed during fall low flow conditions as were the excavation and installation of the PRB bench. Additional water zones may be present during different water levels, so future design data collection should include a hydrogeological investigation in the spring to better characterize flux and water bearing zones in the aquifer during high water conditions. The PRB increased Ar, Fe, Mn and Ur due to eroded overburden material in the lenses on the walls of the excavation and from the seep and sedimentation basin sediments transferred to the PRB. Oxidizing conditions favorable to mobilization of Ur exist when ORP is above -200 mV. Bicarbonate that is likely dominant in the near neutral pH conditions in the vicinity of the PRB can enhance Ur mobility. Redox cycling from fluctuating water table can cause Ur mobilization. Heterogeneity of groundwater inflow along the trench, contact with runoff of mine materials, and microbial activity all contribute to factors affecting degree of treatment within the PRB. The incorporation of the Pilot Study into a potential remedy for the Pedro Creek Sub-Basin, at its current scale and in absence of other actions, may require some modifications to facilitate handling of high spring inflows and additional treatment to address the transport of released uranium into the shallow groundwater and surface water. | Operation and maintenance cost, including remote monitoring (e.g., transducers, telemetry, and cameras) and performance monitoring (e.g., sampling, analysis, and reporting), ranges between $20,000 to $40,000 per month. The capital cost for the construction of the PRB and STC was approximately $1.2M including the media, trenching, infiltration gallery, cover, and stormwater controls, or roughly $180/cubic yard of reactive media (1,200 cubic yards for the PRB and 5,500 cubic yards for the STC). | System is seep treatment cell effluent to PRB. Treatment media: 50% granular support media, 12.5% chopped alfalfa hay, 37.5% woodchips/shavings. Average hydraulic conductivity of 8.8-116.2 ft/day in the media. Trench excavated to dry, silty-clay, weathered Dinwoody Formation material to prevent groundwater flow from bypassing under the PRB. Eroded overburden was encountered. Media placed to a depth of 2 ft bgs, covered by non-woven geotextile and 2 ft of Dinwoody Formation material. Infiltration gallery was constructed upgradient to the PRB, and overburden was encountered. Infiltration gallery was overexcavated and compacted Dinwoody Formation materials were used on the base and sidewalls to reduce water contact with the overburden. It was backfilled with coarse drain rock and covered with non-woven geotextile and Dinwoody Formation material. PRB is relatively easy to implement with readily available material and equipment but using the technology to treat seeps or shallow groundwater in close proximity to overburden disposal piles should be approached with caution. The presence of run-of-mine shales in and around excavations contributes to mobilization of unwanted constituents (e.g. arsenic, uranium) | The objectives for the Pilot Study are consistent with the preliminary Remedial Action Objectives (RAOs) for groundwater remedies at Conda. Based on observations from the 2019 and 2020 monitoring, modifications were made to the Pilot Study in fall of 2020. In coordination with the Agencies, it was decided that the modification will require further monitoring in 2021 to fully meet the Pilot Study objectives. 2018-2019 start up period had differing conditions from 2020-2021, and the conditions were not considered representative of long term trends, but reflect the capability of the media to rapidly reach redox and geochemical conditions that facilitate microbially mediated reduction. 2020-2021 are operational conditions. The treatment media contributes to total Ar, Fe and Mn concentrations above the MCLs and drinking water standards. Data indicate that the treatment media in the Seep Treatment Cell and PRB is capable of treating water entering the system with total Se concentrations as high as 6.87 mg/L as well as total Cd concentrations up to 0.00847 mg/L to levels below their respective MCLs. | None, other than those presented elsewhere | Seep treatment cell (STC) pretreatment system influent STC-NES5-IF (upgradient) to GW-64-MA (downgradient of the PRB) is the through the central flow path. Data collection for upgradient/downgradient wells is in some instances shifted by 1-2 days. Reporting on effluents from STC-NES5-IF is only considered during the period that effluent from the pretreatment is available for comparison (June 2019-Oct 2021).
Final Treatability Study Findings Report Field-Scale Permeable Reactive Barrier Pilot Study Conda/Woodall Mountain Mine | Conda/Woodall Mountain Mine | IDN001002862 | N/A | N/A | GW-64-MA | Former mining site | Permeable reactive barrier (PRB) with seep treatment cell pre-treatment | Passive | Permeable reactive barrier (PRB) | Pre-treatment | Overburden pile in the headwaters areas of Pedro Creek | Y | Entire system | Specific technologies not specified. PRB is chemical and microbially mediated processes that reduce selenate to selenite and then selenium. Treatment media includes a carbon source (i.e. woodchips), alfalfa hay, and inert sand. Seep treatment cell is pre-treatment cell with treatment media. | Access to the groundwater table is needed. Trench excavated through water-bearing zones of alluvial deposits and into underlying weathered bedrock. | Pilot | 2018-2021, modifications made in 2019 to address seepage | Arsenic | As, total | mg/L | N | N/A | [6 empty] | 0.0296 | 0.00139 | -2029.4964 |  |  |  | 0.00475 | 2020 - 2021 Average, from operational period, not whole dataset | Data not provided | Data not provided | 0.0108 | 2020 - 2021 Average, from operational period, not whole dataset | Data not provided | Data not provided | Data not provided | Downgradient | 7.19 | 0.15 | mg/L | 10.33 | °C | Data not provided | N/A | Data not provided | N/A | -235.4 | mV | 2852.4 | µmhos/cm | None | N/A | data not provided | data not provided | data not provided | data not provided | data not provided | data not provided | N | Groundwater Comparison Value: U.S. EPA MCL 0.01 mg/L Assessment of treatment goals based on well-specific averages for 2020-2021 | No samples were collected at STC-NES5-EF between November 2018 and April 2019. | An insufficient amount of time since completion of the Pilot Study to adequately evaluate lifespan of the treatment media. The change in alkalinity can be used as an indicator of change in the ability of the media to treat selenium. Alkalinity remained relatively similar after 2 years of operation indicating that after 2 years of operation the microbially-mediated chemical reduction of selenium remains similar to the study onset. | Design had insufficient capacity to contain the flux of snow melt in addition to seep water. Soils in the area of the PRB are tight. In the future, when in an layered alluvial system, incorporate a gravel "pressure relief/effluent storage" zone on the downgradient edge to allow for increased ability to receive effluent water and/or flow onto the land surface if capacity is reached. The hydrogeological study was performed during fall low flow conditions as were the excavation and installation of the PRB bench. Additional water zones may be present during different water levels, so future design data collection should include a hydrogeological investigation in the spring to better characterize flux and water bearing zones in the aquifer during high water conditions. The PRB increased Ar, Fe, Mn and Ur due to eroded overburden material in the lenses on the walls of the excavation and from the seep and sedimentation basin sediments transferred to the PRB. Oxidizing conditions favorable to mobilization of Ur exist when ORP is above -200 mV. Bicarbonate that is likely dominant in the near neutral pH conditions in the vicinity of the PRB can enhance Ur mobility. Redox cycling from fluctuating water table can cause Ur mobilization. Heterogeneity of groundwater inflow along the trench, contact with runoff of mine materials, and microbial activity all contribute to factors affecting degree of treatment within the PRB. The incorporation of the Pilot Study into a potential remedy for the Pedro Creek Sub-Basin, at its current scale and in absence of other actions, may require some modifications to facilitate handling of high spring inflows and additional treatment to address the transport of released uranium into the shallow groundwater and surface water. | Operation and maintenance cost, including remote monitoring (e.g., transducers, telemetry, and cameras) and performance monitoring (e.g., sampling, analysis, and reporting), ranges between $20,000 to $40,000 per month. The capital cost for the construction of the PRB and STC was approximately $1.2M including the media, trenching, infiltration gallery, cover, and stormwater controls, or roughly $180/cubic yard of reactive media (1,200 cubic yards for the PRB and 5,500 cubic yards for the STC). | System is seep treatment cell effluent to PRB. Treatment media: 50% granular support media, 12.5% chopped alfalfa hay, 37.5% woodchips/shavings. Average hydraulic conductivity of 8.8-116.2 ft/day in the media. Trench excavated to dry, silty-clay, weathered Dinwoody Formation material to prevent groundwater flow from bypassing under the PRB. Eroded overburden was encountered. Media placed to a depth of 2 ft bgs, covered by non-woven geotextile and 2 ft of Dinwoody Formation material. Infiltration gallery was constructed upgradient to the PRB, and overburden was encountered. Infiltration gallery was overexcavated and compacted Dinwoody Formation materials were used on the base and sidewalls to reduce water contact with the overburden. It was backfilled with coarse drain rock and covered with non-woven geotextile and Dinwoody Formation material. PRB is relatively easy to implement with readily available material and equipment but using the technology to treat seeps or shallow groundwater in close proximity to overburden disposal piles should be approached with caution. The presence of run-of-mine shales in and around excavations contributes to mobilization of unwanted constituents (e.g. arsenic, uranium) | The objectives for the Pilot Study are consistent with the preliminary Remedial Action Objectives (RAOs) for groundwater remedies at Conda. Based on observations from the 2019 and 2020 monitoring, modifications were made to the Pilot Study in fall of 2020. In coordination with the Agencies, it was decided that the modification will require further monitoring in 2021 to fully meet the Pilot Study objectives. 2018-2019 start up period had differing conditions from 2020-2021, and the conditions were not considered representative of long term trends, but reflect the capability of the media to rapidly reach redox and geochemical conditions that facilitate microbially mediated reduction. 2020-2021 are operational conditions. The treatment media contributes to total Ar, Fe and Mn concentrations above the MCLs and drinking water standards. Data indicate that the treatment media in the Seep Treatment Cell and PRB is capable of treating water entering the system with total Se concentrations as high as 6.87 mg/L as well as total Cd concentrations up to 0.00847 mg/L to levels below their respective MCLs. | None, other than those presented elsewhere | Seep treatment cell (STC) pretreatment system influent STC-NES5-IF (upgradient) to GW-64-MA (downgradient of the PRB) is the through the central flow path. Data collection for upgradient/downgradient wells is in some instances shifted by 1-2 days. Reporting on effluents from STC-NES5-IF is only considered during the period that effluent from the pretreatment is available for comparison (June 2019-Oct 2021).
Final Treatability Study Findings Report Field-Scale Permeable Reactive Barrier Pilot Study Conda/Woodall Mountain Mine | Conda/Woodall Mountain Mine | IDN001002862 | N/A | N/A | GW-64-MA | Former mining site | Permeable reactive barrier (PRB) with seep treatment cell pre-treatment | Passive | Permeable reactive barrier (PRB) | Pre-treatment | Overburden pile in the headwaters areas of Pedro Creek | Y | Entire system | Specific technologies not specified. PRB is chemical and microbially mediated processes that reduce selenate to selenite and then selenium. Treatment media includes a carbon source (i.e. woodchips), alfalfa hay, and inert sand. Seep treatment cell is pre-treatment cell with treatment media. | Access to the groundwater table is needed. Trench excavated through water-bearing zones of alluvial deposits and into underlying weathered bedrock. | Pilot | 2018-2021, modifications made in 2019 to address seepage | Arsenic | As, dissolved | mg/L | N | N/A | [9 empty] | 0.00607 | 0.00131 | -363.3588 | 0.0014 | 2020 - 2021 Average, from operational period, not whole dataset | Data not provided | Data not provided | 0.00936 | 2020 - 2021 Average, from operational period, not whole dataset | Data not provided | Data not provided | Data not provided | Downgradient | 6.9 | -0.12 | mg/L | 9.4 | °C | Data not provided | N/A | Data not provided | N/A | -234.8 | mV | 2994 | µmhos/cm | Turbidity = 2.92 | NTU | data not provided | data not provided | data not provided | data not provided | data not provided | data not provided | N/A | No groundwater comparison value | No samples were collected at STC-NES5-EF between November 2018 and April 2019. | An insufficient amount of time since completion of the Pilot Study to adequately evaluate lifespan of the treatment media. The change in alkalinity can be used as an indicator of change in the ability of the media to treat selenium. Alkalinity remained relatively similar after 2 years of operation indicating that after 2 years of operation the microbially-mediated chemical reduction of selenium remains similar to the study onset. | Design had insufficient capacity to contain the flux of snow melt in addition to seep water. Soils in the area of the PRB are tight. In the future, when in an layered alluvial system, incorporate a gravel "pressure relief/effluent storage" zone on the downgradient edge to allow for increased ability to receive effluent water and/or flow onto the land surface if capacity is reached. The hydrogeological study was performed during fall low flow conditions as were the excavation and installation of the PRB bench. Additional water zones may be present during different water levels, so future design data collection should include a hydrogeological investigation in the spring to better characterize flux and water bearing zones in the aquifer during high water conditions. The PRB increased Ar, Fe, Mn and Ur due to eroded overburden material in the lenses on the walls of the excavation and from the seep and sedimentation basin sediments transferred to the PRB. Oxidizing conditions favorable to mobilization of Ur exist when ORP is above -200 mV. Bicarbonate that is likely dominant in the near neutral pH conditions in the vicinity of the PRB can enhance Ur mobility. Redox cycling from fluctuating water table can cause Ur mobilization. Heterogeneity of groundwater inflow along the trench, contact with runoff of mine materials, and microbial activity all contribute to factors affecting degree of treatment within the PRB. The incorporation of the Pilot Study into a potential remedy for the Pedro Creek Sub-Basin, at its current scale and in absence of other actions, may require some modifications to facilitate handling of high spring inflows and additional treatment to address the transport of released uranium into the shallow groundwater and surface water. | Operation and maintenance cost, including remote monitoring (e.g., transducers, telemetry, and cameras) and performance monitoring (e.g., sampling, analysis, and reporting), ranges between $20,000 to $40,000 per month. The capital cost for the construction of the PRB and STC was approximately $1.2M including the media, trenching, infiltration gallery, cover, and stormwater controls, or roughly $180/cubic yard of reactive media (1,200 cubic yards for the PRB and 5,500 cubic yards for the STC). | System is seep treatment cell effluent to PRB. Treatment media: 50% granular support media, 12.5% chopped alfalfa hay, 37.5% woodchips/shavings. Average hydraulic conductivity of 8.8-116.2 ft/day in the media. Trench excavated to dry, silty-clay, weathered Dinwoody Formation material to prevent groundwater flow from bypassing under the PRB. Eroded overburden was encountered. Media placed to a depth of 2 ft bgs, covered by non-woven geotextile and 2 ft of Dinwoody Formation material. Infiltration gallery was constructed upgradient to the PRB, and overburden was encountered. Infiltration gallery was overexcavated and compacted Dinwoody Formation materials were used on the base and sidewalls to reduce water contact with the overburden. It was backfilled with coarse drain rock and covered with non-woven geotextile and Dinwoody Formation material. PRB is relatively easy to implement with readily available material and equipment but using the technology to treat seeps or shallow groundwater in close proximity to overburden disposal piles should be approached with caution. The presence of run-of-mine shales in and around excavations contributes to mobilization of unwanted constituents (e.g. arsenic, uranium) | The objectives for the Pilot Study are consistent with the preliminary Remedial Action Objectives (RAOs) for groundwater remedies at Conda. Based on observations from the 2019 and 2020 monitoring, modifications were made to the Pilot Study in fall of 2020. In coordination with the Agencies, it was decided that the modification will require further monitoring in 2021 to fully meet the Pilot Study objectives. 2018-2019 start up period had differing conditions from 2020-2021, and the conditions were not considered representative of long term trends, but reflect the capability of the media to rapidly reach redox and geochemical conditions that facilitate microbially mediated reduction. 2020-2021 are operational conditions. The treatment media contributes to total Ar, Fe and Mn concentrations above the MCLs and drinking water standards. Data indicate that the treatment media in the Seep Treatment Cell and PRB is capable of treating water entering the system with total Se concentrations as high as 6.87 mg/L as well as total Cd concentrations up to 0.00847 mg/L to levels below their respective MCLs. | None, other than those presented elsewhere | Seep treatment cell (STC) pretreatment system influent STC-NES5-IF (upgradient) to GW-64-MA (downgradient of the PRB) is the through the central flow path. Data collection for upgradient/downgradient wells is in some instances shifted by 1-2 days. Reporting on effluents from STC-NES5-IF is only considered during the period that effluent from the pretreatment is available for comparison (June 2019-Oct 2021).
Final Treatability Study Findings Report Field-Scale Permeable Reactive Barrier Pilot Study Conda/Woodall Mountain Mine | Conda/Woodall Mountain Mine | IDN001002862 | N/A | N/A | GW-64-MA | Former mining site | Permeable reactive barrier (PRB) with seep treatment cell pre-treatment | Passive | Permeable reactive barrier (PRB) | Pre-treatment | Overburden pile in the headwaters areas of Pedro Creek | Y | Entire system | Specific technologies not specified. PRB is chemical and microbially mediated processes that reduce selenate to selenite and then selenium. Treatment media includes a carbon source (i.e. woodchips), alfalfa hay, and inert sand. Seep treatment cell is pre-treatment cell with treatment media. | Access to the groundwater table is needed. Trench excavated through water-bearing zones of alluvial deposits and into underlying weathered bedrock. | Pilot | 2018-2021, modifications made in 2019 to address seepage | Arsenic | As, total | mg/L | N | N/A | [9 empty] | 0.00637 | 0.0036 | -76.9444 | 0.00475 | 2020 - 2021 Average, from operational period, not whole dataset | Data not provided | Data not provided | 0.0108 | 2020 - 2021 Average, from operational period, not whole dataset | Data not provided | Data not provided | Data not provided | Downgradient | 6.9 | -0.12 | mg/L | 9.4 | °C | Data not provided | N/A | Data not provided | N/A | -234.8 | mV | 2994 | µmhos/cm | Turbidity = 2.92 | NTU | data not provided | data not provided | data not provided | data not provided | data not provided | data not provided | N | Groundwater Comparison Value: U.S. EPA MCL 0.01 mg/L Assessment of treatment goals based on well-specific averages for 2020-2021 | No samples were collected at STC-NES5-EF between November 2018 and April 2019. | An insufficient amount of time since completion of the Pilot Study to adequately evaluate lifespan of the treatment media. The change in alkalinity can be used as an indicator of change in the ability of the media to treat selenium. Alkalinity remained relatively similar after 2 years of operation indicating that after 2 years of operation the microbially-mediated chemical reduction of selenium remains similar to the study onset. | Design had insufficient capacity to contain the flux of snow melt in addition to seep water. Soils in the area of the PRB are tight. In the future, when in an layered alluvial system, incorporate a gravel "pressure relief/effluent storage" zone on the downgradient edge to allow for increased ability to receive effluent water and/or flow onto the land surface if capacity is reached. The hydrogeological study was performed during fall low flow conditions as were the excavation and installation of the PRB bench. Additional water zones may be present during different water levels, so future design data collection should include a hydrogeological investigation in the spring to better characterize flux and water bearing zones in the aquifer during high water conditions. The PRB increased Ar, Fe, Mn and Ur due to eroded overburden material in the lenses on the walls of the excavation and from the seep and sedimentation basin sediments transferred to the PRB. Oxidizing conditions favorable to mobilization of Ur exist when ORP is above -200 mV. Bicarbonate that is likely dominant in the near neutral pH conditions in the vicinity of the PRB can enhance Ur mobility. Redox cycling from fluctuating water table can cause Ur mobilization. Heterogeneity of groundwater inflow along the trench, contact with runoff of mine materials, and microbial activity all contribute to factors affecting degree of treatment within the PRB. The incorporation of the Pilot Study into a potential remedy for the Pedro Creek Sub-Basin, at its current scale and in absence of other actions, may require some modifications to facilitate handling of high spring inflows and additional treatment to address the transport of released uranium into the shallow groundwater and surface water. | Operation and maintenance cost, including remote monitoring (e.g., transducers, telemetry, and cameras) and performance monitoring (e.g., sampling, analysis, and reporting), ranges between $20,000 to $40,000 per month. The capital cost for the construction of the PRB and STC was approximately $1.2M including the media, trenching, infiltration gallery, cover, and stormwater controls, or roughly $180/cubic yard of reactive media (1,200 cubic yards for the PRB and 5,500 cubic yards for the STC). | System is seep treatment cell effluent to PRB. Treatment media: 50% granular support media, 12.5% chopped alfalfa hay, 37.5% woodchips/shavings. Average hydraulic conductivity of 8.8-116.2 ft/day in the media. Trench excavated to dry, silty-clay, weathered Dinwoody Formation material to prevent groundwater flow from bypassing under the PRB. Eroded overburden was encountered. Media placed to a depth of 2 ft bgs, covered by non-woven geotextile and 2 ft of Dinwoody Formation material. Infiltration gallery was constructed upgradient to the PRB, and overburden was encountered. Infiltration gallery was overexcavated and compacted Dinwoody Formation materials were used on the base and sidewalls to reduce water contact with the overburden. It was backfilled with coarse drain rock and covered with non-woven geotextile and Dinwoody Formation material. PRB is relatively easy to implement with readily available material and equipment but using the technology to treat seeps or shallow groundwater in close proximity to overburden disposal piles should be approached with caution. The presence of run-of-mine shales in and around excavations contributes to mobilization of unwanted constituents (e.g. arsenic, uranium) | The objectives for the Pilot Study are consistent with the preliminary Remedial Action Objectives (RAOs) for groundwater remedies at Conda. Based on observations from the 2019 and 2020 monitoring, modifications were made to the Pilot Study in fall of 2020. In coordination with the Agencies, it was decided that the modification will require further monitoring in 2021 to fully meet the Pilot Study objectives. 2018-2019 start up period had differing conditions from 2020-2021, and the conditions were not considered representative of long term trends, but reflect the capability of the media to rapidly reach redox and geochemical conditions that facilitate microbially mediated reduction. 2020-2021 are operational conditions. The treatment media contributes to total Ar, Fe and Mn concentrations above the MCLs and drinking water standards. Data indicate that the treatment media in the Seep Treatment Cell and PRB is capable of treating water entering the system with total Se concentrations as high as 6.87 mg/L as well as total Cd concentrations up to 0.00847 mg/L to levels below their respective MCLs. | None, other than those presented elsewhere | Seep treatment cell (STC) pretreatment system influent STC-NES5-IF (upgradient) to GW-64-MA (downgradient of the PRB) is the through the central flow path. Data collection for upgradient/downgradient wells is in some instances shifted by 1-2 days. Reporting on effluents from STC-NES5-IF is only considered during the period that effluent from the pretreatment is available for comparison (June 2019-Oct 2021).
Final Treatability Study Findings Report Field-Scale Permeable Reactive Barrier Pilot Study Conda/Woodall Mountain Mine | Conda/Woodall Mountain Mine | IDN001002862 | N/A | N/A | STC-NES5-IF | Former mining site | Permeable reactive barrier (PRB) with seep treatment cell pre-treatment | Passive | Permeable reactive barrier (PRB) | Pre-treatment | Overburden pile in the headwaters areas of Pedro Creek | Y | Entire system | Specific technologies not specified. PRB is chemical and microbially mediated processes that reduce selenate to selenite and then selenium. Treatment media includes a carbon source (i.e. woodchips), alfalfa hay, and inert sand. Seep treatment cell is pre-treatment cell with treatment media. | Access to the groundwater table is needed. Trench excavated through water-bearing zones of alluvial deposits and into underlying weathered bedrock. | Pilot | 2018-2021, modifications made in 2019 to address seepage | Cadmium | Cd, dissolved | mg/L | N | N/A | 0.018 | ND | 99.8333 | [9 empty] | 0.0148 | 2020 - 2021 Average, from operational period, not whole dataset | Data not provided | Data not provided | 6.2e-05 | 2020 - 2021 Average, from operational period, not whole dataset | Data not provided | Data not provided | Data not provided | Upgradient | 6.83 | 2.85 | mg/L | 13.77 | °C | Data not provided | N/A | Data not provided | N/A | 129.1 | mV | 3094.4 | µmhos/cm | Turbidity = 3.97 | NTU | data not provided | data not provided | data not provided | data not provided | data not provided | data not provided | N/A | No groundwater comparison value | No samples were collected at STC-NES5-EF between November 2018 and April 2019. | An insufficient amount of time since completion of the Pilot Study to adequately evaluate lifespan of the treatment media. The change in alkalinity can be used as an indicator of change in the ability of the media to treat selenium. Alkalinity remained relatively similar after 2 years of operation indicating that after 2 years of operation the microbially-mediated chemical reduction of selenium remains similar to the study onset. | Design had insufficient capacity to contain the flux of snow melt in addition to seep water. Soils in the area of the PRB are tight. In the future, when in an layered alluvial system, incorporate a gravel "pressure relief/effluent storage" zone on the downgradient edge to allow for increased ability to receive effluent water and/or flow onto the land surface if capacity is reached. The hydrogeological study was performed during fall low flow conditions as were the excavation and installation of the PRB bench. Additional water zones may be present during different water levels, so future design data collection should include a hydrogeological investigation in the spring to better characterize flux and water bearing zones in the aquifer during high water conditions. The PRB increased Ar, Fe, Mn and Ur due to eroded overburden material in the lenses on the walls of the excavation and from the seep and sedimentation basin sediments transferred to the PRB. Oxidizing conditions favorable to mobilization of Ur exist when ORP is above -200 mV. Bicarbonate that is likely dominant in the near neutral pH conditions in the vicinity of the PRB can enhance Ur mobility. Redox cycling from fluctuating water table can cause Ur mobilization. Heterogeneity of groundwater inflow along the trench, contact with runoff of mine materials, and microbial activity all contribute to factors affecting degree of treatment within the PRB. The incorporation of the Pilot Study into a potential remedy for the Pedro Creek Sub-Basin, at its current scale and in absence of other actions, may require some modifications to facilitate handling of high spring inflows and additional treatment to address the transport of released uranium into the shallow groundwater and surface water. | Operation and maintenance cost, including remote monitoring (e.g., transducers, telemetry, and cameras) and performance monitoring (e.g., sampling, analysis, and reporting), ranges between $20,000 to $40,000 per month. The capital cost for the construction of the PRB and STC was approximately $1.2M including the media, trenching, infiltration gallery, cover, and stormwater controls, or roughly $180/cubic yard of reactive media (1,200 cubic yards for the PRB and 5,500 cubic yards for the STC). | System is seep treatment cell effluent to PRB. Treatment media: 50% granular support media, 12.5% chopped alfalfa hay, 37.5% woodchips/shavings. Average hydraulic conductivity of 8.8-116.2 ft/day in the media. Trench excavated to dry, silty-clay, weathered Dinwoody Formation material to prevent groundwater flow from bypassing under the PRB. Eroded overburden was encountered. Media placed to a depth of 2 ft bgs, covered by non-woven geotextile and 2 ft of Dinwoody Formation material. Infiltration gallery was constructed upgradient to the PRB, and overburden was encountered. Infiltration gallery was overexcavated and compacted Dinwoody Formation materials were used on the base and sidewalls to reduce water contact with the overburden. It was backfilled with coarse drain rock and covered with non-woven geotextile and Dinwoody Formation material. PRB is relatively easy to implement with readily available material and equipment but using the technology to treat seeps or shallow groundwater in close proximity to overburden disposal piles should be approached with caution. The presence of run-of-mine shales in and around excavations contributes to mobilization of unwanted constituents (e.g. arsenic, uranium) | The objectives for the Pilot Study are consistent with the preliminary Remedial Action Objectives (RAOs) for groundwater remedies at Conda. Based on observations from the 2019 and 2020 monitoring, modifications were made to the Pilot Study in fall of 2020. In coordination with the Agencies, it was decided that the modification will require further monitoring in 2021 to fully meet the Pilot Study objectives. 2018-2019 start up period had differing conditions from 2020-2021, and the conditions were not considered representative of long term trends, but reflect the capability of the media to rapidly reach redox and geochemical conditions that facilitate microbially mediated reduction. 2020-2021 are operational conditions. The treatment media contributes to total Ar, Fe and Mn concentrations above the MCLs and drinking water standards. Data indicate that the treatment media in the Seep Treatment Cell and PRB is capable of treating water entering the system with total Se concentrations as high as 6.87 mg/L as well as total Cd concentrations up to 0.00847 mg/L to levels below their respective MCLs. | None, other than those presented elsewhere | Seep treatment cell (STC) pretreatment system influent STC-NES5-IF (upgradient) to GW-64-MA (downgradient of the PRB) is the through the central flow path. Data collection for upgradient/downgradient wells is in some instances shifted by 1-2 days. Reporting on effluents from STC-NES5-IF is only considered during the period that effluent from the pretreatment is available for comparison (June 2019-Oct 2021).
Final Treatability Study Findings Report Field-Scale Permeable Reactive Barrier Pilot Study Conda/Woodall Mountain Mine | Conda/Woodall Mountain Mine | IDN001002862 | N/A | N/A | STC-NES5-IF | Former mining site | Permeable reactive barrier (PRB) with seep treatment cell pre-treatment | Passive | Permeable reactive barrier (PRB) | Pre-treatment | Overburden pile in the headwaters areas of Pedro Creek | Y | Entire system | Specific technologies not specified. PRB is chemical and microbially mediated processes that reduce selenate to selenite and then selenium. Treatment media includes a carbon source (i.e. woodchips), alfalfa hay, and inert sand. Seep treatment cell is pre-treatment cell with treatment media. | Access to the groundwater table is needed. Trench excavated through water-bearing zones of alluvial deposits and into underlying weathered bedrock. | Pilot | 2018-2021, modifications made in 2019 to address seepage | Cadmium | Cd, total | mg/L | N | N/A | 0.0212 | ND | 99.8585 | [9 empty] | 0.0178 | 2020 - 2021 Average, from operational period, not whole dataset | Data not provided | Data not provided | 7.7e-05 | 2020 - 2021 Average, from operational period, not whole dataset | Data not provided | Data not provided | Data not provided | Upgradient | 6.88 | 4.17 | mg/L | 10.3 | °C | Data not provided | N/A | Data not provided | N/A | -34.9 | mV | 3182 | µmhos/cm | Turbidity = 131.9 | NTU | data not provided | data not provided | data not provided | data not provided | data not provided | data not provided | Y | Groundwater Comparison value: EPA MCL 0.005 mg/L Assessment of treatment goals based on well-specific averages for 2020-2021 | No samples were collected at STC-NES5-EF between November 2018 and April 2019. | An insufficient amount of time since completion of the Pilot Study to adequately evaluate lifespan of the treatment media. The change in alkalinity can be used as an indicator of change in the ability of the media to treat selenium. Alkalinity remained relatively similar after 2 years of operation indicating that after 2 years of operation the microbially-mediated chemical reduction of selenium remains similar to the study onset. | Design had insufficient capacity to contain the flux of snow melt in addition to seep water. Soils in the area of the PRB are tight. In the future, when in an layered alluvial system, incorporate a gravel "pressure relief/effluent storage" zone on the downgradient edge to allow for increased ability to receive effluent water and/or flow onto the land surface if capacity is reached. The hydrogeological study was performed during fall low flow conditions as were the excavation and installation of the PRB bench. Additional water zones may be present during different water levels, so future design data collection should include a hydrogeological investigation in the spring to better characterize flux and water bearing zones in the aquifer during high water conditions. The PRB increased Ar, Fe, Mn and Ur due to eroded overburden material in the lenses on the walls of the excavation and from the seep and sedimentation basin sediments transferred to the PRB. Oxidizing conditions favorable to mobilization of Ur exist when ORP is above -200 mV. Bicarbonate that is likely dominant in the near neutral pH conditions in the vicinity of the PRB can enhance Ur mobility. Redox cycling from fluctuating water table can cause Ur mobilization. Heterogeneity of groundwater inflow along the trench, contact with runoff of mine materials, and microbial activity all contribute to factors affecting degree of treatment within the PRB. The incorporation of the Pilot Study into a potential remedy for the Pedro Creek Sub-Basin, at its current scale and in absence of other actions, may require some modifications to facilitate handling of high spring inflows and additional treatment to address the transport of released uranium into the shallow groundwater and surface water. | Operation and maintenance cost, including remote monitoring (e.g., transducers, telemetry, and cameras) and performance monitoring (e.g., sampling, analysis, and reporting), ranges between $20,000 to $40,000 per month. The capital cost for the construction of the PRB and STC was approximately $1.2M including the media, trenching, infiltration gallery, cover, and stormwater controls, or roughly $180/cubic yard of reactive media (1,200 cubic yards for the PRB and 5,500 cubic yards for the STC). | System is seep treatment cell effluent to PRB. Treatment media: 50% granular support media, 12.5% chopped alfalfa hay, 37.5% woodchips/shavings. Average hydraulic conductivity of 8.8-116.2 ft/day in the media. Trench excavated to dry, silty-clay, weathered Dinwoody Formation material to prevent groundwater flow from bypassing under the PRB. Eroded overburden was encountered. Media placed to a depth of 2 ft bgs, covered by non-woven geotextile and 2 ft of Dinwoody Formation material. Infiltration gallery was constructed upgradient to the PRB, and overburden was encountered. Infiltration gallery was overexcavated and compacted Dinwoody Formation materials were used on the base and sidewalls to reduce water contact with the overburden. It was backfilled with coarse drain rock and covered with non-woven geotextile and Dinwoody Formation material. PRB is relatively easy to implement with readily available material and equipment but using the technology to treat seeps or shallow groundwater in close proximity to overburden disposal piles should be approached with caution. The presence of run-of-mine shales in and around excavations contributes to mobilization of unwanted constituents (e.g. arsenic, uranium) | The objectives for the Pilot Study are consistent with the preliminary Remedial Action Objectives (RAOs) for groundwater remedies at Conda. Based on observations from the 2019 and 2020 monitoring, modifications were made to the Pilot Study in fall of 2020. In coordination with the Agencies, it was decided that the modification will require further monitoring in 2021 to fully meet the Pilot Study objectives. 2018-2019 start up period had differing conditions from 2020-2021, and the conditions were not considered representative of long term trends, but reflect the capability of the media to rapidly reach redox and geochemical conditions that facilitate microbially mediated reduction. 2020-2021 are operational conditions. The treatment media contributes to total Ar, Fe and Mn concentrations above the MCLs and drinking water standards. Data indicate that the treatment media in the Seep Treatment Cell and PRB is capable of treating water entering the system with total Se concentrations as high as 6.87 mg/L as well as total Cd concentrations up to 0.00847 mg/L to levels below their respective MCLs. | None, other than those presented elsewhere | Seep treatment cell (STC) pretreatment system influent STC-NES5-IF (upgradient) to GW-64-MA (downgradient of the PRB) is the through the central flow path. Data collection for upgradient/downgradient wells is in some instances shifted by 1-2 days. Reporting on effluents from STC-NES5-IF is only considered during the period that effluent from the pretreatment is available for comparison (June 2019-Oct 2021).
Final Treatability Study Findings Report Field-Scale Permeable Reactive Barrier Pilot Study Conda/Woodall Mountain Mine | Conda/Woodall Mountain Mine | IDN001002862 | N/A | N/A | STC-NES5-IF | Former mining site | Permeable reactive barrier (PRB) with seep treatment cell pre-treatment | Passive | Permeable reactive barrier (PRB) | Pre-treatment | Overburden pile in the headwaters areas of Pedro Creek | Y | Entire system | Specific technologies not specified. PRB is chemical and microbially mediated processes that reduce selenate to selenite and then selenium. Treatment media includes a carbon source (i.e. woodchips), alfalfa hay, and inert sand. Seep treatment cell is pre-treatment cell with treatment media. | Access to the groundwater table is needed. Trench excavated through water-bearing zones of alluvial deposits and into underlying weathered bedrock. | Pilot | 2018-2021, modifications made in 2019 to address seepage | Cadmium | Cd, dissolved | mg/L | N | N/A |  |  |  | 0.0106 | ND | 99.717 | [6 empty] | 0.0148 | 2020 - 2021 Average, from operational period, not whole dataset | Data not provided | Data not provided | 6.2e-05 | 2020 - 2021 Average, from operational period, not whole dataset | Data not provided | Data not provided | Data not provided | Upgradient | 6.96 | 4.51 | mg/L | 10.4 | °C | Data not provided | N/A | Data not provided | N/A | -68.2 | mV | 3089 | µmhos/cm | Turbidity = 187 | NTU | data not provided | data not provided | data not provided | data not provided | data not provided | data not provided | N/A | No groundwater comparison value | No samples were collected at STC-NES5-EF between November 2018 and April 2019. | An insufficient amount of time since completion of the Pilot Study to adequately evaluate lifespan of the treatment media. The change in alkalinity can be used as an indicator of change in the ability of the media to treat selenium. Alkalinity remained relatively similar after 2 years of operation indicating that after 2 years of operation the microbially-mediated chemical reduction of selenium remains similar to the study onset. | Design had insufficient capacity to contain the flux of snow melt in addition to seep water. Soils in the area of the PRB are tight. In the future, when in an layered alluvial system, incorporate a gravel "pressure relief/effluent storage" zone on the downgradient edge to allow for increased ability to receive effluent water and/or flow onto the land surface if capacity is reached. The hydrogeological study was performed during fall low flow conditions as were the excavation and installation of the PRB bench. Additional water zones may be present during different water levels, so future design data collection should include a hydrogeological investigation in the spring to better characterize flux and water bearing zones in the aquifer during high water conditions. The PRB increased Ar, Fe, Mn and Ur due to eroded overburden material in the lenses on the walls of the excavation and from the seep and sedimentation basin sediments transferred to the PRB. Oxidizing conditions favorable to mobilization of Ur exist when ORP is above -200 mV. Bicarbonate that is likely dominant in the near neutral pH conditions in the vicinity of the PRB can enhance Ur mobility. Redox cycling from fluctuating water table can cause Ur mobilization. Heterogeneity of groundwater inflow along the trench, contact with runoff of mine materials, and microbial activity all contribute to factors affecting degree of treatment within the PRB. The incorporation of the Pilot Study into a potential remedy for the Pedro Creek Sub-Basin, at its current scale and in absence of other actions, may require some modifications to facilitate handling of high spring inflows and additional treatment to address the transport of released uranium into the shallow groundwater and surface water. | Operation and maintenance cost, including remote monitoring (e.g., transducers, telemetry, and cameras) and performance monitoring (e.g., sampling, analysis, and reporting), ranges between $20,000 to $40,000 per month. The capital cost for the construction of the PRB and STC was approximately $1.2M including the media, trenching, infiltration gallery, cover, and stormwater controls, or roughly $180/cubic yard of reactive media (1,200 cubic yards for the PRB and 5,500 cubic yards for the STC). | System is seep treatment cell effluent to PRB. Treatment media: 50% granular support media, 12.5% chopped alfalfa hay, 37.5% woodchips/shavings. Average hydraulic conductivity of 8.8-116.2 ft/day in the media. Trench excavated to dry, silty-clay, weathered Dinwoody Formation material to prevent groundwater flow from bypassing under the PRB. Eroded overburden was encountered. Media placed to a depth of 2 ft bgs, covered by non-woven geotextile and 2 ft of Dinwoody Formation material. Infiltration gallery was constructed upgradient to the PRB, and overburden was encountered. Infiltration gallery was overexcavated and compacted Dinwoody Formation materials were used on the base and sidewalls to reduce water contact with the overburden. It was backfilled with coarse drain rock and covered with non-woven geotextile and Dinwoody Formation material. PRB is relatively easy to implement with readily available material and equipment but using the technology to treat seeps or shallow groundwater in close proximity to overburden disposal piles should be approached with caution. The presence of run-of-mine shales in and around excavations contributes to mobilization of unwanted constituents (e.g. arsenic, uranium) | The objectives for the Pilot Study are consistent with the preliminary Remedial Action Objectives (RAOs) for groundwater remedies at Conda. Based on observations from the 2019 and 2020 monitoring, modifications were made to the Pilot Study in fall of 2020. In coordination with the Agencies, it was decided that the modification will require further monitoring in 2021 to fully meet the Pilot Study objectives. 2018-2019 start up period had differing conditions from 2020-2021, and the conditions were not considered representative of long term trends, but reflect the capability of the media to rapidly reach redox and geochemical conditions that facilitate microbially mediated reduction. 2020-2021 are operational conditions. The treatment media contributes to total Ar, Fe and Mn concentrations above the MCLs and drinking water standards. Data indicate that the treatment media in the Seep Treatment Cell and PRB is capable of treating water entering the system with total Se concentrations as high as 6.87 mg/L as well as total Cd concentrations up to 0.00847 mg/L to levels below their respective MCLs. | None, other than those presented elsewhere | Seep treatment cell (STC) pretreatment system influent STC-NES5-IF (upgradient) to GW-64-MA (downgradient of the PRB) is the through the central flow path. Data collection for upgradient/downgradient wells is in some instances shifted by 1-2 days. Reporting on effluents from STC-NES5-IF is only considered during the period that effluent from the pretreatment is available for comparison (June 2019-Oct 2021).
Final Treatability Study Findings Report Field-Scale Permeable Reactive Barrier Pilot Study Conda/Woodall Mountain Mine | Conda/Woodall Mountain Mine | IDN001002862 | N/A | N/A | STC-NES5-IF | Former mining site | Permeable reactive barrier (PRB) with seep treatment cell pre-treatment | Passive | Permeable reactive barrier (PRB) | Pre-treatment | Overburden pile in the headwaters areas of Pedro Creek | Y | Entire system | Specific technologies not specified. PRB is chemical and microbially mediated processes that reduce selenate to selenite and then selenium. Treatment media includes a carbon source (i.e. woodchips), alfalfa hay, and inert sand. Seep treatment cell is pre-treatment cell with treatment media. | Access to the groundwater table is needed. Trench excavated through water-bearing zones of alluvial deposits and into underlying weathered bedrock. | Pilot | 2018-2021, modifications made in 2019 to address seepage | Cadmium | Cd, total | mg/L | N | N/A |  |  |  | 0.0135 | 0.00115 | 91.4815 | [6 empty] | 0.0178 | 2020 - 2021 Average, from operational period, not whole dataset | Data not provided | Data not provided | 7.7e-05 | 2020 - 2021 Average, from operational period, not whole dataset | Data not provided | Data not provided | Data not provided | Upgradient | 6.73 | 2.75 | mg/L | 10.1 | °C | Data not provided | N/A | Data not provided | N/A | 90.5 | mV | 3217 | µmhos/cm | Turbidity = 11.41 | NTU | data not provided | data not provided | data not provided | data not provided | data not provided | data not provided | Y | Groundwater Comparison value: EPA MCL 0.005 mg/L Assessment of treatment goals based on well-specific averages for 2020-2021 | No samples were collected at STC-NES5-EF between November 2018 and April 2019. | An insufficient amount of time since completion of the Pilot Study to adequately evaluate lifespan of the treatment media. The change in alkalinity can be used as an indicator of change in the ability of the media to treat selenium. Alkalinity remained relatively similar after 2 years of operation indicating that after 2 years of operation the microbially-mediated chemical reduction of selenium remains similar to the study onset. | Design had insufficient capacity to contain the flux of snow melt in addition to seep water. Soils in the area of the PRB are tight. In the future, when in an layered alluvial system, incorporate a gravel "pressure relief/effluent storage" zone on the downgradient edge to allow for increased ability to receive effluent water and/or flow onto the land surface if capacity is reached. The hydrogeological study was performed during fall low flow conditions as were the excavation and installation of the PRB bench. Additional water zones may be present during different water levels, so future design data collection should include a hydrogeological investigation in the spring to better characterize flux and water bearing zones in the aquifer during high water conditions. The PRB increased Ar, Fe, Mn and Ur due to eroded overburden material in the lenses on the walls of the excavation and from the seep and sedimentation basin sediments transferred to the PRB. Oxidizing conditions favorable to mobilization of Ur exist when ORP is above -200 mV. Bicarbonate that is likely dominant in the near neutral pH conditions in the vicinity of the PRB can enhance Ur mobility. Redox cycling from fluctuating water table can cause Ur mobilization. Heterogeneity of groundwater inflow along the trench, contact with runoff of mine materials, and microbial activity all contribute to factors affecting degree of treatment within the PRB. The incorporation of the Pilot Study into a potential remedy for the Pedro Creek Sub-Basin, at its current scale and in absence of other actions, may require some modifications to facilitate handling of high spring inflows and additional treatment to address the transport of released uranium into the shallow groundwater and surface water. | Operation and maintenance cost, including remote monitoring (e.g., transducers, telemetry, and cameras) and performance monitoring (e.g., sampling, analysis, and reporting), ranges between $20,000 to $40,000 per month. The capital cost for the construction of the PRB and STC was approximately $1.2M including the media, trenching, infiltration gallery, cover, and stormwater controls, or roughly $180/cubic yard of reactive media (1,200 cubic yards for the PRB and 5,500 cubic yards for the STC). | System is seep treatment cell effluent to PRB. Treatment media: 50% granular support media, 12.5% chopped alfalfa hay, 37.5% woodchips/shavings. Average hydraulic conductivity of 8.8-116.2 ft/day in the media. Trench excavated to dry, silty-clay, weathered Dinwoody Formation material to prevent groundwater flow from bypassing under the PRB. Eroded overburden was encountered. Media placed to a depth of 2 ft bgs, covered by non-woven geotextile and 2 ft of Dinwoody Formation material. Infiltration gallery was constructed upgradient to the PRB, and overburden was encountered. Infiltration gallery was overexcavated and compacted Dinwoody Formation materials were used on the base and sidewalls to reduce water contact with the overburden. It was backfilled with coarse drain rock and covered with non-woven geotextile and Dinwoody Formation material. PRB is relatively easy to implement with readily available material and equipment but using the technology to treat seeps or shallow groundwater in close proximity to overburden disposal piles should be approached with caution. The presence of run-of-mine shales in and around excavations contributes to mobilization of unwanted constituents (e.g. arsenic, uranium) | The objectives for the Pilot Study are consistent with the preliminary Remedial Action Objectives (RAOs) for groundwater remedies at Conda. Based on observations from the 2019 and 2020 monitoring, modifications were made to the Pilot Study in fall of 2020. In coordination with the Agencies, it was decided that the modification will require further monitoring in 2021 to fully meet the Pilot Study objectives. 2018-2019 start up period had differing conditions from 2020-2021, and the conditions were not considered representative of long term trends, but reflect the capability of the media to rapidly reach redox and geochemical conditions that facilitate microbially mediated reduction. 2020-2021 are operational conditions. The treatment media contributes to total Ar, Fe and Mn concentrations above the MCLs and drinking water standards. Data indicate that the treatment media in the Seep Treatment Cell and PRB is capable of treating water entering the system with total Se concentrations as high as 6.87 mg/L as well as total Cd concentrations up to 0.00847 mg/L to levels below their respective MCLs. | None, other than those presented elsewhere | Seep treatment cell (STC) pretreatment system influent STC-NES5-IF (upgradient) to GW-64-MA (downgradient of the PRB) is the through the central flow path. Data collection for upgradient/downgradient wells is in some instances shifted by 1-2 days. Reporting on effluents from STC-NES5-IF is only considered during the period that effluent from the pretreatment is available for comparison (June 2019-Oct 2021).
Final Treatability Study Findings Report Field-Scale Permeable Reactive Barrier Pilot Study Conda/Woodall Mountain Mine | Conda/Woodall Mountain Mine | IDN001002862 | N/A | N/A | GW-64-MA | Former mining site | Permeable reactive barrier (PRB) with seep treatment cell pre-treatment | Passive | Permeable reactive barrier (PRB) | Pre-treatment | Overburden pile in the headwaters areas of Pedro Creek | Y | Entire system | Specific technologies not specified. PRB is chemical and microbially mediated processes that reduce selenate to selenite and then selenium. Treatment media includes a carbon source (i.e. woodchips), alfalfa hay, and inert sand. Seep treatment cell is pre-treatment cell with treatment media. | Access to the groundwater table is needed. Trench excavated through water-bearing zones of alluvial deposits and into underlying weathered bedrock. | Pilot | 2018-2021, modifications made in 2019 to address seepage | Cadmium | Cd, dissolved | mg/L | N | N/A | [6 empty] | 0.00027 | 0.0169 | 98.4024 |  |  |  | 0.0148 | 2020 - 2021 Average, from operational period, not whole dataset | Data not provided | Data not provided | 6.2e-05 | 2020 - 2021 Average, from operational period, not whole dataset | Data not provided | Data not provided | Data not provided | Downgradient | 7.19 | 0.15 | mg/L | 10.33 | °C | Data not provided | N/A | Data not provided | N/A | -235.4 | mV | 2852.4 | µmhos/cm | None | N/A | data not provided | data not provided | data not provided | data not provided | data not provided | data not provided | N/A | No groundwater comparison value | No samples were collected at STC-NES5-EF between November 2018 and April 2019. | An insufficient amount of time since completion of the Pilot Study to adequately evaluate lifespan of the treatment media. The change in alkalinity can be used as an indicator of change in the ability of the media to treat selenium. Alkalinity remained relatively similar after 2 years of operation indicating that after 2 years of operation the microbially-mediated chemical reduction of selenium remains similar to the study onset. | Design had insufficient capacity to contain the flux of snow melt in addition to seep water. Soils in the area of the PRB are tight. In the future, when in an layered alluvial system, incorporate a gravel "pressure relief/effluent storage" zone on the downgradient edge to allow for increased ability to receive effluent water and/or flow onto the land surface if capacity is reached. The hydrogeological study was performed during fall low flow conditions as were the excavation and installation of the PRB bench. Additional water zones may be present during different water levels, so future design data collection should include a hydrogeological investigation in the spring to better characterize flux and water bearing zones in the aquifer during high water conditions. The PRB increased Ar, Fe, Mn and Ur due to eroded overburden material in the lenses on the walls of the excavation and from the seep and sedimentation basin sediments transferred to the PRB. Oxidizing conditions favorable to mobilization of Ur exist when ORP is above -200 mV. Bicarbonate that is likely dominant in the near neutral pH conditions in the vicinity of the PRB can enhance Ur mobility. Redox cycling from fluctuating water table can cause Ur mobilization. Heterogeneity of groundwater inflow along the trench, contact with runoff of mine materials, and microbial activity all contribute to factors affecting degree of treatment within the PRB. The incorporation of the Pilot Study into a potential remedy for the Pedro Creek Sub-Basin, at its current scale and in absence of other actions, may require some modifications to facilitate handling of high spring inflows and additional treatment to address the transport of released uranium into the shallow groundwater and surface water. | Operation and maintenance cost, including remote monitoring (e.g., transducers, telemetry, and cameras) and performance monitoring (e.g., sampling, analysis, and reporting), ranges between $20,000 to $40,000 per month. The capital cost for the construction of the PRB and STC was approximately $1.2M including the media, trenching, infiltration gallery, cover, and stormwater controls, or roughly $180/cubic yard of reactive media (1,200 cubic yards for the PRB and 5,500 cubic yards for the STC). | System is seep treatment cell effluent to PRB. Treatment media: 50% granular support media, 12.5% chopped alfalfa hay, 37.5% woodchips/shavings. Average hydraulic conductivity of 8.8-116.2 ft/day in the media. Trench excavated to dry, silty-clay, weathered Dinwoody Formation material to prevent groundwater flow from bypassing under the PRB. Eroded overburden was encountered. Media placed to a depth of 2 ft bgs, covered by non-woven geotextile and 2 ft of Dinwoody Formation material. Infiltration gallery was constructed upgradient to the PRB, and overburden was encountered. Infiltration gallery was overexcavated and compacted Dinwoody Formation materials were used on the base and sidewalls to reduce water contact with the overburden. It was backfilled with coarse drain rock and covered with non-woven geotextile and Dinwoody Formation material. PRB is relatively easy to implement with readily available material and equipment but using the technology to treat seeps or shallow groundwater in close proximity to overburden disposal piles should be approached with caution. The presence of run-of-mine shales in and around excavations contributes to mobilization of unwanted constituents (e.g. arsenic, uranium) | The objectives for the Pilot Study are consistent with the preliminary Remedial Action Objectives (RAOs) for groundwater remedies at Conda. Based on observations from the 2019 and 2020 monitoring, modifications were made to the Pilot Study in fall of 2020. In coordination with the Agencies, it was decided that the modification will require further monitoring in 2021 to fully meet the Pilot Study objectives. 2018-2019 start up period had differing conditions from 2020-2021, and the conditions were not considered representative of long term trends, but reflect the capability of the media to rapidly reach redox and geochemical conditions that facilitate microbially mediated reduction. 2020-2021 are operational conditions. The treatment media contributes to total Ar, Fe and Mn concentrations above the MCLs and drinking water standards. Data indicate that the treatment media in the Seep Treatment Cell and PRB is capable of treating water entering the system with total Se concentrations as high as 6.87 mg/L as well as total Cd concentrations up to 0.00847 mg/L to levels below their respective MCLs. | None, other than those presented elsewhere | Seep treatment cell (STC) pretreatment system influent STC-NES5-IF (upgradient) to GW-64-MA (downgradient of the PRB) is the through the central flow path. Data collection for upgradient/downgradient wells is in some instances shifted by 1-2 days. Reporting on effluents from STC-NES5-IF is only considered during the period that effluent from the pretreatment is available for comparison (June 2019-Oct 2021).
Final Treatability Study Findings Report Field-Scale Permeable Reactive Barrier Pilot Study Conda/Woodall Mountain Mine | Conda/Woodall Mountain Mine | IDN001002862 | N/A | N/A | GW-64-MA | Former mining site | Permeable reactive barrier (PRB) with seep treatment cell pre-treatment | Passive | Permeable reactive barrier (PRB) | Pre-treatment | Overburden pile in the headwaters areas of Pedro Creek | Y | Entire system | Specific technologies not specified. PRB is chemical and microbially mediated processes that reduce selenate to selenite and then selenium. Treatment media includes a carbon source (i.e. woodchips), alfalfa hay, and inert sand. Seep treatment cell is pre-treatment cell with treatment media. | Access to the groundwater table is needed. Trench excavated through water-bearing zones of alluvial deposits and into underlying weathered bedrock. | Pilot | 2018-2021, modifications made in 2019 to address seepage | Cadmium | Cd, total | mg/L | N | N/A | [6 empty] | 0.00115 | 0.0135 | 91.4815 |  |  |  | 0.0178 | 2020 - 2021 Average, from operational period, not whole dataset | Data not provided | Data not provided | 7.7e-05 | 2020 - 2021 Average, from operational period, not whole dataset | Data not provided | Data not provided | Data not provided | Downgradient | 6.8 | 0 | mg/L | 10.1 | °C | Data not provided | N/A | Data not provided | N/A | -269.5 | mV | 2837 | µmhos/cm | Turbidity = 10.36 | NTU | data not provided | data not provided | data not provided | data not provided | data not provided | data not provided | Y | Groundwater Comparison value: EPA MCL 0.005 mg/L Assessment of treatment goals based on well-specific averages for 2020-2021 | No samples were collected at STC-NES5-EF between November 2018 and April 2019. | An insufficient amount of time since completion of the Pilot Study to adequately evaluate lifespan of the treatment media. The change in alkalinity can be used as an indicator of change in the ability of the media to treat selenium. Alkalinity remained relatively similar after 2 years of operation indicating that after 2 years of operation the microbially-mediated chemical reduction of selenium remains similar to the study onset. | Design had insufficient capacity to contain the flux of snow melt in addition to seep water. Soils in the area of the PRB are tight. In the future, when in an layered alluvial system, incorporate a gravel "pressure relief/effluent storage" zone on the downgradient edge to allow for increased ability to receive effluent water and/or flow onto the land surface if capacity is reached. The hydrogeological study was performed during fall low flow conditions as were the excavation and installation of the PRB bench. Additional water zones may be present during different water levels, so future design data collection should include a hydrogeological investigation in the spring to better characterize flux and water bearing zones in the aquifer during high water conditions. The PRB increased Ar, Fe, Mn and Ur due to eroded overburden material in the lenses on the walls of the excavation and from the seep and sedimentation basin sediments transferred to the PRB. Oxidizing conditions favorable to mobilization of Ur exist when ORP is above -200 mV. Bicarbonate that is likely dominant in the near neutral pH conditions in the vicinity of the PRB can enhance Ur mobility. Redox cycling from fluctuating water table can cause Ur mobilization. Heterogeneity of groundwater inflow along the trench, contact with runoff of mine materials, and microbial activity all contribute to factors affecting degree of treatment within the PRB. The incorporation of the Pilot Study into a potential remedy for the Pedro Creek Sub-Basin, at its current scale and in absence of other actions, may require some modifications to facilitate handling of high spring inflows and additional treatment to address the transport of released uranium into the shallow groundwater and surface water. | Operation and maintenance cost, including remote monitoring (e.g., transducers, telemetry, and cameras) and performance monitoring (e.g., sampling, analysis, and reporting), ranges between $20,000 to $40,000 per month. The capital cost for the construction of the PRB and STC was approximately $1.2M including the media, trenching, infiltration gallery, cover, and stormwater controls, or roughly $180/cubic yard of reactive media (1,200 cubic yards for the PRB and 5,500 cubic yards for the STC). | System is seep treatment cell effluent to PRB. Treatment media: 50% granular support media, 12.5% chopped alfalfa hay, 37.5% woodchips/shavings. Average hydraulic conductivity of 8.8-116.2 ft/day in the media. Trench excavated to dry, silty-clay, weathered Dinwoody Formation material to prevent groundwater flow from bypassing under the PRB. Eroded overburden was encountered. Media placed to a depth of 2 ft bgs, covered by non-woven geotextile and 2 ft of Dinwoody Formation material. Infiltration gallery was constructed upgradient to the PRB, and overburden was encountered. Infiltration gallery was overexcavated and compacted Dinwoody Formation materials were used on the base and sidewalls to reduce water contact with the overburden. It was backfilled with coarse drain rock and covered with non-woven geotextile and Dinwoody Formation material. PRB is relatively easy to implement with readily available material and equipment but using the technology to treat seeps or shallow groundwater in close proximity to overburden disposal piles should be approached with caution. The presence of run-of-mine shales in and around excavations contributes to mobilization of unwanted constituents (e.g. arsenic, uranium) | The objectives for the Pilot Study are consistent with the preliminary Remedial Action Objectives (RAOs) for groundwater remedies at Conda. Based on observations from the 2019 and 2020 monitoring, modifications were made to the Pilot Study in fall of 2020. In coordination with the Agencies, it was decided that the modification will require further monitoring in 2021 to fully meet the Pilot Study objectives. 2018-2019 start up period had differing conditions from 2020-2021, and the conditions were not considered representative of long term trends, but reflect the capability of the media to rapidly reach redox and geochemical conditions that facilitate microbially mediated reduction. 2020-2021 are operational conditions. The treatment media contributes to total Ar, Fe and Mn concentrations above the MCLs and drinking water standards. Data indicate that the treatment media in the Seep Treatment Cell and PRB is capable of treating water entering the system with total Se concentrations as high as 6.87 mg/L as well as total Cd concentrations up to 0.00847 mg/L to levels below their respective MCLs. | None, other than those presented elsewhere | Seep treatment cell (STC) pretreatment system influent STC-NES5-IF (upgradient) to GW-64-MA (downgradient of the PRB) is the through the central flow path. Data collection for upgradient/downgradient wells is in some instances shifted by 1-2 days. Reporting on effluents from STC-NES5-IF is only considered during the period that effluent from the pretreatment is available for comparison (June 2019-Oct 2021).
Final Treatability Study Findings Report Field-Scale Permeable Reactive Barrier Pilot Study Conda/Woodall Mountain Mine | Conda/Woodall Mountain Mine | IDN001002862 | N/A | N/A | GW-64-MA | Former mining site | Permeable reactive barrier (PRB) with seep treatment cell pre-treatment | Passive | Permeable reactive barrier (PRB) | Pre-treatment | Overburden pile in the headwaters areas of Pedro Creek | Y | Entire system | Specific technologies not specified. PRB is chemical and microbially mediated processes that reduce selenate to selenite and then selenium. Treatment media includes a carbon source (i.e. woodchips), alfalfa hay, and inert sand. Seep treatment cell is pre-treatment cell with treatment media. | Access to the groundwater table is needed. Trench excavated through water-bearing zones of alluvial deposits and into underlying weathered bedrock. | Pilot | 2018-2021, modifications made in 2019 to address seepage | Cadmium | Cd, dissolved | mg/L | N | N/A | [9 empty] | ND | 0.0106-0.018 | 99.72-99.83 | 0.0148 | 2020 - 2021 Average, from operational period, not whole dataset | Data not provided | Data not provided | 6.2e-05 | 2020 - 2021 Average, from operational period, not whole dataset | Data not provided | Data not provided | Data not provided | Downgradient | 6.64 – 6.97 | (-)0.12 – 0.5 | mg/L | 7.1 – 11.49 | °C | Data not provided | N/A | Data not provided | N/A | (-)259.1 – (-)115.6 | mV | 2,535.2 – 3,921.4 | µmhos/cm | Turbidity = 2.92 – 187.7 | NTU | data not provided | data not provided | data not provided | data not provided | data not provided | data not provided | N/A | No groundwater comparison value | No samples were collected at STC-NES5-EF between November 2018 and April 2019. | An insufficient amount of time since completion of the Pilot Study to adequately evaluate lifespan of the treatment media. The change in alkalinity can be used as an indicator of change in the ability of the media to treat selenium. Alkalinity remained relatively similar after 2 years of operation indicating that after 2 years of operation the microbially-mediated chemical reduction of selenium remains similar to the study onset. | Design had insufficient capacity to contain the flux of snow melt in addition to seep water. Soils in the area of the PRB are tight. In the future, when in an layered alluvial system, incorporate a gravel "pressure relief/effluent storage" zone on the downgradient edge to allow for increased ability to receive effluent water and/or flow onto the land surface if capacity is reached. The hydrogeological study was performed during fall low flow conditions as were the excavation and installation of the PRB bench. Additional water zones may be present during different water levels, so future design data collection should include a hydrogeological investigation in the spring to better characterize flux and water bearing zones in the aquifer during high water conditions. The PRB increased Ar, Fe, Mn and Ur due to eroded overburden material in the lenses on the walls of the excavation and from the seep and sedimentation basin sediments transferred to the PRB. Oxidizing conditions favorable to mobilization of Ur exist when ORP is above -200 mV. Bicarbonate that is likely dominant in the near neutral pH conditions in the vicinity of the PRB can enhance Ur mobility. Redox cycling from fluctuating water table can cause Ur mobilization. Heterogeneity of groundwater inflow along the trench, contact with runoff of mine materials, and microbial activity all contribute to factors affecting degree of treatment within the PRB. The incorporation of the Pilot Study into a potential remedy for the Pedro Creek Sub-Basin, at its current scale and in absence of other actions, may require some modifications to facilitate handling of high spring inflows and additional treatment to address the transport of released uranium into the shallow groundwater and surface water. | Operation and maintenance cost, including remote monitoring (e.g., transducers, telemetry, and cameras) and performance monitoring (e.g., sampling, analysis, and reporting), ranges between $20,000 to $40,000 per month. The capital cost for the construction of the PRB and STC was approximately $1.2M including the media, trenching, infiltration gallery, cover, and stormwater controls, or roughly $180/cubic yard of reactive media (1,200 cubic yards for the PRB and 5,500 cubic yards for the STC). | System is seep treatment cell effluent to PRB. Treatment media: 50% granular support media, 12.5% chopped alfalfa hay, 37.5% woodchips/shavings. Average hydraulic conductivity of 8.8-116.2 ft/day in the media. Trench excavated to dry, silty-clay, weathered Dinwoody Formation material to prevent groundwater flow from bypassing under the PRB. Eroded overburden was encountered. Media placed to a depth of 2 ft bgs, covered by non-woven geotextile and 2 ft of Dinwoody Formation material. Infiltration gallery was constructed upgradient to the PRB, and overburden was encountered. Infiltration gallery was overexcavated and compacted Dinwoody Formation materials were used on the base and sidewalls to reduce water contact with the overburden. It was backfilled with coarse drain rock and covered with non-woven geotextile and Dinwoody Formation material. PRB is relatively easy to implement with readily available material and equipment but using the technology to treat seeps or shallow groundwater in close proximity to overburden disposal piles should be approached with caution. The presence of run-of-mine shales in and around excavations contributes to mobilization of unwanted constituents (e.g. arsenic, uranium) | The objectives for the Pilot Study are consistent with the preliminary Remedial Action Objectives (RAOs) for groundwater remedies at Conda. Based on observations from the 2019 and 2020 monitoring, modifications were made to the Pilot Study in fall of 2020. In coordination with the Agencies, it was decided that the modification will require further monitoring in 2021 to fully meet the Pilot Study objectives. 2018-2019 start up period had differing conditions from 2020-2021, and the conditions were not considered representative of long term trends, but reflect the capability of the media to rapidly reach redox and geochemical conditions that facilitate microbially mediated reduction. 2020-2021 are operational conditions. The treatment media contributes to total Ar, Fe and Mn concentrations above the MCLs and drinking water standards. Data indicate that the treatment media in the Seep Treatment Cell and PRB is capable of treating water entering the system with total Se concentrations as high as 6.87 mg/L as well as total Cd concentrations up to 0.00847 mg/L to levels below their respective MCLs. | None, other than those presented elsewhere | Seep treatment cell (STC) pretreatment system influent STC-NES5-IF (upgradient) to GW-64-MA (downgradient of the PRB) is the through the central flow path. Data collection for upgradient/downgradient wells is in some instances shifted by 1-2 days. Reporting on effluents from STC-NES5-IF is only considered during the period that effluent from the pretreatment is available for comparison (June 2019-Oct 2021).
Final Treatability Study Findings Report Field-Scale Permeable Reactive Barrier Pilot Study Conda/Woodall Mountain Mine | Conda/Woodall Mountain Mine | IDN001002862 | N/A | N/A | GW-64-MA | Former mining site | Permeable reactive barrier (PRB) with seep treatment cell pre-treatment | Passive | Permeable reactive barrier (PRB) | Pre-treatment | Overburden pile in the headwaters areas of Pedro Creek | Y | Entire system | Specific technologies not specified. PRB is chemical and microbially mediated processes that reduce selenate to selenite and then selenium. Treatment media includes a carbon source (i.e. woodchips), alfalfa hay, and inert sand. Seep treatment cell is pre-treatment cell with treatment media. | Access to the groundwater table is needed. Trench excavated through water-bearing zones of alluvial deposits and into underlying weathered bedrock. | Pilot | 2018-2021, modifications made in 2019 to address seepage | Cadmium | Cd, total | mg/L | N | N/A | [9 empty] | ND | 0.0161-0.0212 | 99.81-99.86 | 0.0178 | 2020 - 2021 Average, from operational period, not whole dataset | Data not provided | Data not provided | 7.7e-05 | 2020 - 2021 Average, from operational period, not whole dataset | Data not provided | Data not provided | Data not provided | Downgradient | 6.78 – 6.97 | (-)0.12 – 0.16 | mg/L | 7.1 – 10.5 | °C | Data not provided | N/A | Data not provided | N/A | (-)259.1 – (-)185.5 | mV | 2,902 – 3,086 | µmhos/cm | Turbidity = 2.92 – 52.3 | NTU | data not provided | data not provided | data not provided | data not provided | data not provided | data not provided | Y | Groundwater Comparison value: EPA MCL 0.005 mg/L Assessment of treatment goals based on well-specific averages for 2020-2021 | No samples were collected at STC-NES5-EF between November 2018 and April 2019. | An insufficient amount of time since completion of the Pilot Study to adequately evaluate lifespan of the treatment media. The change in alkalinity can be used as an indicator of change in the ability of the media to treat selenium. Alkalinity remained relatively similar after 2 years of operation indicating that after 2 years of operation the microbially-mediated chemical reduction of selenium remains similar to the study onset. | Design had insufficient capacity to contain the flux of snow melt in addition to seep water. Soils in the area of the PRB are tight. In the future, when in an layered alluvial system, incorporate a gravel "pressure relief/effluent storage" zone on the downgradient edge to allow for increased ability to receive effluent water and/or flow onto the land surface if capacity is reached. The hydrogeological study was performed during fall low flow conditions as were the excavation and installation of the PRB bench. Additional water zones may be present during different water levels, so future design data collection should include a hydrogeological investigation in the spring to better characterize flux and water bearing zones in the aquifer during high water conditions. The PRB increased Ar, Fe, Mn and Ur due to eroded overburden material in the lenses on the walls of the excavation and from the seep and sedimentation basin sediments transferred to the PRB. Oxidizing conditions favorable to mobilization of Ur exist when ORP is above -200 mV. Bicarbonate that is likely dominant in the near neutral pH conditions in the vicinity of the PRB can enhance Ur mobility. Redox cycling from fluctuating water table can cause Ur mobilization. Heterogeneity of groundwater inflow along the trench, contact with runoff of mine materials, and microbial activity all contribute to factors affecting degree of treatment within the PRB. The incorporation of the Pilot Study into a potential remedy for the Pedro Creek Sub-Basin, at its current scale and in absence of other actions, may require some modifications to facilitate handling of high spring inflows and additional treatment to address the transport of released uranium into the shallow groundwater and surface water. | Operation and maintenance cost, including remote monitoring (e.g., transducers, telemetry, and cameras) and performance monitoring (e.g., sampling, analysis, and reporting), ranges between $20,000 to $40,000 per month. The capital cost for the construction of the PRB and STC was approximately $1.2M including the media, trenching, infiltration gallery, cover, and stormwater controls, or roughly $180/cubic yard of reactive media (1,200 cubic yards for the PRB and 5,500 cubic yards for the STC). | System is seep treatment cell effluent to PRB. Treatment media: 50% granular support media, 12.5% chopped alfalfa hay, 37.5% woodchips/shavings. Average hydraulic conductivity of 8.8-116.2 ft/day in the media. Trench excavated to dry, silty-clay, weathered Dinwoody Formation material to prevent groundwater flow from bypassing under the PRB. Eroded overburden was encountered. Media placed to a depth of 2 ft bgs, covered by non-woven geotextile and 2 ft of Dinwoody Formation material. Infiltration gallery was constructed upgradient to the PRB, and overburden was encountered. Infiltration gallery was overexcavated and compacted Dinwoody Formation materials were used on the base and sidewalls to reduce water contact with the overburden. It was backfilled with coarse drain rock and covered with non-woven geotextile and Dinwoody Formation material. PRB is relatively easy to implement with readily available material and equipment but using the technology to treat seeps or shallow groundwater in close proximity to overburden disposal piles should be approached with caution. The presence of run-of-mine shales in and around excavations contributes to mobilization of unwanted constituents (e.g. arsenic, uranium) | The objectives for the Pilot Study are consistent with the preliminary Remedial Action Objectives (RAOs) for groundwater remedies at Conda. Based on observations from the 2019 and 2020 monitoring, modifications were made to the Pilot Study in fall of 2020. In coordination with the Agencies, it was decided that the modification will require further monitoring in 2021 to fully meet the Pilot Study objectives. 2018-2019 start up period had differing conditions from 2020-2021, and the conditions were not considered representative of long term trends, but reflect the capability of the media to rapidly reach redox and geochemical conditions that facilitate microbially mediated reduction. 2020-2021 are operational conditions. The treatment media contributes to total Ar, Fe and Mn concentrations above the MCLs and drinking water standards. Data indicate that the treatment media in the Seep Treatment Cell and PRB is capable of treating water entering the system with total Se concentrations as high as 6.87 mg/L as well as total Cd concentrations up to 0.00847 mg/L to levels below their respective MCLs. | None, other than those presented elsewhere | Seep treatment cell (STC) pretreatment system influent STC-NES5-IF (upgradient) to GW-64-MA (downgradient of the PRB) is the through the central flow path. Data collection for upgradient/downgradient wells is in some instances shifted by 1-2 days. Reporting on effluents from STC-NES5-IF is only considered during the period that effluent from the pretreatment is available for comparison (June 2019-Oct 2021).
Final Treatability Study Findings Report Field-Scale Permeable Reactive Barrier Pilot Study Conda/Woodall Mountain Mine | Conda/Woodall Mountain Mine | IDN001002862 | N/A | N/A | STC-NES5-IF | Former mining site | Permeable reactive barrier (PRB) with seep treatment cell pre-treatment | Passive | Permeable reactive barrier (PRB) | Pre-treatment | Overburden pile in the headwaters areas of Pedro Creek | Y | Entire system | Specific technologies not specified. PRB is chemical and microbially mediated processes that reduce selenate to selenite and then selenium. Treatment media includes a carbon source (i.e. woodchips), alfalfa hay, and inert sand. Seep treatment cell is pre-treatment cell with treatment media. | Access to the groundwater table is needed. Trench excavated through water-bearing zones of alluvial deposits and into underlying weathered bedrock. | Pilot | 2018-2021, modifications made in 2019 to address seepage | Chromium | Cr, dissolved | mg/L | N | N/A | 0.0086 | ND | 88.3721 | [9 empty] | 0.005 | 2020 - 2021 Average, from operational period, not whole dataset | Data not provided | Data not provided | 0.002 | 2020 - 2021 Average, from operational period, not whole dataset | Data not provided | Data not provided | Data not provided | Upgradient | 6.96 | 4.51 | mg/L | 10.4 | °C | Data not provided | N/A | Data not provided | N/A | -68.2 | mV | 3089 | µmhos/cm | Turbidity = 187 | NTU | data not provided | data not provided | data not provided | data not provided | data not provided | data not provided | N/A | No groundwater comparison value | No samples were collected at STC-NES5-EF between November 2018 and April 2019. | An insufficient amount of time since completion of the Pilot Study to adequately evaluate lifespan of the treatment media. The change in alkalinity can be used as an indicator of change in the ability of the media to treat selenium. Alkalinity remained relatively similar after 2 years of operation indicating that after 2 years of operation the microbially-mediated chemical reduction of selenium remains similar to the study onset. | Design had insufficient capacity to contain the flux of snow melt in addition to seep water. Soils in the area of the PRB are tight. In the future, when in an layered alluvial system, incorporate a gravel "pressure relief/effluent storage" zone on the downgradient edge to allow for increased ability to receive effluent water and/or flow onto the land surface if capacity is reached. The hydrogeological study was performed during fall low flow conditions as were the excavation and installation of the PRB bench. Additional water zones may be present during different water levels, so future design data collection should include a hydrogeological investigation in the spring to better characterize flux and water bearing zones in the aquifer during high water conditions. The PRB increased Ar, Fe, Mn and Ur due to eroded overburden material in the lenses on the walls of the excavation and from the seep and sedimentation basin sediments transferred to the PRB. Oxidizing conditions favorable to mobilization of Ur exist when ORP is above -200 mV. Bicarbonate that is likely dominant in the near neutral pH conditions in the vicinity of the PRB can enhance Ur mobility. Redox cycling from fluctuating water table can cause Ur mobilization. Heterogeneity of groundwater inflow along the trench, contact with runoff of mine materials, and microbial activity all contribute to factors affecting degree of treatment within the PRB. The incorporation of the Pilot Study into a potential remedy for the Pedro Creek Sub-Basin, at its current scale and in absence of other actions, may require some modifications to facilitate handling of high spring inflows and additional treatment to address the transport of released uranium into the shallow groundwater and surface water. | Operation and maintenance cost, including remote monitoring (e.g., transducers, telemetry, and cameras) and performance monitoring (e.g., sampling, analysis, and reporting), ranges between $20,000 to $40,000 per month. The capital cost for the construction of the PRB and STC was approximately $1.2M including the media, trenching, infiltration gallery, cover, and stormwater controls, or roughly $180/cubic yard of reactive media (1,200 cubic yards for the PRB and 5,500 cubic yards for the STC). | System is seep treatment cell effluent to PRB. Treatment media: 50% granular support media, 12.5% chopped alfalfa hay, 37.5% woodchips/shavings. Average hydraulic conductivity of 8.8-116.2 ft/day in the media. Trench excavated to dry, silty-clay, weathered Dinwoody Formation material to prevent groundwater flow from bypassing under the PRB. Eroded overburden was encountered. Media placed to a depth of 2 ft bgs, covered by non-woven geotextile and 2 ft of Dinwoody Formation material. Infiltration gallery was constructed upgradient to the PRB, and overburden was encountered. Infiltration gallery was overexcavated and compacted Dinwoody Formation materials were used on the base and sidewalls to reduce water contact with the overburden. It was backfilled with coarse drain rock and covered with non-woven geotextile and Dinwoody Formation material. PRB is relatively easy to implement with readily available material and equipment but using the technology to treat seeps or shallow groundwater in close proximity to overburden disposal piles should be approached with caution. The presence of run-of-mine shales in and around excavations contributes to mobilization of unwanted constituents (e.g. arsenic, uranium) | The objectives for the Pilot Study are consistent with the preliminary Remedial Action Objectives (RAOs) for groundwater remedies at Conda. Based on observations from the 2019 and 2020 monitoring, modifications were made to the Pilot Study in fall of 2020. In coordination with the Agencies, it was decided that the modification will require further monitoring in 2021 to fully meet the Pilot Study objectives. 2018-2019 start up period had differing conditions from 2020-2021, and the conditions were not considered representative of long term trends, but reflect the capability of the media to rapidly reach redox and geochemical conditions that facilitate microbially mediated reduction. 2020-2021 are operational conditions. The treatment media contributes to total Ar, Fe and Mn concentrations above the MCLs and drinking water standards. Data indicate that the treatment media in the Seep Treatment Cell and PRB is capable of treating water entering the system with total Se concentrations as high as 6.87 mg/L as well as total Cd concentrations up to 0.00847 mg/L to levels below their respective MCLs. | None, other than those presented elsewhere | Seep treatment cell (STC) pretreatment system influent STC-NES5-IF (upgradient) to GW-64-MA (downgradient of the PRB) is the through the central flow path. Data collection for upgradient/downgradient wells is in some instances shifted by 1-2 days. Reporting on effluents from STC-NES5-IF is only considered during the period that effluent from the pretreatment is available for comparison (June 2019-Oct 2021).
Final Treatability Study Findings Report Field-Scale Permeable Reactive Barrier Pilot Study Conda/Woodall Mountain Mine | Conda/Woodall Mountain Mine | IDN001002862 | N/A | N/A | STC-NES5-IF | Former mining site | Permeable reactive barrier (PRB) with seep treatment cell pre-treatment | Passive | Permeable reactive barrier (PRB) | Pre-treatment | Overburden pile in the headwaters areas of Pedro Creek | Y | Entire system | Specific technologies not specified. PRB is chemical and microbially mediated processes that reduce selenate to selenite and then selenium. Treatment media includes a carbon source (i.e. woodchips), alfalfa hay, and inert sand. Seep treatment cell is pre-treatment cell with treatment media. | Access to the groundwater table is needed. Trench excavated through water-bearing zones of alluvial deposits and into underlying weathered bedrock. | Pilot | 2018-2021, modifications made in 2019 to address seepage | Chromium | Cr, total | mg/L | N | N/A | 0.0937 | ND | 98.9328 | [9 empty] | 0.0546 | 2020 - 2021 Average, from operational period, not whole dataset | Data not provided | Data not provided | 0.0026 | 2020 - 2021 Average, from operational period, not whole dataset | Data not provided | Data not provided | Data not provided | Upgradient | 6.96 | 4.51 | mg/L | 10.4 | °C | Data not provided | N/A | Data not provided | N/A | -68.2 | mV | 3089 | µmhos/cm | Turbidity = 187 | NTU | data not provided | data not provided | data not provided | data not provided | data not provided | data not provided | Y | Groundwater Comparison value: U.S. EPA MCL 0.1 mg/L Assessment of treatment goals based on well-specific averages for 2020-2021 | No samples were collected at STC-NES5-EF between November 2018 and April 2019. | An insufficient amount of time since completion of the Pilot Study to adequately evaluate lifespan of the treatment media. The change in alkalinity can be used as an indicator of change in the ability of the media to treat selenium. Alkalinity remained relatively similar after 2 years of operation indicating that after 2 years of operation the microbially-mediated chemical reduction of selenium remains similar to the study onset. | Design had insufficient capacity to contain the flux of snow melt in addition to seep water. Soils in the area of the PRB are tight. In the future, when in an layered alluvial system, incorporate a gravel "pressure relief/effluent storage" zone on the downgradient edge to allow for increased ability to receive effluent water and/or flow onto the land surface if capacity is reached. The hydrogeological study was performed during fall low flow conditions as were the excavation and installation of the PRB bench. Additional water zones may be present during different water levels, so future design data collection should include a hydrogeological investigation in the spring to better characterize flux and water bearing zones in the aquifer during high water conditions. The PRB increased Ar, Fe, Mn and Ur due to eroded overburden material in the lenses on the walls of the excavation and from the seep and sedimentation basin sediments transferred to the PRB. Oxidizing conditions favorable to mobilization of Ur exist when ORP is above -200 mV. Bicarbonate that is likely dominant in the near neutral pH conditions in the vicinity of the PRB can enhance Ur mobility. Redox cycling from fluctuating water table can cause Ur mobilization. Heterogeneity of groundwater inflow along the trench, contact with runoff of mine materials, and microbial activity all contribute to factors affecting degree of treatment within the PRB. The incorporation of the Pilot Study into a potential remedy for the Pedro Creek Sub-Basin, at its current scale and in absence of other actions, may require some modifications to facilitate handling of high spring inflows and additional treatment to address the transport of released uranium into the shallow groundwater and surface water. | Operation and maintenance cost, including remote monitoring (e.g., transducers, telemetry, and cameras) and performance monitoring (e.g., sampling, analysis, and reporting), ranges between $20,000 to $40,000 per month. The capital cost for the construction of the PRB and STC was approximately $1.2M including the media, trenching, infiltration gallery, cover, and stormwater controls, or roughly $180/cubic yard of reactive media (1,200 cubic yards for the PRB and 5,500 cubic yards for the STC). | System is seep treatment cell effluent to PRB. Treatment media: 50% granular support media, 12.5% chopped alfalfa hay, 37.5% woodchips/shavings. Average hydraulic conductivity of 8.8-116.2 ft/day in the media. Trench excavated to dry, silty-clay, weathered Dinwoody Formation material to prevent groundwater flow from bypassing under the PRB. Eroded overburden was encountered. Media placed to a depth of 2 ft bgs, covered by non-woven geotextile and 2 ft of Dinwoody Formation material. Infiltration gallery was constructed upgradient to the PRB, and overburden was encountered. Infiltration gallery was overexcavated and compacted Dinwoody Formation materials were used on the base and sidewalls to reduce water contact with the overburden. It was backfilled with coarse drain rock and covered with non-woven geotextile and Dinwoody Formation material. PRB is relatively easy to implement with readily available material and equipment but using the technology to treat seeps or shallow groundwater in close proximity to overburden disposal piles should be approached with caution. The presence of run-of-mine shales in and around excavations contributes to mobilization of unwanted constituents (e.g. arsenic, uranium) | The objectives for the Pilot Study are consistent with the preliminary Remedial Action Objectives (RAOs) for groundwater remedies at Conda. Based on observations from the 2019 and 2020 monitoring, modifications were made to the Pilot Study in fall of 2020. In coordination with the Agencies, it was decided that the modification will require further monitoring in 2021 to fully meet the Pilot Study objectives. 2018-2019 start up period had differing conditions from 2020-2021, and the conditions were not considered representative of long term trends, but reflect the capability of the media to rapidly reach redox and geochemical conditions that facilitate microbially mediated reduction. 2020-2021 are operational conditions. The treatment media contributes to total Ar, Fe and Mn concentrations above the MCLs and drinking water standards. Data indicate that the treatment media in the Seep Treatment Cell and PRB is capable of treating water entering the system with total Se concentrations as high as 6.87 mg/L as well as total Cd concentrations up to 0.00847 mg/L to levels below their respective MCLs. | None, other than those presented elsewhere | Seep treatment cell (STC) pretreatment system influent STC-NES5-IF (upgradient) to GW-64-MA (downgradient of the PRB) is the through the central flow path. Data collection for upgradient/downgradient wells is in some instances shifted by 1-2 days. Reporting on effluents from STC-NES5-IF is only considered during the period that effluent from the pretreatment is available for comparison (June 2019-Oct 2021).
Final Treatability Study Findings Report Field-Scale Permeable Reactive Barrier Pilot Study Conda/Woodall Mountain Mine | Conda/Woodall Mountain Mine | IDN001002862 | N/A | N/A | STC-NES5-IF | Former mining site | Permeable reactive barrier (PRB) with seep treatment cell pre-treatment | Passive | Permeable reactive barrier (PRB) | Pre-treatment | Overburden pile in the headwaters areas of Pedro Creek | Y | Entire system | Specific technologies not specified. PRB is chemical and microbially mediated processes that reduce selenate to selenite and then selenium. Treatment media includes a carbon source (i.e. woodchips), alfalfa hay, and inert sand. Seep treatment cell is pre-treatment cell with treatment media. | Access to the groundwater table is needed. Trench excavated through water-bearing zones of alluvial deposits and into underlying weathered bedrock. | Pilot | 2018-2021, modifications made in 2019 to address seepage | Chromium | Cr, dissolved | mg/L | N | N/A |  |  |  | 0.0026 | ND | 61.5385 | [6 empty] | 0.005 | 2020 - 2021 Average, from operational period, not whole dataset | Data not provided | Data not provided | 0.002 | 2020 - 2021 Average, from operational period, not whole dataset | Data not provided | Data not provided | Data not provided | Upgradient | 6.86 | 4.26 | mg/L | 9.4 | °C | Data not provided | N/A | Data not provided | N/A | -181.3 | mV | 3329 | µmhos/cm | Turbidity = 33.34 | NTU | data not provided | data not provided | data not provided | data not provided | data not provided | data not provided | N/A | No groundwater comparison value | No samples were collected at STC-NES5-EF between November 2018 and April 2019. | An insufficient amount of time since completion of the Pilot Study to adequately evaluate lifespan of the treatment media. The change in alkalinity can be used as an indicator of change in the ability of the media to treat selenium. Alkalinity remained relatively similar after 2 years of operation indicating that after 2 years of operation the microbially-mediated chemical reduction of selenium remains similar to the study onset. | Design had insufficient capacity to contain the flux of snow melt in addition to seep water. Soils in the area of the PRB are tight. In the future, when in an layered alluvial system, incorporate a gravel "pressure relief/effluent storage" zone on the downgradient edge to allow for increased ability to receive effluent water and/or flow onto the land surface if capacity is reached. The hydrogeological study was performed during fall low flow conditions as were the excavation and installation of the PRB bench. Additional water zones may be present during different water levels, so future design data collection should include a hydrogeological investigation in the spring to better characterize flux and water bearing zones in the aquifer during high water conditions. The PRB increased Ar, Fe, Mn and Ur due to eroded overburden material in the lenses on the walls of the excavation and from the seep and sedimentation basin sediments transferred to the PRB. Oxidizing conditions favorable to mobilization of Ur exist when ORP is above -200 mV. Bicarbonate that is likely dominant in the near neutral pH conditions in the vicinity of the PRB can enhance Ur mobility. Redox cycling from fluctuating water table can cause Ur mobilization. Heterogeneity of groundwater inflow along the trench, contact with runoff of mine materials, and microbial activity all contribute to factors affecting degree of treatment within the PRB. The incorporation of the Pilot Study into a potential remedy for the Pedro Creek Sub-Basin, at its current scale and in absence of other actions, may require some modifications to facilitate handling of high spring inflows and additional treatment to address the transport of released uranium into the shallow groundwater and surface water. | Operation and maintenance cost, including remote monitoring (e.g., transducers, telemetry, and cameras) and performance monitoring (e.g., sampling, analysis, and reporting), ranges between $20,000 to $40,000 per month. The capital cost for the construction of the PRB and STC was approximately $1.2M including the media, trenching, infiltration gallery, cover, and stormwater controls, or roughly $180/cubic yard of reactive media (1,200 cubic yards for the PRB and 5,500 cubic yards for the STC). | System is seep treatment cell effluent to PRB. Treatment media: 50% granular support media, 12.5% chopped alfalfa hay, 37.5% woodchips/shavings. Average hydraulic conductivity of 8.8-116.2 ft/day in the media. Trench excavated to dry, silty-clay, weathered Dinwoody Formation material to prevent groundwater flow from bypassing under the PRB. Eroded overburden was encountered. Media placed to a depth of 2 ft bgs, covered by non-woven geotextile and 2 ft of Dinwoody Formation material. Infiltration gallery was constructed upgradient to the PRB, and overburden was encountered. Infiltration gallery was overexcavated and compacted Dinwoody Formation materials were used on the base and sidewalls to reduce water contact with the overburden. It was backfilled with coarse drain rock and covered with non-woven geotextile and Dinwoody Formation material. PRB is relatively easy to implement with readily available material and equipment but using the technology to treat seeps or shallow groundwater in close proximity to overburden disposal piles should be approached with caution. The presence of run-of-mine shales in and around excavations contributes to mobilization of unwanted constituents (e.g. arsenic, uranium) | The objectives for the Pilot Study are consistent with the preliminary Remedial Action Objectives (RAOs) for groundwater remedies at Conda. Based on observations from the 2019 and 2020 monitoring, modifications were made to the Pilot Study in fall of 2020. In coordination with the Agencies, it was decided that the modification will require further monitoring in 2021 to fully meet the Pilot Study objectives. 2018-2019 start up period had differing conditions from 2020-2021, and the conditions were not considered representative of long term trends, but reflect the capability of the media to rapidly reach redox and geochemical conditions that facilitate microbially mediated reduction. 2020-2021 are operational conditions. The treatment media contributes to total Ar, Fe and Mn concentrations above the MCLs and drinking water standards. Data indicate that the treatment media in the Seep Treatment Cell and PRB is capable of treating water entering the system with total Se concentrations as high as 6.87 mg/L as well as total Cd concentrations up to 0.00847 mg/L to levels below their respective MCLs. | None, other than those presented elsewhere | Seep treatment cell (STC) pretreatment system influent STC-NES5-IF (upgradient) to GW-64-MA (downgradient of the PRB) is the through the central flow path. Data collection for upgradient/downgradient wells is in some instances shifted by 1-2 days. Reporting on effluents from STC-NES5-IF is only considered during the period that effluent from the pretreatment is available for comparison (June 2019-Oct 2021).
Final Treatability Study Findings Report Field-Scale Permeable Reactive Barrier Pilot Study Conda/Woodall Mountain Mine | Conda/Woodall Mountain Mine | IDN001002862 | N/A | N/A | STC-NES5-IF | Former mining site | Permeable reactive barrier (PRB) with seep treatment cell pre-treatment | Passive | Permeable reactive barrier (PRB) | Pre-treatment | Overburden pile in the headwaters areas of Pedro Creek | Y | Entire system | Specific technologies not specified. PRB is chemical and microbially mediated processes that reduce selenate to selenite and then selenium. Treatment media includes a carbon source (i.e. woodchips), alfalfa hay, and inert sand. Seep treatment cell is pre-treatment cell with treatment media. | Access to the groundwater table is needed. Trench excavated through water-bearing zones of alluvial deposits and into underlying weathered bedrock. | Pilot | 2018-2021, modifications made in 2019 to address seepage | Chromium | Cr, total | mg/L | N | N/A |  |  |  | 0.0054 | 0.0053 | 1.8519 | [6 empty] | 0.0546 | 2020 - 2021 Average, from operational period, not whole dataset | Data not provided | Data not provided | 0.0026 | 2020 - 2021 Average, from operational period, not whole dataset | Data not provided | Data not provided | Data not provided | Upgradient | 6.85 | 5.72 | mg/L | 11.73 | °C | Data not provided | N/A | Data not provided | N/A | 131.5 | mV | 3382.2 | µmhos/cm | None | N/A | data not provided | data not provided | data not provided | data not provided | data not provided | data not provided | Y | Groundwater Comparison value: U.S. EPA MCL 0.1 mg/L Assessment of treatment goals based on well-specific averages for 2020-2021 | No samples were collected at STC-NES5-EF between November 2018 and April 2019. | An insufficient amount of time since completion of the Pilot Study to adequately evaluate lifespan of the treatment media. The change in alkalinity can be used as an indicator of change in the ability of the media to treat selenium. Alkalinity remained relatively similar after 2 years of operation indicating that after 2 years of operation the microbially-mediated chemical reduction of selenium remains similar to the study onset. | Design had insufficient capacity to contain the flux of snow melt in addition to seep water. Soils in the area of the PRB are tight. In the future, when in an layered alluvial system, incorporate a gravel "pressure relief/effluent storage" zone on the downgradient edge to allow for increased ability to receive effluent water and/or flow onto the land surface if capacity is reached. The hydrogeological study was performed during fall low flow conditions as were the excavation and installation of the PRB bench. Additional water zones may be present during different water levels, so future design data collection should include a hydrogeological investigation in the spring to better characterize flux and water bearing zones in the aquifer during high water conditions. The PRB increased Ar, Fe, Mn and Ur due to eroded overburden material in the lenses on the walls of the excavation and from the seep and sedimentation basin sediments transferred to the PRB. Oxidizing conditions favorable to mobilization of Ur exist when ORP is above -200 mV. Bicarbonate that is likely dominant in the near neutral pH conditions in the vicinity of the PRB can enhance Ur mobility. Redox cycling from fluctuating water table can cause Ur mobilization. Heterogeneity of groundwater inflow along the trench, contact with runoff of mine materials, and microbial activity all contribute to factors affecting degree of treatment within the PRB. The incorporation of the Pilot Study into a potential remedy for the Pedro Creek Sub-Basin, at its current scale and in absence of other actions, may require some modifications to facilitate handling of high spring inflows and additional treatment to address the transport of released uranium into the shallow groundwater and surface water. | Operation and maintenance cost, including remote monitoring (e.g., transducers, telemetry, and cameras) and performance monitoring (e.g., sampling, analysis, and reporting), ranges between $20,000 to $40,000 per month. The capital cost for the construction of the PRB and STC was approximately $1.2M including the media, trenching, infiltration gallery, cover, and stormwater controls, or roughly $180/cubic yard of reactive media (1,200 cubic yards for the PRB and 5,500 cubic yards for the STC). | System is seep treatment cell effluent to PRB. Treatment media: 50% granular support media, 12.5% chopped alfalfa hay, 37.5% woodchips/shavings. Average hydraulic conductivity of 8.8-116.2 ft/day in the media. Trench excavated to dry, silty-clay, weathered Dinwoody Formation material to prevent groundwater flow from bypassing under the PRB. Eroded overburden was encountered. Media placed to a depth of 2 ft bgs, covered by non-woven geotextile and 2 ft of Dinwoody Formation material. Infiltration gallery was constructed upgradient to the PRB, and overburden was encountered. Infiltration gallery was overexcavated and compacted Dinwoody Formation materials were used on the base and sidewalls to reduce water contact with the overburden. It was backfilled with coarse drain rock and covered with non-woven geotextile and Dinwoody Formation material. PRB is relatively easy to implement with readily available material and equipment but using the technology to treat seeps or shallow groundwater in close proximity to overburden disposal piles should be approached with caution. The presence of run-of-mine shales in and around excavations contributes to mobilization of unwanted constituents (e.g. arsenic, uranium) | The objectives for the Pilot Study are consistent with the preliminary Remedial Action Objectives (RAOs) for groundwater remedies at Conda. Based on observations from the 2019 and 2020 monitoring, modifications were made to the Pilot Study in fall of 2020. In coordination with the Agencies, it was decided that the modification will require further monitoring in 2021 to fully meet the Pilot Study objectives. 2018-2019 start up period had differing conditions from 2020-2021, and the conditions were not considered representative of long term trends, but reflect the capability of the media to rapidly reach redox and geochemical conditions that facilitate microbially mediated reduction. 2020-2021 are operational conditions. The treatment media contributes to total Ar, Fe and Mn concentrations above the MCLs and drinking water standards. Data indicate that the treatment media in the Seep Treatment Cell and PRB is capable of treating water entering the system with total Se concentrations as high as 6.87 mg/L as well as total Cd concentrations up to 0.00847 mg/L to levels below their respective MCLs. | None, other than those presented elsewhere | Seep treatment cell (STC) pretreatment system influent STC-NES5-IF (upgradient) to GW-64-MA (downgradient of the PRB) is the through the central flow path. Data collection for upgradient/downgradient wells is in some instances shifted by 1-2 days. Reporting on effluents from STC-NES5-IF is only considered during the period that effluent from the pretreatment is available for comparison (June 2019-Oct 2021).
Final Treatability Study Findings Report Field-Scale Permeable Reactive Barrier Pilot Study Conda/Woodall Mountain Mine | Conda/Woodall Mountain Mine | IDN001002862 | N/A | N/A | GW-64-MA | Former mining site | Permeable reactive barrier (PRB) with seep treatment cell pre-treatment | Passive | Permeable reactive barrier (PRB) | Pre-treatment | Overburden pile in the headwaters areas of Pedro Creek | Y | Entire system | Specific technologies not specified. PRB is chemical and microbially mediated processes that reduce selenate to selenite and then selenium. Treatment media includes a carbon source (i.e. woodchips), alfalfa hay, and inert sand. Seep treatment cell is pre-treatment cell with treatment media. | Access to the groundwater table is needed. Trench excavated through water-bearing zones of alluvial deposits and into underlying weathered bedrock. | Pilot | 2018-2021, modifications made in 2019 to address seepage | Chromium | Cr, dissolved | mg/L | N | N/A | [6 empty] | 0.007 | 0.0048 | -45.8333 |  |  |  | 0.005 | 2020 - 2021 Average, from operational period, not whole dataset | Data not provided | Data not provided | 0.002 | 2020 - 2021 Average, from operational period, not whole dataset | Data not provided | Data not provided | Data not provided | Downgradient | 6.87 | 0.15 | mg/L | 8.23 | °C | Data not provided | N/A | Data not provided | N/A | -15.6 | mV | 2788.9 | µmhos/cm | Turbidity = 4.96 | NTU | data not provided | data not provided | data not provided | data not provided | data not provided | data not provided | N/A | No groundwater comparison value | No samples were collected at STC-NES5-EF between November 2018 and April 2019. | An insufficient amount of time since completion of the Pilot Study to adequately evaluate lifespan of the treatment media. The change in alkalinity can be used as an indicator of change in the ability of the media to treat selenium. Alkalinity remained relatively similar after 2 years of operation indicating that after 2 years of operation the microbially-mediated chemical reduction of selenium remains similar to the study onset. | Design had insufficient capacity to contain the flux of snow melt in addition to seep water. Soils in the area of the PRB are tight. In the future, when in an layered alluvial system, incorporate a gravel "pressure relief/effluent storage" zone on the downgradient edge to allow for increased ability to receive effluent water and/or flow onto the land surface if capacity is reached. The hydrogeological study was performed during fall low flow conditions as were the excavation and installation of the PRB bench. Additional water zones may be present during different water levels, so future design data collection should include a hydrogeological investigation in the spring to better characterize flux and water bearing zones in the aquifer during high water conditions. The PRB increased Ar, Fe, Mn and Ur due to eroded overburden material in the lenses on the walls of the excavation and from the seep and sedimentation basin sediments transferred to the PRB. Oxidizing conditions favorable to mobilization of Ur exist when ORP is above -200 mV. Bicarbonate that is likely dominant in the near neutral pH conditions in the vicinity of the PRB can enhance Ur mobility. Redox cycling from fluctuating water table can cause Ur mobilization. Heterogeneity of groundwater inflow along the trench, contact with runoff of mine materials, and microbial activity all contribute to factors affecting degree of treatment within the PRB. The incorporation of the Pilot Study into a potential remedy for the Pedro Creek Sub-Basin, at its current scale and in absence of other actions, may require some modifications to facilitate handling of high spring inflows and additional treatment to address the transport of released uranium into the shallow groundwater and surface water. | Operation and maintenance cost, including remote monitoring (e.g., transducers, telemetry, and cameras) and performance monitoring (e.g., sampling, analysis, and reporting), ranges between $20,000 to $40,000 per month. The capital cost for the construction of the PRB and STC was approximately $1.2M including the media, trenching, infiltration gallery, cover, and stormwater controls, or roughly $180/cubic yard of reactive media (1,200 cubic yards for the PRB and 5,500 cubic yards for the STC). | System is seep treatment cell effluent to PRB. Treatment media: 50% granular support media, 12.5% chopped alfalfa hay, 37.5% woodchips/shavings. Average hydraulic conductivity of 8.8-116.2 ft/day in the media. Trench excavated to dry, silty-clay, weathered Dinwoody Formation material to prevent groundwater flow from bypassing under the PRB. Eroded overburden was encountered. Media placed to a depth of 2 ft bgs, covered by non-woven geotextile and 2 ft of Dinwoody Formation material. Infiltration gallery was constructed upgradient to the PRB, and overburden was encountered. Infiltration gallery was overexcavated and compacted Dinwoody Formation materials were used on the base and sidewalls to reduce water contact with the overburden. It was backfilled with coarse drain rock and covered with non-woven geotextile and Dinwoody Formation material. PRB is relatively easy to implement with readily available material and equipment but using the technology to treat seeps or shallow groundwater in close proximity to overburden disposal piles should be approached with caution. The presence of run-of-mine shales in and around excavations contributes to mobilization of unwanted constituents (e.g. arsenic, uranium) | The objectives for the Pilot Study are consistent with the preliminary Remedial Action Objectives (RAOs) for groundwater remedies at Conda. Based on observations from the 2019 and 2020 monitoring, modifications were made to the Pilot Study in fall of 2020. In coordination with the Agencies, it was decided that the modification will require further monitoring in 2021 to fully meet the Pilot Study objectives. 2018-2019 start up period had differing conditions from 2020-2021, and the conditions were not considered representative of long term trends, but reflect the capability of the media to rapidly reach redox and geochemical conditions that facilitate microbially mediated reduction. 2020-2021 are operational conditions. The treatment media contributes to total Ar, Fe and Mn concentrations above the MCLs and drinking water standards. Data indicate that the treatment media in the Seep Treatment Cell and PRB is capable of treating water entering the system with total Se concentrations as high as 6.87 mg/L as well as total Cd concentrations up to 0.00847 mg/L to levels below their respective MCLs. | None, other than those presented elsewhere | Seep treatment cell (STC) pretreatment system influent STC-NES5-IF (upgradient) to GW-64-MA (downgradient of the PRB) is the through the central flow path. Data collection for upgradient/downgradient wells is in some instances shifted by 1-2 days. Reporting on effluents from STC-NES5-IF is only considered during the period that effluent from the pretreatment is available for comparison (June 2019-Oct 2021).
Final Treatability Study Findings Report Field-Scale Permeable Reactive Barrier Pilot Study Conda/Woodall Mountain Mine | Conda/Woodall Mountain Mine | IDN001002862 | N/A | N/A | GW-64-MA | Former mining site | Permeable reactive barrier (PRB) with seep treatment cell pre-treatment | Passive | Permeable reactive barrier (PRB) | Pre-treatment | Overburden pile in the headwaters areas of Pedro Creek | Y | Entire system | Specific technologies not specified. PRB is chemical and microbially mediated processes that reduce selenate to selenite and then selenium. Treatment media includes a carbon source (i.e. woodchips), alfalfa hay, and inert sand. Seep treatment cell is pre-treatment cell with treatment media. | Access to the groundwater table is needed. Trench excavated through water-bearing zones of alluvial deposits and into underlying weathered bedrock. | Pilot | 2018-2021, modifications made in 2019 to address seepage | Chromium | Cr, total | mg/L | N | N/A | [6 empty] | 0.0074 | 0.0251 | 70.5179 |  |  |  | 0.0546 | 2020 - 2021 Average, from operational period, not whole dataset | Data not provided | Data not provided | 0.0026 | 2020 - 2021 Average, from operational period, not whole dataset | Data not provided | Data not provided | Data not provided | Downgradient | 6.64 | 0.38 | mg/L | 11.49 | °C | Data not provided | N/A | Data not provided | N/A | -183.5 | mV | 2535.2 | µmhos/cm | Turbidity = 39.63 | NTU | data not provided | data not provided | data not provided | data not provided | data not provided | data not provided | Y | Groundwater Comparison value: U.S. EPA MCL 0.1 mg/L Assessment of treatment goals based on well-specific averages for 2020-2021 | No samples were collected at STC-NES5-EF between November 2018 and April 2019. | An insufficient amount of time since completion of the Pilot Study to adequately evaluate lifespan of the treatment media. The change in alkalinity can be used as an indicator of change in the ability of the media to treat selenium. Alkalinity remained relatively similar after 2 years of operation indicating that after 2 years of operation the microbially-mediated chemical reduction of selenium remains similar to the study onset. | Design had insufficient capacity to contain the flux of snow melt in addition to seep water. Soils in the area of the PRB are tight. In the future, when in an layered alluvial system, incorporate a gravel "pressure relief/effluent storage" zone on the downgradient edge to allow for increased ability to receive effluent water and/or flow onto the land surface if capacity is reached. The hydrogeological study was performed during fall low flow conditions as were the excavation and installation of the PRB bench. Additional water zones may be present during different water levels, so future design data collection should include a hydrogeological investigation in the spring to better characterize flux and water bearing zones in the aquifer during high water conditions. The PRB increased Ar, Fe, Mn and Ur due to eroded overburden material in the lenses on the walls of the excavation and from the seep and sedimentation basin sediments transferred to the PRB. Oxidizing conditions favorable to mobilization of Ur exist when ORP is above -200 mV. Bicarbonate that is likely dominant in the near neutral pH conditions in the vicinity of the PRB can enhance Ur mobility. Redox cycling from fluctuating water table can cause Ur mobilization. Heterogeneity of groundwater inflow along the trench, contact with runoff of mine materials, and microbial activity all contribute to factors affecting degree of treatment within the PRB. The incorporation of the Pilot Study into a potential remedy for the Pedro Creek Sub-Basin, at its current scale and in absence of other actions, may require some modifications to facilitate handling of high spring inflows and additional treatment to address the transport of released uranium into the shallow groundwater and surface water. | Operation and maintenance cost, including remote monitoring (e.g., transducers, telemetry, and cameras) and performance monitoring (e.g., sampling, analysis, and reporting), ranges between $20,000 to $40,000 per month. The capital cost for the construction of the PRB and STC was approximately $1.2M including the media, trenching, infiltration gallery, cover, and stormwater controls, or roughly $180/cubic yard of reactive media (1,200 cubic yards for the PRB and 5,500 cubic yards for the STC). | System is seep treatment cell effluent to PRB. Treatment media: 50% granular support media, 12.5% chopped alfalfa hay, 37.5% woodchips/shavings. Average hydraulic conductivity of 8.8-116.2 ft/day in the media. Trench excavated to dry, silty-clay, weathered Dinwoody Formation material to prevent groundwater flow from bypassing under the PRB. Eroded overburden was encountered. Media placed to a depth of 2 ft bgs, covered by non-woven geotextile and 2 ft of Dinwoody Formation material. Infiltration gallery was constructed upgradient to the PRB, and overburden was encountered. Infiltration gallery was overexcavated and compacted Dinwoody Formation materials were used on the base and sidewalls to reduce water contact with the overburden. It was backfilled with coarse drain rock and covered with non-woven geotextile and Dinwoody Formation material. PRB is relatively easy to implement with readily available material and equipment but using the technology to treat seeps or shallow groundwater in close proximity to overburden disposal piles should be approached with caution. The presence of run-of-mine shales in and around excavations contributes to mobilization of unwanted constituents (e.g. arsenic, uranium) | The objectives for the Pilot Study are consistent with the preliminary Remedial Action Objectives (RAOs) for groundwater remedies at Conda. Based on observations from the 2019 and 2020 monitoring, modifications were made to the Pilot Study in fall of 2020. In coordination with the Agencies, it was decided that the modification will require further monitoring in 2021 to fully meet the Pilot Study objectives. 2018-2019 start up period had differing conditions from 2020-2021, and the conditions were not considered representative of long term trends, but reflect the capability of the media to rapidly reach redox and geochemical conditions that facilitate microbially mediated reduction. 2020-2021 are operational conditions. The treatment media contributes to total Ar, Fe and Mn concentrations above the MCLs and drinking water standards. Data indicate that the treatment media in the Seep Treatment Cell and PRB is capable of treating water entering the system with total Se concentrations as high as 6.87 mg/L as well as total Cd concentrations up to 0.00847 mg/L to levels below their respective MCLs. | None, other than those presented elsewhere | Seep treatment cell (STC) pretreatment system influent STC-NES5-IF (upgradient) to GW-64-MA (downgradient of the PRB) is the through the central flow path. Data collection for upgradient/downgradient wells is in some instances shifted by 1-2 days. Reporting on effluents from STC-NES5-IF is only considered during the period that effluent from the pretreatment is available for comparison (June 2019-Oct 2021).
Final Treatability Study Findings Report Field-Scale Permeable Reactive Barrier Pilot Study Conda/Woodall Mountain Mine | Conda/Woodall Mountain Mine | IDN001002862 | N/A | N/A | GW-64-MA | Former mining site | Permeable reactive barrier (PRB) with seep treatment cell pre-treatment | Passive | Permeable reactive barrier (PRB) | Pre-treatment | Overburden pile in the headwaters areas of Pedro Creek | Y | Entire system | Specific technologies not specified. PRB is chemical and microbially mediated processes that reduce selenate to selenite and then selenium. Treatment media includes a carbon source (i.e. woodchips), alfalfa hay, and inert sand. Seep treatment cell is pre-treatment cell with treatment media. | Access to the groundwater table is needed. Trench excavated through water-bearing zones of alluvial deposits and into underlying weathered bedrock. | Pilot | 2018-2021, modifications made in 2019 to address seepage | Chromium | Cr, dissolved | mg/L | N | N/A | [9 empty] | ND | ND-0.0061 | up to 83.61 | 0.005 | 2020 - 2021 Average, from operational period, not whole dataset | Data not provided | Data not provided | 0.002 | 2020 - 2021 Average, from operational period, not whole dataset | Data not provided | Data not provided | Data not provided | Downgradient | 6.7–6.97 | (-)0.12–0.2 | mg/L | 6.33–9.9 | °C | Data not provided | N/A | Data not provided | N/A | (-)242.3–(-)148 | mV | 2,595–4,008 | µmhos/cm | Turbidity = 2.92–187.7 | NTU | data not provided | data not provided | data not provided | data not provided | data not provided | data not provided | N/A | No groundwater comparison value | No samples were collected at STC-NES5-EF between November 2018 and April 2019. | An insufficient amount of time since completion of the Pilot Study to adequately evaluate lifespan of the treatment media. The change in alkalinity can be used as an indicator of change in the ability of the media to treat selenium. Alkalinity remained relatively similar after 2 years of operation indicating that after 2 years of operation the microbially-mediated chemical reduction of selenium remains similar to the study onset. | Design had insufficient capacity to contain the flux of snow melt in addition to seep water. Soils in the area of the PRB are tight. In the future, when in an layered alluvial system, incorporate a gravel "pressure relief/effluent storage" zone on the downgradient edge to allow for increased ability to receive effluent water and/or flow onto the land surface if capacity is reached. The hydrogeological study was performed during fall low flow conditions as were the excavation and installation of the PRB bench. Additional water zones may be present during different water levels, so future design data collection should include a hydrogeological investigation in the spring to better characterize flux and water bearing zones in the aquifer during high water conditions. The PRB increased Ar, Fe, Mn and Ur due to eroded overburden material in the lenses on the walls of the excavation and from the seep and sedimentation basin sediments transferred to the PRB. Oxidizing conditions favorable to mobilization of Ur exist when ORP is above -200 mV. Bicarbonate that is likely dominant in the near neutral pH conditions in the vicinity of the PRB can enhance Ur mobility. Redox cycling from fluctuating water table can cause Ur mobilization. Heterogeneity of groundwater inflow along the trench, contact with runoff of mine materials, and microbial activity all contribute to factors affecting degree of treatment within the PRB. The incorporation of the Pilot Study into a potential remedy for the Pedro Creek Sub-Basin, at its current scale and in absence of other actions, may require some modifications to facilitate handling of high spring inflows and additional treatment to address the transport of released uranium into the shallow groundwater and surface water. | Operation and maintenance cost, including remote monitoring (e.g., transducers, telemetry, and cameras) and performance monitoring (e.g., sampling, analysis, and reporting), ranges between $20,000 to $40,000 per month. The capital cost for the construction of the PRB and STC was approximately $1.2M including the media, trenching, infiltration gallery, cover, and stormwater controls, or roughly $180/cubic yard of reactive media (1,200 cubic yards for the PRB and 5,500 cubic yards for the STC). | System is seep treatment cell effluent to PRB. Treatment media: 50% granular support media, 12.5% chopped alfalfa hay, 37.5% woodchips/shavings. Average hydraulic conductivity of 8.8-116.2 ft/day in the media. Trench excavated to dry, silty-clay, weathered Dinwoody Formation material to prevent groundwater flow from bypassing under the PRB. Eroded overburden was encountered. Media placed to a depth of 2 ft bgs, covered by non-woven geotextile and 2 ft of Dinwoody Formation material. Infiltration gallery was constructed upgradient to the PRB, and overburden was encountered. Infiltration gallery was overexcavated and compacted Dinwoody Formation materials were used on the base and sidewalls to reduce water contact with the overburden. It was backfilled with coarse drain rock and covered with non-woven geotextile and Dinwoody Formation material. PRB is relatively easy to implement with readily available material and equipment but using the technology to treat seeps or shallow groundwater in close proximity to overburden disposal piles should be approached with caution. The presence of run-of-mine shales in and around excavations contributes to mobilization of unwanted constituents (e.g. arsenic, uranium) | The objectives for the Pilot Study are consistent with the preliminary Remedial Action Objectives (RAOs) for groundwater remedies at Conda. Based on observations from the 2019 and 2020 monitoring, modifications were made to the Pilot Study in fall of 2020. In coordination with the Agencies, it was decided that the modification will require further monitoring in 2021 to fully meet the Pilot Study objectives. 2018-2019 start up period had differing conditions from 2020-2021, and the conditions were not considered representative of long term trends, but reflect the capability of the media to rapidly reach redox and geochemical conditions that facilitate microbially mediated reduction. 2020-2021 are operational conditions. The treatment media contributes to total Ar, Fe and Mn concentrations above the MCLs and drinking water standards. Data indicate that the treatment media in the Seep Treatment Cell and PRB is capable of treating water entering the system with total Se concentrations as high as 6.87 mg/L as well as total Cd concentrations up to 0.00847 mg/L to levels below their respective MCLs. | None, other than those presented elsewhere | Seep treatment cell (STC) pretreatment system influent STC-NES5-IF (upgradient) to GW-64-MA (downgradient of the PRB) is the through the central flow path. Data collection for upgradient/downgradient wells is in some instances shifted by 1-2 days. Reporting on effluents from STC-NES5-IF is only considered during the period that effluent from the pretreatment is available for comparison (June 2019-Oct 2021).
Final Treatability Study Findings Report Field-Scale Permeable Reactive Barrier Pilot Study Conda/Woodall Mountain Mine | Conda/Woodall Mountain Mine | IDN001002862 | N/A | N/A | GW-64-MA | Former mining site | Permeable reactive barrier (PRB) with seep treatment cell pre-treatment | Passive | Permeable reactive barrier (PRB) | Pre-treatment | Overburden pile in the headwaters areas of Pedro Creek | Y | Entire system | Specific technologies not specified. PRB is chemical and microbially mediated processes that reduce selenate to selenite and then selenium. Treatment media includes a carbon source (i.e. woodchips), alfalfa hay, and inert sand. Seep treatment cell is pre-treatment cell with treatment media. | Access to the groundwater table is needed. Trench excavated through water-bearing zones of alluvial deposits and into underlying weathered bedrock. | Pilot | 2018-2021, modifications made in 2019 to address seepage | Chromium | Cr, total | mg/L | N | N/A | [9 empty] | ND | 0.0103-0.0937 | 90.29-98.93 | 0.0546 | 2020 - 2021 Average, from operational period, not whole dataset | Data not provided | Data not provided | 0.0026 | 2020 - 2021 Average, from operational period, not whole dataset | Data not provided | Data not provided | Data not provided | Downgradient | 6.7–6.97 | (-)0.12–0.16 | mg/L | 6.33–11.4 | °C | Data not provided | N/A | Data not provided | N/A | (-)242.3–(-)185.5 | mV | 2,595–3,156 | µmhos/cm | Turbidity = 2.92–52.3 | NTU | data not provided | data not provided | data not provided | data not provided | data not provided | data not provided | Y | Groundwater Comparison value: U.S. EPA MCL 0.1 mg/L Assessment of treatment goals based on well-specific averages for 2020-2021 | No samples were collected at STC-NES5-EF between November 2018 and April 2019. | An insufficient amount of time since completion of the Pilot Study to adequately evaluate lifespan of the treatment media. The change in alkalinity can be used as an indicator of change in the ability of the media to treat selenium. Alkalinity remained relatively similar after 2 years of operation indicating that after 2 years of operation the microbially-mediated chemical reduction of selenium remains similar to the study onset. | Design had insufficient capacity to contain the flux of snow melt in addition to seep water. Soils in the area of the PRB are tight. In the future, when in an layered alluvial system, incorporate a gravel "pressure relief/effluent storage" zone on the downgradient edge to allow for increased ability to receive effluent water and/or flow onto the land surface if capacity is reached. The hydrogeological study was performed during fall low flow conditions as were the excavation and installation of the PRB bench. Additional water zones may be present during different water levels, so future design data collection should include a hydrogeological investigation in the spring to better characterize flux and water bearing zones in the aquifer during high water conditions. The PRB increased Ar, Fe, Mn and Ur due to eroded overburden material in the lenses on the walls of the excavation and from the seep and sedimentation basin sediments transferred to the PRB. Oxidizing conditions favorable to mobilization of Ur exist when ORP is above -200 mV. Bicarbonate that is likely dominant in the near neutral pH conditions in the vicinity of the PRB can enhance Ur mobility. Redox cycling from fluctuating water table can cause Ur mobilization. Heterogeneity of groundwater inflow along the trench, contact with runoff of mine materials, and microbial activity all contribute to factors affecting degree of treatment within the PRB. The incorporation of the Pilot Study into a potential remedy for the Pedro Creek Sub-Basin, at its current scale and in absence of other actions, may require some modifications to facilitate handling of high spring inflows and additional treatment to address the transport of released uranium into the shallow groundwater and surface water. | Operation and maintenance cost, including remote monitoring (e.g., transducers, telemetry, and cameras) and performance monitoring (e.g., sampling, analysis, and reporting), ranges between $20,000 to $40,000 per month. The capital cost for the construction of the PRB and STC was approximately $1.2M including the media, trenching, infiltration gallery, cover, and stormwater controls, or roughly $180/cubic yard of reactive media (1,200 cubic yards for the PRB and 5,500 cubic yards for the STC). | System is seep treatment cell effluent to PRB. Treatment media: 50% granular support media, 12.5% chopped alfalfa hay, 37.5% woodchips/shavings. Average hydraulic conductivity of 8.8-116.2 ft/day in the media. Trench excavated to dry, silty-clay, weathered Dinwoody Formation material to prevent groundwater flow from bypassing under the PRB. Eroded overburden was encountered. Media placed to a depth of 2 ft bgs, covered by non-woven geotextile and 2 ft of Dinwoody Formation material. Infiltration gallery was constructed upgradient to the PRB, and overburden was encountered. Infiltration gallery was overexcavated and compacted Dinwoody Formation materials were used on the base and sidewalls to reduce water contact with the overburden. It was backfilled with coarse drain rock and covered with non-woven geotextile and Dinwoody Formation material. PRB is relatively easy to implement with readily available material and equipment but using the technology to treat seeps or shallow groundwater in close proximity to overburden disposal piles should be approached with caution. The presence of run-of-mine shales in and around excavations contributes to mobilization of unwanted constituents (e.g. arsenic, uranium) | The objectives for the Pilot Study are consistent with the preliminary Remedial Action Objectives (RAOs) for groundwater remedies at Conda. Based on observations from the 2019 and 2020 monitoring, modifications were made to the Pilot Study in fall of 2020. In coordination with the Agencies, it was decided that the modification will require further monitoring in 2021 to fully meet the Pilot Study objectives. 2018-2019 start up period had differing conditions from 2020-2021, and the conditions were not considered representative of long term trends, but reflect the capability of the media to rapidly reach redox and geochemical conditions that facilitate microbially mediated reduction. 2020-2021 are operational conditions. The treatment media contributes to total Ar, Fe and Mn concentrations above the MCLs and drinking water standards. Data indicate that the treatment media in the Seep Treatment Cell and PRB is capable of treating water entering the system with total Se concentrations as high as 6.87 mg/L as well as total Cd concentrations up to 0.00847 mg/L to levels below their respective MCLs. | None, other than those presented elsewhere | Seep treatment cell (STC) pretreatment system influent STC-NES5-IF (upgradient) to GW-64-MA (downgradient of the PRB) is the through the central flow path. Data collection for upgradient/downgradient wells is in some instances shifted by 1-2 days. Reporting on effluents from STC-NES5-IF is only considered during the period that effluent from the pretreatment is available for comparison (June 2019-Oct 2021).
Final Treatability Study Findings Report Field-Scale Permeable Reactive Barrier Pilot Study Conda/Woodall Mountain Mine | Conda/Woodall Mountain Mine | IDN001002862 | N/A | N/A | STC-NES5-IF | Former mining site | Permeable reactive barrier (PRB) with seep treatment cell pre-treatment | Passive | Permeable reactive barrier (PRB) | Pre-treatment | Overburden pile in the headwaters areas of Pedro Creek | Y | Entire system | Specific technologies not specified. PRB is chemical and microbially mediated processes that reduce selenate to selenite and then selenium. Treatment media includes a carbon source (i.e. woodchips), alfalfa hay, and inert sand. Seep treatment cell is pre-treatment cell with treatment media. | Access to the groundwater table is needed. Trench excavated through water-bearing zones of alluvial deposits and into underlying weathered bedrock. | Pilot | 2018-2021, modifications made in 2019 to address seepage | Iron | Fe, dissolved | mg/L | N | N/A | 0.657 | 0.456 | 30.5936 | [9 empty] | 0.164 | 2020 - 2021 Average, from operational period, not whole dataset | Data not provided | Data not provided | 3.67 | 2020 - 2021 Average, from operational period, not whole dataset | Data not provided | Data not provided | Data not provided | Upgradient | 6.96 | 4.51 | mg/L | 10.4 | °C | Data not provided | N/A | Data not provided | N/A | -68.2 | mV | 3089 | µmhos/cm | Turbidity = 187 | NTU | data not provided | data not provided | data not provided | data not provided | data not provided | data not provided | N/A | No groundwater comparison value | No samples were collected at STC-NES5-EF between November 2018 and April 2019. | An insufficient amount of time since completion of the Pilot Study to adequately evaluate lifespan of the treatment media. The change in alkalinity can be used as an indicator of change in the ability of the media to treat selenium. Alkalinity remained relatively similar after 2 years of operation indicating that after 2 years of operation the microbially-mediated chemical reduction of selenium remains similar to the study onset. | Design had insufficient capacity to contain the flux of snow melt in addition to seep water. Soils in the area of the PRB are tight. In the future, when in an layered alluvial system, incorporate a gravel "pressure relief/effluent storage" zone on the downgradient edge to allow for increased ability to receive effluent water and/or flow onto the land surface if capacity is reached. The hydrogeological study was performed during fall low flow conditions as were the excavation and installation of the PRB bench. Additional water zones may be present during different water levels, so future design data collection should include a hydrogeological investigation in the spring to better characterize flux and water bearing zones in the aquifer during high water conditions. The PRB increased Ar, Fe, Mn and Ur due to eroded overburden material in the lenses on the walls of the excavation and from the seep and sedimentation basin sediments transferred to the PRB. Oxidizing conditions favorable to mobilization of Ur exist when ORP is above -200 mV. Bicarbonate that is likely dominant in the near neutral pH conditions in the vicinity of the PRB can enhance Ur mobility. Redox cycling from fluctuating water table can cause Ur mobilization. Heterogeneity of groundwater inflow along the trench, contact with runoff of mine materials, and microbial activity all contribute to factors affecting degree of treatment within the PRB. The incorporation of the Pilot Study into a potential remedy for the Pedro Creek Sub-Basin, at its current scale and in absence of other actions, may require some modifications to facilitate handling of high spring inflows and additional treatment to address the transport of released uranium into the shallow groundwater and surface water. | Operation and maintenance cost, including remote monitoring (e.g., transducers, telemetry, and cameras) and performance monitoring (e.g., sampling, analysis, and reporting), ranges between $20,000 to $40,000 per month. The capital cost for the construction of the PRB and STC was approximately $1.2M including the media, trenching, infiltration gallery, cover, and stormwater controls, or roughly $180/cubic yard of reactive media (1,200 cubic yards for the PRB and 5,500 cubic yards for the STC). | System is seep treatment cell effluent to PRB. Treatment media: 50% granular support media, 12.5% chopped alfalfa hay, 37.5% woodchips/shavings. Average hydraulic conductivity of 8.8-116.2 ft/day in the media. Trench excavated to dry, silty-clay, weathered Dinwoody Formation material to prevent groundwater flow from bypassing under the PRB. Eroded overburden was encountered. Media placed to a depth of 2 ft bgs, covered by non-woven geotextile and 2 ft of Dinwoody Formation material. Infiltration gallery was constructed upgradient to the PRB, and overburden was encountered. Infiltration gallery was overexcavated and compacted Dinwoody Formation materials were used on the base and sidewalls to reduce water contact with the overburden. It was backfilled with coarse drain rock and covered with non-woven geotextile and Dinwoody Formation material. PRB is relatively easy to implement with readily available material and equipment but using the technology to treat seeps or shallow groundwater in close proximity to overburden disposal piles should be approached with caution. The presence of run-of-mine shales in and around excavations contributes to mobilization of unwanted constituents (e.g. arsenic, uranium) | The objectives for the Pilot Study are consistent with the preliminary Remedial Action Objectives (RAOs) for groundwater remedies at Conda. Based on observations from the 2019 and 2020 monitoring, modifications were made to the Pilot Study in fall of 2020. In coordination with the Agencies, it was decided that the modification will require further monitoring in 2021 to fully meet the Pilot Study objectives. 2018-2019 start up period had differing conditions from 2020-2021, and the conditions were not considered representative of long term trends, but reflect the capability of the media to rapidly reach redox and geochemical conditions that facilitate microbially mediated reduction. 2020-2021 are operational conditions. The treatment media contributes to total Ar, Fe and Mn concentrations above the MCLs and drinking water standards. Data indicate that the treatment media in the Seep Treatment Cell and PRB is capable of treating water entering the system with total Se concentrations as high as 6.87 mg/L as well as total Cd concentrations up to 0.00847 mg/L to levels below their respective MCLs. | None, other than those presented elsewhere | Seep treatment cell (STC) pretreatment system influent STC-NES5-IF (upgradient) to GW-64-MA (downgradient of the PRB) is the through the central flow path. Data collection for upgradient/downgradient wells is in some instances shifted by 1-2 days. Reporting on effluents from STC-NES5-IF is only considered during the period that effluent from the pretreatment is available for comparison (June 2019-Oct 2021).
Final Treatability Study Findings Report Field-Scale Permeable Reactive Barrier Pilot Study Conda/Woodall Mountain Mine | Conda/Woodall Mountain Mine | IDN001002862 | N/A | N/A | STC-NES5-IF | Former mining site | Permeable reactive barrier (PRB) with seep treatment cell pre-treatment | Passive | Permeable reactive barrier (PRB) | Pre-treatment | Overburden pile in the headwaters areas of Pedro Creek | Y | Entire system | Specific technologies not specified. PRB is chemical and microbially mediated processes that reduce selenate to selenite and then selenium. Treatment media includes a carbon source (i.e. woodchips), alfalfa hay, and inert sand. Seep treatment cell is pre-treatment cell with treatment media. | Access to the groundwater table is needed. Trench excavated through water-bearing zones of alluvial deposits and into underlying weathered bedrock. | Pilot | 2018-2021, modifications made in 2019 to address seepage | Iron | Fe, total | mg/L | N | N/A | 10.7 | 2.18 | 79.6262 | [9 empty] | 6.34 | 2020 - 2021 Average, from operational period, not whole dataset | Data not provided | Data not provided | 5.93 | 2020 - 2021 Average, from operational period, not whole dataset | Data not provided | Data not provided | Data not provided | Upgradient | 6.96 | 4.51 | mg/L | 10.4 | °C | Data not provided | N/A | Data not provided | N/A | -68.2 | mV | 3089 | µmhos/cm | Turbidity = 187 | NTU | data not provided | data not provided | data not provided | data not provided | data not provided | data not provided | N | Groundwater Comparison Value: U.S. EPA Secondary Drinking Water Standard 0.3 mg/L Assessment of treatment goals based on well-specific averages for 2020-2021 | No samples were collected at STC-NES5-EF between November 2018 and April 2019. | An insufficient amount of time since completion of the Pilot Study to adequately evaluate lifespan of the treatment media. The change in alkalinity can be used as an indicator of change in the ability of the media to treat selenium. Alkalinity remained relatively similar after 2 years of operation indicating that after 2 years of operation the microbially-mediated chemical reduction of selenium remains similar to the study onset. | Design had insufficient capacity to contain the flux of snow melt in addition to seep water. Soils in the area of the PRB are tight. In the future, when in an layered alluvial system, incorporate a gravel "pressure relief/effluent storage" zone on the downgradient edge to allow for increased ability to receive effluent water and/or flow onto the land surface if capacity is reached. The hydrogeological study was performed during fall low flow conditions as were the excavation and installation of the PRB bench. Additional water zones may be present during different water levels, so future design data collection should include a hydrogeological investigation in the spring to better characterize flux and water bearing zones in the aquifer during high water conditions. The PRB increased Ar, Fe, Mn and Ur due to eroded overburden material in the lenses on the walls of the excavation and from the seep and sedimentation basin sediments transferred to the PRB. Oxidizing conditions favorable to mobilization of Ur exist when ORP is above -200 mV. Bicarbonate that is likely dominant in the near neutral pH conditions in the vicinity of the PRB can enhance Ur mobility. Redox cycling from fluctuating water table can cause Ur mobilization. Heterogeneity of groundwater inflow along the trench, contact with runoff of mine materials, and microbial activity all contribute to factors affecting degree of treatment within the PRB. The incorporation of the Pilot Study into a potential remedy for the Pedro Creek Sub-Basin, at its current scale and in absence of other actions, may require some modifications to facilitate handling of high spring inflows and additional treatment to address the transport of released uranium into the shallow groundwater and surface water. | Operation and maintenance cost, including remote monitoring (e.g., transducers, telemetry, and cameras) and performance monitoring (e.g., sampling, analysis, and reporting), ranges between $20,000 to $40,000 per month. The capital cost for the construction of the PRB and STC was approximately $1.2M including the media, trenching, infiltration gallery, cover, and stormwater controls, or roughly $180/cubic yard of reactive media (1,200 cubic yards for the PRB and 5,500 cubic yards for the STC). | System is seep treatment cell effluent to PRB. Treatment media: 50% granular support media, 12.5% chopped alfalfa hay, 37.5% woodchips/shavings. Average hydraulic conductivity of 8.8-116.2 ft/day in the media. Trench excavated to dry, silty-clay, weathered Dinwoody Formation material to prevent groundwater flow from bypassing under the PRB. Eroded overburden was encountered. Media placed to a depth of 2 ft bgs, covered by non-woven geotextile and 2 ft of Dinwoody Formation material. Infiltration gallery was constructed upgradient to the PRB, and overburden was encountered. Infiltration gallery was overexcavated and compacted Dinwoody Formation materials were used on the base and sidewalls to reduce water contact with the overburden. It was backfilled with coarse drain rock and covered with non-woven geotextile and Dinwoody Formation material. PRB is relatively easy to implement with readily available material and equipment but using the technology to treat seeps or shallow groundwater in close proximity to overburden disposal piles should be approached with caution. The presence of run-of-mine shales in and around excavations contributes to mobilization of unwanted constituents (e.g. arsenic, uranium) | The objectives for the Pilot Study are consistent with the preliminary Remedial Action Objectives (RAOs) for groundwater remedies at Conda. Based on observations from the 2019 and 2020 monitoring, modifications were made to the Pilot Study in fall of 2020. In coordination with the Agencies, it was decided that the modification will require further monitoring in 2021 to fully meet the Pilot Study objectives. 2018-2019 start up period had differing conditions from 2020-2021, and the conditions were not considered representative of long term trends, but reflect the capability of the media to rapidly reach redox and geochemical conditions that facilitate microbially mediated reduction. 2020-2021 are operational conditions. The treatment media contributes to total Ar, Fe and Mn concentrations above the MCLs and drinking water standards. Data indicate that the treatment media in the Seep Treatment Cell and PRB is capable of treating water entering the system with total Se concentrations as high as 6.87 mg/L as well as total Cd concentrations up to 0.00847 mg/L to levels below their respective MCLs. | None, other than those presented elsewhere | Seep treatment cell (STC) pretreatment system influent STC-NES5-IF (upgradient) to GW-64-MA (downgradient of the PRB) is the through the central flow path. Data collection for upgradient/downgradient wells is in some instances shifted by 1-2 days. Reporting on effluents from STC-NES5-IF is only considered during the period that effluent from the pretreatment is available for comparison (June 2019-Oct 2021).
Final Treatability Study Findings Report Field-Scale Permeable Reactive Barrier Pilot Study Conda/Woodall Mountain Mine | Conda/Woodall Mountain Mine | IDN001002862 | N/A | N/A | STC-NES5-IF | Former mining site | Permeable reactive barrier (PRB) with seep treatment cell pre-treatment | Passive | Permeable reactive barrier (PRB) | Pre-treatment | Overburden pile in the headwaters areas of Pedro Creek | Y | Entire system | Specific technologies not specified. PRB is chemical and microbially mediated processes that reduce selenate to selenite and then selenium. Treatment media includes a carbon source (i.e. woodchips), alfalfa hay, and inert sand. Seep treatment cell is pre-treatment cell with treatment media. | Access to the groundwater table is needed. Trench excavated through water-bearing zones of alluvial deposits and into underlying weathered bedrock. | Pilot | 2018-2021, modifications made in 2019 to address seepage | Iron | Fe, dissolved | mg/L | N | N/A |  |  |  | ND | 0.469 - 30.9 | Not applicable | [6 empty] | 0.164 | 2020 - 2021 Average, from operational period, not whole dataset | Data not provided | Data not provided | 3.67 | 2020 - 2021 Average, from operational period, not whole dataset | Data not provided | Data not provided | Data not provided | Upgradient | 6.47 – 6.91 | 0.16 – 5.72 | mg/L | 5.93 – 13.77 | °C | Data not provided | N/A | Data not provided | N/A | (-)166.4 – 270.7 | mV | 3,094.4 – 4,018.7 | µmhos/cm | Turbidity = 3.18 – 78.14 | NTU | data not provided | data not provided | data not provided | data not provided | data not provided | data not provided | N/A | No groundwater comparison value | No samples were collected at STC-NES5-EF between November 2018 and April 2019. | An insufficient amount of time since completion of the Pilot Study to adequately evaluate lifespan of the treatment media. The change in alkalinity can be used as an indicator of change in the ability of the media to treat selenium. Alkalinity remained relatively similar after 2 years of operation indicating that after 2 years of operation the microbially-mediated chemical reduction of selenium remains similar to the study onset. | Design had insufficient capacity to contain the flux of snow melt in addition to seep water. Soils in the area of the PRB are tight. In the future, when in an layered alluvial system, incorporate a gravel "pressure relief/effluent storage" zone on the downgradient edge to allow for increased ability to receive effluent water and/or flow onto the land surface if capacity is reached. The hydrogeological study was performed during fall low flow conditions as were the excavation and installation of the PRB bench. Additional water zones may be present during different water levels, so future design data collection should include a hydrogeological investigation in the spring to better characterize flux and water bearing zones in the aquifer during high water conditions. The PRB increased Ar, Fe, Mn and Ur due to eroded overburden material in the lenses on the walls of the excavation and from the seep and sedimentation basin sediments transferred to the PRB. Oxidizing conditions favorable to mobilization of Ur exist when ORP is above -200 mV. Bicarbonate that is likely dominant in the near neutral pH conditions in the vicinity of the PRB can enhance Ur mobility. Redox cycling from fluctuating water table can cause Ur mobilization. Heterogeneity of groundwater inflow along the trench, contact with runoff of mine materials, and microbial activity all contribute to factors affecting degree of treatment within the PRB. The incorporation of the Pilot Study into a potential remedy for the Pedro Creek Sub-Basin, at its current scale and in absence of other actions, may require some modifications to facilitate handling of high spring inflows and additional treatment to address the transport of released uranium into the shallow groundwater and surface water. | Operation and maintenance cost, including remote monitoring (e.g., transducers, telemetry, and cameras) and performance monitoring (e.g., sampling, analysis, and reporting), ranges between $20,000 to $40,000 per month. The capital cost for the construction of the PRB and STC was approximately $1.2M including the media, trenching, infiltration gallery, cover, and stormwater controls, or roughly $180/cubic yard of reactive media (1,200 cubic yards for the PRB and 5,500 cubic yards for the STC). | System is seep treatment cell effluent to PRB. Treatment media: 50% granular support media, 12.5% chopped alfalfa hay, 37.5% woodchips/shavings. Average hydraulic conductivity of 8.8-116.2 ft/day in the media. Trench excavated to dry, silty-clay, weathered Dinwoody Formation material to prevent groundwater flow from bypassing under the PRB. Eroded overburden was encountered. Media placed to a depth of 2 ft bgs, covered by non-woven geotextile and 2 ft of Dinwoody Formation material. Infiltration gallery was constructed upgradient to the PRB, and overburden was encountered. Infiltration gallery was overexcavated and compacted Dinwoody Formation materials were used on the base and sidewalls to reduce water contact with the overburden. It was backfilled with coarse drain rock and covered with non-woven geotextile and Dinwoody Formation material. PRB is relatively easy to implement with readily available material and equipment but using the technology to treat seeps or shallow groundwater in close proximity to overburden disposal piles should be approached with caution. The presence of run-of-mine shales in and around excavations contributes to mobilization of unwanted constituents (e.g. arsenic, uranium) | The objectives for the Pilot Study are consistent with the preliminary Remedial Action Objectives (RAOs) for groundwater remedies at Conda. Based on observations from the 2019 and 2020 monitoring, modifications were made to the Pilot Study in fall of 2020. In coordination with the Agencies, it was decided that the modification will require further monitoring in 2021 to fully meet the Pilot Study objectives. 2018-2019 start up period had differing conditions from 2020-2021, and the conditions were not considered representative of long term trends, but reflect the capability of the media to rapidly reach redox and geochemical conditions that facilitate microbially mediated reduction. 2020-2021 are operational conditions. The treatment media contributes to total Ar, Fe and Mn concentrations above the MCLs and drinking water standards. Data indicate that the treatment media in the Seep Treatment Cell and PRB is capable of treating water entering the system with total Se concentrations as high as 6.87 mg/L as well as total Cd concentrations up to 0.00847 mg/L to levels below their respective MCLs. | None, other than those presented elsewhere | Seep treatment cell (STC) pretreatment system influent STC-NES5-IF (upgradient) to GW-64-MA (downgradient of the PRB) is the through the central flow path. Data collection for upgradient/downgradient wells is in some instances shifted by 1-2 days. Reporting on effluents from STC-NES5-IF is only considered during the period that effluent from the pretreatment is available for comparison (June 2019-Oct 2021).
Final Treatability Study Findings Report Field-Scale Permeable Reactive Barrier Pilot Study Conda/Woodall Mountain Mine | Conda/Woodall Mountain Mine | IDN001002862 | N/A | N/A | STC-NES5-IF | Former mining site | Permeable reactive barrier (PRB) with seep treatment cell pre-treatment | Passive | Permeable reactive barrier (PRB) | Pre-treatment | Overburden pile in the headwaters areas of Pedro Creek | Y | Entire system | Specific technologies not specified. PRB is chemical and microbially mediated processes that reduce selenate to selenite and then selenium. Treatment media includes a carbon source (i.e. woodchips), alfalfa hay, and inert sand. Seep treatment cell is pre-treatment cell with treatment media. | Access to the groundwater table is needed. Trench excavated through water-bearing zones of alluvial deposits and into underlying weathered bedrock. | Pilot | 2018-2021, modifications made in 2019 to address seepage | Iron | Fe, total | mg/L | N | N/A |  |  |  | 0.09 | 39.2 | -43455.5556 | [6 empty] | 6.34 | 2020 - 2021 Average, from operational period, not whole dataset | Data not provided | Data not provided | 5.93 | 2020 - 2021 Average, from operational period, not whole dataset | Data not provided | Data not provided | Data not provided | Upgradient | 6.83 | 2.85 | mg/L | 13.77 | °C | Data not provided | N/A | Data not provided | N/A | 129.1 | mV | 3094.4 | µmhos/cm | Turbidity = 3.97 | NTU | data not provided | data not provided | data not provided | data not provided | data not provided | data not provided | N | Groundwater Comparison Value: U.S. EPA Secondary Drinking Water Standard 0.3 mg/L Assessment of treatment goals based on well-specific averages for 2020-2021 | No samples were collected at STC-NES5-EF between November 2018 and April 2019. | An insufficient amount of time since completion of the Pilot Study to adequately evaluate lifespan of the treatment media. The change in alkalinity can be used as an indicator of change in the ability of the media to treat selenium. Alkalinity remained relatively similar after 2 years of operation indicating that after 2 years of operation the microbially-mediated chemical reduction of selenium remains similar to the study onset. | Design had insufficient capacity to contain the flux of snow melt in addition to seep water. Soils in the area of the PRB are tight. In the future, when in an layered alluvial system, incorporate a gravel "pressure relief/effluent storage" zone on the downgradient edge to allow for increased ability to receive effluent water and/or flow onto the land surface if capacity is reached. The hydrogeological study was performed during fall low flow conditions as were the excavation and installation of the PRB bench. Additional water zones may be present during different water levels, so future design data collection should include a hydrogeological investigation in the spring to better characterize flux and water bearing zones in the aquifer during high water conditions. The PRB increased Ar, Fe, Mn and Ur due to eroded overburden material in the lenses on the walls of the excavation and from the seep and sedimentation basin sediments transferred to the PRB. Oxidizing conditions favorable to mobilization of Ur exist when ORP is above -200 mV. Bicarbonate that is likely dominant in the near neutral pH conditions in the vicinity of the PRB can enhance Ur mobility. Redox cycling from fluctuating water table can cause Ur mobilization. Heterogeneity of groundwater inflow along the trench, contact with runoff of mine materials, and microbial activity all contribute to factors affecting degree of treatment within the PRB. The incorporation of the Pilot Study into a potential remedy for the Pedro Creek Sub-Basin, at its current scale and in absence of other actions, may require some modifications to facilitate handling of high spring inflows and additional treatment to address the transport of released uranium into the shallow groundwater and surface water. | Operation and maintenance cost, including remote monitoring (e.g., transducers, telemetry, and cameras) and performance monitoring (e.g., sampling, analysis, and reporting), ranges between $20,000 to $40,000 per month. The capital cost for the construction of the PRB and STC was approximately $1.2M including the media, trenching, infiltration gallery, cover, and stormwater controls, or roughly $180/cubic yard of reactive media (1,200 cubic yards for the PRB and 5,500 cubic yards for the STC). | System is seep treatment cell effluent to PRB. Treatment media: 50% granular support media, 12.5% chopped alfalfa hay, 37.5% woodchips/shavings. Average hydraulic conductivity of 8.8-116.2 ft/day in the media. Trench excavated to dry, silty-clay, weathered Dinwoody Formation material to prevent groundwater flow from bypassing under the PRB. Eroded overburden was encountered. Media placed to a depth of 2 ft bgs, covered by non-woven geotextile and 2 ft of Dinwoody Formation material. Infiltration gallery was constructed upgradient to the PRB, and overburden was encountered. Infiltration gallery was overexcavated and compacted Dinwoody Formation materials were used on the base and sidewalls to reduce water contact with the overburden. It was backfilled with coarse drain rock and covered with non-woven geotextile and Dinwoody Formation material. PRB is relatively easy to implement with readily available material and equipment but using the technology to treat seeps or shallow groundwater in close proximity to overburden disposal piles should be approached with caution. The presence of run-of-mine shales in and around excavations contributes to mobilization of unwanted constituents (e.g. arsenic, uranium) | The objectives for the Pilot Study are consistent with the preliminary Remedial Action Objectives (RAOs) for groundwater remedies at Conda. Based on observations from the 2019 and 2020 monitoring, modifications were made to the Pilot Study in fall of 2020. In coordination with the Agencies, it was decided that the modification will require further monitoring in 2021 to fully meet the Pilot Study objectives. 2018-2019 start up period had differing conditions from 2020-2021, and the conditions were not considered representative of long term trends, but reflect the capability of the media to rapidly reach redox and geochemical conditions that facilitate microbially mediated reduction. 2020-2021 are operational conditions. The treatment media contributes to total Ar, Fe and Mn concentrations above the MCLs and drinking water standards. Data indicate that the treatment media in the Seep Treatment Cell and PRB is capable of treating water entering the system with total Se concentrations as high as 6.87 mg/L as well as total Cd concentrations up to 0.00847 mg/L to levels below their respective MCLs. | None, other than those presented elsewhere | Seep treatment cell (STC) pretreatment system influent STC-NES5-IF (upgradient) to GW-64-MA (downgradient of the PRB) is the through the central flow path. Data collection for upgradient/downgradient wells is in some instances shifted by 1-2 days. Reporting on effluents from STC-NES5-IF is only considered during the period that effluent from the pretreatment is available for comparison (June 2019-Oct 2021).
Final Treatability Study Findings Report Field-Scale Permeable Reactive Barrier Pilot Study Conda/Woodall Mountain Mine | Conda/Woodall Mountain Mine | IDN001002862 | N/A | N/A | GW-64-MA | Former mining site | Permeable reactive barrier (PRB) with seep treatment cell pre-treatment | Passive | Permeable reactive barrier (PRB) | Pre-treatment | Overburden pile in the headwaters areas of Pedro Creek | Y | Entire system | Specific technologies not specified. PRB is chemical and microbially mediated processes that reduce selenate to selenite and then selenium. Treatment media includes a carbon source (i.e. woodchips), alfalfa hay, and inert sand. Seep treatment cell is pre-treatment cell with treatment media. | Access to the groundwater table is needed. Trench excavated through water-bearing zones of alluvial deposits and into underlying weathered bedrock. | Pilot | 2018-2021, modifications made in 2019 to address seepage | Iron | Fe, dissolved | mg/L | N | N/A | [6 empty] | 30.9 | ND | Not applicable |  |  |  | 0.164 | 2020 - 2021 Average, from operational period, not whole dataset | Data not provided | Data not provided | 3.67 | 2020 - 2021 Average, from operational period, not whole dataset | Data not provided | Data not provided | Data not provided | Downgradient | 6.87 | 0.15 | mg/L | 8.23 | °C | Data not provided | N/A | Data not provided | N/A | -15.6 | mV | 2788.9 | µmhos/cm | Turbidity = 4.96 | NTU | data not provided | data not provided | data not provided | data not provided | data not provided | data not provided | N/A | No groundwater comparison value | No samples were collected at STC-NES5-EF between November 2018 and April 2019. | An insufficient amount of time since completion of the Pilot Study to adequately evaluate lifespan of the treatment media. The change in alkalinity can be used as an indicator of change in the ability of the media to treat selenium. Alkalinity remained relatively similar after 2 years of operation indicating that after 2 years of operation the microbially-mediated chemical reduction of selenium remains similar to the study onset. | Design had insufficient capacity to contain the flux of snow melt in addition to seep water. Soils in the area of the PRB are tight. In the future, when in an layered alluvial system, incorporate a gravel "pressure relief/effluent storage" zone on the downgradient edge to allow for increased ability to receive effluent water and/or flow onto the land surface if capacity is reached. The hydrogeological study was performed during fall low flow conditions as were the excavation and installation of the PRB bench. Additional water zones may be present during different water levels, so future design data collection should include a hydrogeological investigation in the spring to better characterize flux and water bearing zones in the aquifer during high water conditions. The PRB increased Ar, Fe, Mn and Ur due to eroded overburden material in the lenses on the walls of the excavation and from the seep and sedimentation basin sediments transferred to the PRB. Oxidizing conditions favorable to mobilization of Ur exist when ORP is above -200 mV. Bicarbonate that is likely dominant in the near neutral pH conditions in the vicinity of the PRB can enhance Ur mobility. Redox cycling from fluctuating water table can cause Ur mobilization. Heterogeneity of groundwater inflow along the trench, contact with runoff of mine materials, and microbial activity all contribute to factors affecting degree of treatment within the PRB. The incorporation of the Pilot Study into a potential remedy for the Pedro Creek Sub-Basin, at its current scale and in absence of other actions, may require some modifications to facilitate handling of high spring inflows and additional treatment to address the transport of released uranium into the shallow groundwater and surface water. | Operation and maintenance cost, including remote monitoring (e.g., transducers, telemetry, and cameras) and performance monitoring (e.g., sampling, analysis, and reporting), ranges between $20,000 to $40,000 per month. The capital cost for the construction of the PRB and STC was approximately $1.2M including the media, trenching, infiltration gallery, cover, and stormwater controls, or roughly $180/cubic yard of reactive media (1,200 cubic yards for the PRB and 5,500 cubic yards for the STC). | System is seep treatment cell effluent to PRB. Treatment media: 50% granular support media, 12.5% chopped alfalfa hay, 37.5% woodchips/shavings. Average hydraulic conductivity of 8.8-116.2 ft/day in the media. Trench excavated to dry, silty-clay, weathered Dinwoody Formation material to prevent groundwater flow from bypassing under the PRB. Eroded overburden was encountered. Media placed to a depth of 2 ft bgs, covered by non-woven geotextile and 2 ft of Dinwoody Formation material. Infiltration gallery was constructed upgradient to the PRB, and overburden was encountered. Infiltration gallery was overexcavated and compacted Dinwoody Formation materials were used on the base and sidewalls to reduce water contact with the overburden. It was backfilled with coarse drain rock and covered with non-woven geotextile and Dinwoody Formation material. PRB is relatively easy to implement with readily available material and equipment but using the technology to treat seeps or shallow groundwater in close proximity to overburden disposal piles should be approached with caution. The presence of run-of-mine shales in and around excavations contributes to mobilization of unwanted constituents (e.g. arsenic, uranium) | The objectives for the Pilot Study are consistent with the preliminary Remedial Action Objectives (RAOs) for groundwater remedies at Conda. Based on observations from the 2019 and 2020 monitoring, modifications were made to the Pilot Study in fall of 2020. In coordination with the Agencies, it was decided that the modification will require further monitoring in 2021 to fully meet the Pilot Study objectives. 2018-2019 start up period had differing conditions from 2020-2021, and the conditions were not considered representative of long term trends, but reflect the capability of the media to rapidly reach redox and geochemical conditions that facilitate microbially mediated reduction. 2020-2021 are operational conditions. The treatment media contributes to total Ar, Fe and Mn concentrations above the MCLs and drinking water standards. Data indicate that the treatment media in the Seep Treatment Cell and PRB is capable of treating water entering the system with total Se concentrations as high as 6.87 mg/L as well as total Cd concentrations up to 0.00847 mg/L to levels below their respective MCLs. | None, other than those presented elsewhere | Seep treatment cell (STC) pretreatment system influent STC-NES5-IF (upgradient) to GW-64-MA (downgradient of the PRB) is the through the central flow path. Data collection for upgradient/downgradient wells is in some instances shifted by 1-2 days. Reporting on effluents from STC-NES5-IF is only considered during the period that effluent from the pretreatment is available for comparison (June 2019-Oct 2021).
Final Treatability Study Findings Report Field-Scale Permeable Reactive Barrier Pilot Study Conda/Woodall Mountain Mine | Conda/Woodall Mountain Mine | IDN001002862 | N/A | N/A | GW-64-MA | Former mining site | Permeable reactive barrier (PRB) with seep treatment cell pre-treatment | Passive | Permeable reactive barrier (PRB) | Pre-treatment | Overburden pile in the headwaters areas of Pedro Creek | Y | Entire system | Specific technologies not specified. PRB is chemical and microbially mediated processes that reduce selenate to selenite and then selenium. Treatment media includes a carbon source (i.e. woodchips), alfalfa hay, and inert sand. Seep treatment cell is pre-treatment cell with treatment media. | Access to the groundwater table is needed. Trench excavated through water-bearing zones of alluvial deposits and into underlying weathered bedrock. | Pilot | 2018-2021, modifications made in 2019 to address seepage | Iron | Fe, total | mg/L | N | N/A | [6 empty] | 39.2 | 0.09 | -43455.5556 |  |  |  | 6.34 | 2020 - 2021 Average, from operational period, not whole dataset | Data not provided | Data not provided | 5.93 | 2020 - 2021 Average, from operational period, not whole dataset | Data not provided | Data not provided | Data not provided | Downgradient | 6.87 | 0.15 | mg/L | 8.23 | °C | Data not provided | N/A | Data not provided | N/A | -15.6 | mV | 2788.9 | µmhos/cm | Turbidity = 4.96 | NTU | data not provided | data not provided | data not provided | data not provided | data not provided | data not provided | N | Groundwater Comparison Value: U.S. EPA Secondary Drinking Water Standard 0.3 mg/L Assessment of treatment goals based on well-specific averages for 2020-2021 | No samples were collected at STC-NES5-EF between November 2018 and April 2019. | An insufficient amount of time since completion of the Pilot Study to adequately evaluate lifespan of the treatment media. The change in alkalinity can be used as an indicator of change in the ability of the media to treat selenium. Alkalinity remained relatively similar after 2 years of operation indicating that after 2 years of operation the microbially-mediated chemical reduction of selenium remains similar to the study onset. | Design had insufficient capacity to contain the flux of snow melt in addition to seep water. Soils in the area of the PRB are tight. In the future, when in an layered alluvial system, incorporate a gravel "pressure relief/effluent storage" zone on the downgradient edge to allow for increased ability to receive effluent water and/or flow onto the land surface if capacity is reached. The hydrogeological study was performed during fall low flow conditions as were the excavation and installation of the PRB bench. Additional water zones may be present during different water levels, so future design data collection should include a hydrogeological investigation in the spring to better characterize flux and water bearing zones in the aquifer during high water conditions. The PRB increased Ar, Fe, Mn and Ur due to eroded overburden material in the lenses on the walls of the excavation and from the seep and sedimentation basin sediments transferred to the PRB. Oxidizing conditions favorable to mobilization of Ur exist when ORP is above -200 mV. Bicarbonate that is likely dominant in the near neutral pH conditions in the vicinity of the PRB can enhance Ur mobility. Redox cycling from fluctuating water table can cause Ur mobilization. Heterogeneity of groundwater inflow along the trench, contact with runoff of mine materials, and microbial activity all contribute to factors affecting degree of treatment within the PRB. The incorporation of the Pilot Study into a potential remedy for the Pedro Creek Sub-Basin, at its current scale and in absence of other actions, may require some modifications to facilitate handling of high spring inflows and additional treatment to address the transport of released uranium into the shallow groundwater and surface water. | Operation and maintenance cost, including remote monitoring (e.g., transducers, telemetry, and cameras) and performance monitoring (e.g., sampling, analysis, and reporting), ranges between $20,000 to $40,000 per month. The capital cost for the construction of the PRB and STC was approximately $1.2M including the media, trenching, infiltration gallery, cover, and stormwater controls, or roughly $180/cubic yard of reactive media (1,200 cubic yards for the PRB and 5,500 cubic yards for the STC). | System is seep treatment cell effluent to PRB. Treatment media: 50% granular support media, 12.5% chopped alfalfa hay, 37.5% woodchips/shavings. Average hydraulic conductivity of 8.8-116.2 ft/day in the media. Trench excavated to dry, silty-clay, weathered Dinwoody Formation material to prevent groundwater flow from bypassing under the PRB. Eroded overburden was encountered. Media placed to a depth of 2 ft bgs, covered by non-woven geotextile and 2 ft of Dinwoody Formation material. Infiltration gallery was constructed upgradient to the PRB, and overburden was encountered. Infiltration gallery was overexcavated and compacted Dinwoody Formation materials were used on the base and sidewalls to reduce water contact with the overburden. It was backfilled with coarse drain rock and covered with non-woven geotextile and Dinwoody Formation material. PRB is relatively easy to implement with readily available material and equipment but using the technology to treat seeps or shallow groundwater in close proximity to overburden disposal piles should be approached with caution. The presence of run-of-mine shales in and around excavations contributes to mobilization of unwanted constituents (e.g. arsenic, uranium) | The objectives for the Pilot Study are consistent with the preliminary Remedial Action Objectives (RAOs) for groundwater remedies at Conda. Based on observations from the 2019 and 2020 monitoring, modifications were made to the Pilot Study in fall of 2020. In coordination with the Agencies, it was decided that the modification will require further monitoring in 2021 to fully meet the Pilot Study objectives. 2018-2019 start up period had differing conditions from 2020-2021, and the conditions were not considered representative of long term trends, but reflect the capability of the media to rapidly reach redox and geochemical conditions that facilitate microbially mediated reduction. 2020-2021 are operational conditions. The treatment media contributes to total Ar, Fe and Mn concentrations above the MCLs and drinking water standards. Data indicate that the treatment media in the Seep Treatment Cell and PRB is capable of treating water entering the system with total Se concentrations as high as 6.87 mg/L as well as total Cd concentrations up to 0.00847 mg/L to levels below their respective MCLs. | None, other than those presented elsewhere | Seep treatment cell (STC) pretreatment system influent STC-NES5-IF (upgradient) to GW-64-MA (downgradient of the PRB) is the through the central flow path. Data collection for upgradient/downgradient wells is in some instances shifted by 1-2 days. Reporting on effluents from STC-NES5-IF is only considered during the period that effluent from the pretreatment is available for comparison (June 2019-Oct 2021).
Final Treatability Study Findings Report Field-Scale Permeable Reactive Barrier Pilot Study Conda/Woodall Mountain Mine | Conda/Woodall Mountain Mine | IDN001002862 | N/A | N/A | GW-64-MA | Former mining site | Permeable reactive barrier (PRB) with seep treatment cell pre-treatment | Passive | Permeable reactive barrier (PRB) | Pre-treatment | Overburden pile in the headwaters areas of Pedro Creek | Y | Entire system | Specific technologies not specified. PRB is chemical and microbially mediated processes that reduce selenate to selenite and then selenium. Treatment media includes a carbon source (i.e. woodchips), alfalfa hay, and inert sand. Seep treatment cell is pre-treatment cell with treatment media. | Access to the groundwater table is needed. Trench excavated through water-bearing zones of alluvial deposits and into underlying weathered bedrock. | Pilot | 2018-2021, modifications made in 2019 to address seepage | Iron | Fe, dissolved | mg/L | N | N/A | [9 empty] | 0.165 | 0.07 | -135.7143 | 0.164 | 2020 - 2021 Average, from operational period, not whole dataset | Data not provided | Data not provided | 3.67 | 2020 - 2021 Average, from operational period, not whole dataset | Data not provided | Data not provided | Data not provided | Downgradient | 6.75 | 0 | mg/L | 9.9 | °C | Data not provided | N/A | Data not provided | N/A | -242.3 | mV | 3156 | µmhos/cm | Turbidity = 5.07 | NTU | data not provided | data not provided | data not provided | data not provided | data not provided | data not provided | N/A | No groundwater comparison value | No samples were collected at STC-NES5-EF between November 2018 and April 2019. | An insufficient amount of time since completion of the Pilot Study to adequately evaluate lifespan of the treatment media. The change in alkalinity can be used as an indicator of change in the ability of the media to treat selenium. Alkalinity remained relatively similar after 2 years of operation indicating that after 2 years of operation the microbially-mediated chemical reduction of selenium remains similar to the study onset. | Design had insufficient capacity to contain the flux of snow melt in addition to seep water. Soils in the area of the PRB are tight. In the future, when in an layered alluvial system, incorporate a gravel "pressure relief/effluent storage" zone on the downgradient edge to allow for increased ability to receive effluent water and/or flow onto the land surface if capacity is reached. The hydrogeological study was performed during fall low flow conditions as were the excavation and installation of the PRB bench. Additional water zones may be present during different water levels, so future design data collection should include a hydrogeological investigation in the spring to better characterize flux and water bearing zones in the aquifer during high water conditions. The PRB increased Ar, Fe, Mn and Ur due to eroded overburden material in the lenses on the walls of the excavation and from the seep and sedimentation basin sediments transferred to the PRB. Oxidizing conditions favorable to mobilization of Ur exist when ORP is above -200 mV. Bicarbonate that is likely dominant in the near neutral pH conditions in the vicinity of the PRB can enhance Ur mobility. Redox cycling from fluctuating water table can cause Ur mobilization. Heterogeneity of groundwater inflow along the trench, contact with runoff of mine materials, and microbial activity all contribute to factors affecting degree of treatment within the PRB. The incorporation of the Pilot Study into a potential remedy for the Pedro Creek Sub-Basin, at its current scale and in absence of other actions, may require some modifications to facilitate handling of high spring inflows and additional treatment to address the transport of released uranium into the shallow groundwater and surface water. | Operation and maintenance cost, including remote monitoring (e.g., transducers, telemetry, and cameras) and performance monitoring (e.g., sampling, analysis, and reporting), ranges between $20,000 to $40,000 per month. The capital cost for the construction of the PRB and STC was approximately $1.2M including the media, trenching, infiltration gallery, cover, and stormwater controls, or roughly $180/cubic yard of reactive media (1,200 cubic yards for the PRB and 5,500 cubic yards for the STC). | System is seep treatment cell effluent to PRB. Treatment media: 50% granular support media, 12.5% chopped alfalfa hay, 37.5% woodchips/shavings. Average hydraulic conductivity of 8.8-116.2 ft/day in the media. Trench excavated to dry, silty-clay, weathered Dinwoody Formation material to prevent groundwater flow from bypassing under the PRB. Eroded overburden was encountered. Media placed to a depth of 2 ft bgs, covered by non-woven geotextile and 2 ft of Dinwoody Formation material. Infiltration gallery was constructed upgradient to the PRB, and overburden was encountered. Infiltration gallery was overexcavated and compacted Dinwoody Formation materials were used on the base and sidewalls to reduce water contact with the overburden. It was backfilled with coarse drain rock and covered with non-woven geotextile and Dinwoody Formation material. PRB is relatively easy to implement with readily available material and equipment but using the technology to treat seeps or shallow groundwater in close proximity to overburden disposal piles should be approached with caution. The presence of run-of-mine shales in and around excavations contributes to mobilization of unwanted constituents (e.g. arsenic, uranium) | The objectives for the Pilot Study are consistent with the preliminary Remedial Action Objectives (RAOs) for groundwater remedies at Conda. Based on observations from the 2019 and 2020 monitoring, modifications were made to the Pilot Study in fall of 2020. In coordination with the Agencies, it was decided that the modification will require further monitoring in 2021 to fully meet the Pilot Study objectives. 2018-2019 start up period had differing conditions from 2020-2021, and the conditions were not considered representative of long term trends, but reflect the capability of the media to rapidly reach redox and geochemical conditions that facilitate microbially mediated reduction. 2020-2021 are operational conditions. The treatment media contributes to total Ar, Fe and Mn concentrations above the MCLs and drinking water standards. Data indicate that the treatment media in the Seep Treatment Cell and PRB is capable of treating water entering the system with total Se concentrations as high as 6.87 mg/L as well as total Cd concentrations up to 0.00847 mg/L to levels below their respective MCLs. | None, other than those presented elsewhere | Seep treatment cell (STC) pretreatment system influent STC-NES5-IF (upgradient) to GW-64-MA (downgradient of the PRB) is the through the central flow path. Data collection for upgradient/downgradient wells is in some instances shifted by 1-2 days. Reporting on effluents from STC-NES5-IF is only considered during the period that effluent from the pretreatment is available for comparison (June 2019-Oct 2021).
Final Treatability Study Findings Report Field-Scale Permeable Reactive Barrier Pilot Study Conda/Woodall Mountain Mine | Conda/Woodall Mountain Mine | IDN001002862 | N/A | N/A | GW-64-MA | Former mining site | Permeable reactive barrier (PRB) with seep treatment cell pre-treatment | Passive | Permeable reactive barrier (PRB) | Pre-treatment | Overburden pile in the headwaters areas of Pedro Creek | Y | Entire system | Specific technologies not specified. PRB is chemical and microbially mediated processes that reduce selenate to selenite and then selenium. Treatment media includes a carbon source (i.e. woodchips), alfalfa hay, and inert sand. Seep treatment cell is pre-treatment cell with treatment media. | Access to the groundwater table is needed. Trench excavated through water-bearing zones of alluvial deposits and into underlying weathered bedrock. | Pilot | 2018-2021, modifications made in 2019 to address seepage | Iron | Fe, total | mg/L | N | N/A | [9 empty] | 0.8 | 4.26 | 81.2207 | 6.34 | 2020 - 2021 Average, from operational period, not whole dataset | Data not provided | Data not provided | 5.93 | 2020 - 2021 Average, from operational period, not whole dataset | Data not provided | Data not provided | Data not provided | Downgradient | 6.9 | -0.12 | mg/L | 9.4 | °C | Data not provided | N/A | Data not provided | N/A | -234.8 | mV | 2994 | µmhos/cm | Turbidity = 2.92 | NTU | data not provided | data not provided | data not provided | data not provided | data not provided | data not provided | N | Groundwater Comparison Value: U.S. EPA Secondary Drinking Water Standard 0.3 mg/L Assessment of treatment goals based on well-specific averages for 2020-2021 | No samples were collected at STC-NES5-EF between November 2018 and April 2019. | An insufficient amount of time since completion of the Pilot Study to adequately evaluate lifespan of the treatment media. The change in alkalinity can be used as an indicator of change in the ability of the media to treat selenium. Alkalinity remained relatively similar after 2 years of operation indicating that after 2 years of operation the microbially-mediated chemical reduction of selenium remains similar to the study onset. | Design had insufficient capacity to contain the flux of snow melt in addition to seep water. Soils in the area of the PRB are tight. In the future, when in an layered alluvial system, incorporate a gravel "pressure relief/effluent storage" zone on the downgradient edge to allow for increased ability to receive effluent water and/or flow onto the land surface if capacity is reached. The hydrogeological study was performed during fall low flow conditions as were the excavation and installation of the PRB bench. Additional water zones may be present during different water levels, so future design data collection should include a hydrogeological investigation in the spring to better characterize flux and water bearing zones in the aquifer during high water conditions. The PRB increased Ar, Fe, Mn and Ur due to eroded overburden material in the lenses on the walls of the excavation and from the seep and sedimentation basin sediments transferred to the PRB. Oxidizing conditions favorable to mobilization of Ur exist when ORP is above -200 mV. Bicarbonate that is likely dominant in the near neutral pH conditions in the vicinity of the PRB can enhance Ur mobility. Redox cycling from fluctuating water table can cause Ur mobilization. Heterogeneity of groundwater inflow along the trench, contact with runoff of mine materials, and microbial activity all contribute to factors affecting degree of treatment within the PRB. The incorporation of the Pilot Study into a potential remedy for the Pedro Creek Sub-Basin, at its current scale and in absence of other actions, may require some modifications to facilitate handling of high spring inflows and additional treatment to address the transport of released uranium into the shallow groundwater and surface water. | Operation and maintenance cost, including remote monitoring (e.g., transducers, telemetry, and cameras) and performance monitoring (e.g., sampling, analysis, and reporting), ranges between $20,000 to $40,000 per month. The capital cost for the construction of the PRB and STC was approximately $1.2M including the media, trenching, infiltration gallery, cover, and stormwater controls, or roughly $180/cubic yard of reactive media (1,200 cubic yards for the PRB and 5,500 cubic yards for the STC). | System is seep treatment cell effluent to PRB. Treatment media: 50% granular support media, 12.5% chopped alfalfa hay, 37.5% woodchips/shavings. Average hydraulic conductivity of 8.8-116.2 ft/day in the media. Trench excavated to dry, silty-clay, weathered Dinwoody Formation material to prevent groundwater flow from bypassing under the PRB. Eroded overburden was encountered. Media placed to a depth of 2 ft bgs, covered by non-woven geotextile and 2 ft of Dinwoody Formation material. Infiltration gallery was constructed upgradient to the PRB, and overburden was encountered. Infiltration gallery was overexcavated and compacted Dinwoody Formation materials were used on the base and sidewalls to reduce water contact with the overburden. It was backfilled with coarse drain rock and covered with non-woven geotextile and Dinwoody Formation material. PRB is relatively easy to implement with readily available material and equipment but using the technology to treat seeps or shallow groundwater in close proximity to overburden disposal piles should be approached with caution. The presence of run-of-mine shales in and around excavations contributes to mobilization of unwanted constituents (e.g. arsenic, uranium) | The objectives for the Pilot Study are consistent with the preliminary Remedial Action Objectives (RAOs) for groundwater remedies at Conda. Based on observations from the 2019 and 2020 monitoring, modifications were made to the Pilot Study in fall of 2020. In coordination with the Agencies, it was decided that the modification will require further monitoring in 2021 to fully meet the Pilot Study objectives. 2018-2019 start up period had differing conditions from 2020-2021, and the conditions were not considered representative of long term trends, but reflect the capability of the media to rapidly reach redox and geochemical conditions that facilitate microbially mediated reduction. 2020-2021 are operational conditions. The treatment media contributes to total Ar, Fe and Mn concentrations above the MCLs and drinking water standards. Data indicate that the treatment media in the Seep Treatment Cell and PRB is capable of treating water entering the system with total Se concentrations as high as 6.87 mg/L as well as total Cd concentrations up to 0.00847 mg/L to levels below their respective MCLs. | None, other than those presented elsewhere | Seep treatment cell (STC) pretreatment system influent STC-NES5-IF (upgradient) to GW-64-MA (downgradient of the PRB) is the through the central flow path. Data collection for upgradient/downgradient wells is in some instances shifted by 1-2 days. Reporting on effluents from STC-NES5-IF is only considered during the period that effluent from the pretreatment is available for comparison (June 2019-Oct 2021).
Final Treatability Study Findings Report Field-Scale Permeable Reactive Barrier Pilot Study Conda/Woodall Mountain Mine | Conda/Woodall Mountain Mine | IDN001002862 | N/A | N/A | STC-NES5-IF | Former mining site | Permeable reactive barrier (PRB) with seep treatment cell pre-treatment | Passive | Permeable reactive barrier (PRB) | Pre-treatment | Overburden pile in the headwaters areas of Pedro Creek | Y | Entire system | Specific technologies not specified. PRB is chemical and microbially mediated processes that reduce selenate to selenite and then selenium. Treatment media includes a carbon source (i.e. woodchips), alfalfa hay, and inert sand. Seep treatment cell is pre-treatment cell with treatment media. | Access to the groundwater table is needed. Trench excavated through water-bearing zones of alluvial deposits and into underlying weathered bedrock. | Pilot | 2018-2021, modifications made in 2019 to address seepage | Manganese | Mn, dissolved | mg/L | N | N/A | 0.024 | 13.3 | -55316.6667 | [9 empty] | 0.0083 | 2020 - 2021 Average, from operational period, not whole dataset | Data not provided | Data not provided | 15.7 | 2020 - 2021 Average, from operational period, not whole dataset | Data not provided | Data not provided | Data not provided | Upgradient | 6.96 | 4.51 | mg/L | 10.4 | °C | Data not provided | N/A | Data not provided | N/A | -68.2 | mV | 3089 | µmhos/cm | Turbidity = 187 | NTU | data not provided | data not provided | data not provided | data not provided | data not provided | data not provided | N/A | No groundwater comparison value | No samples were collected at STC-NES5-EF between November 2018 and April 2019. | An insufficient amount of time since completion of the Pilot Study to adequately evaluate lifespan of the treatment media. The change in alkalinity can be used as an indicator of change in the ability of the media to treat selenium. Alkalinity remained relatively similar after 2 years of operation indicating that after 2 years of operation the microbially-mediated chemical reduction of selenium remains similar to the study onset. | Design had insufficient capacity to contain the flux of snow melt in addition to seep water. Soils in the area of the PRB are tight. In the future, when in an layered alluvial system, incorporate a gravel "pressure relief/effluent storage" zone on the downgradient edge to allow for increased ability to receive effluent water and/or flow onto the land surface if capacity is reached. The hydrogeological study was performed during fall low flow conditions as were the excavation and installation of the PRB bench. Additional water zones may be present during different water levels, so future design data collection should include a hydrogeological investigation in the spring to better characterize flux and water bearing zones in the aquifer during high water conditions. The PRB increased Ar, Fe, Mn and Ur due to eroded overburden material in the lenses on the walls of the excavation and from the seep and sedimentation basin sediments transferred to the PRB. Oxidizing conditions favorable to mobilization of Ur exist when ORP is above -200 mV. Bicarbonate that is likely dominant in the near neutral pH conditions in the vicinity of the PRB can enhance Ur mobility. Redox cycling from fluctuating water table can cause Ur mobilization. Heterogeneity of groundwater inflow along the trench, contact with runoff of mine materials, and microbial activity all contribute to factors affecting degree of treatment within the PRB. The incorporation of the Pilot Study into a potential remedy for the Pedro Creek Sub-Basin, at its current scale and in absence of other actions, may require some modifications to facilitate handling of high spring inflows and additional treatment to address the transport of released uranium into the shallow groundwater and surface water. | Operation and maintenance cost, including remote monitoring (e.g., transducers, telemetry, and cameras) and performance monitoring (e.g., sampling, analysis, and reporting), ranges between $20,000 to $40,000 per month. The capital cost for the construction of the PRB and STC was approximately $1.2M including the media, trenching, infiltration gallery, cover, and stormwater controls, or roughly $180/cubic yard of reactive media (1,200 cubic yards for the PRB and 5,500 cubic yards for the STC). | System is seep treatment cell effluent to PRB. Treatment media: 50% granular support media, 12.5% chopped alfalfa hay, 37.5% woodchips/shavings. Average hydraulic conductivity of 8.8-116.2 ft/day in the media. Trench excavated to dry, silty-clay, weathered Dinwoody Formation material to prevent groundwater flow from bypassing under the PRB. Eroded overburden was encountered. Media placed to a depth of 2 ft bgs, covered by non-woven geotextile and 2 ft of Dinwoody Formation material. Infiltration gallery was constructed upgradient to the PRB, and overburden was encountered. Infiltration gallery was overexcavated and compacted Dinwoody Formation materials were used on the base and sidewalls to reduce water contact with the overburden. It was backfilled with coarse drain rock and covered with non-woven geotextile and Dinwoody Formation material. PRB is relatively easy to implement with readily available material and equipment but using the technology to treat seeps or shallow groundwater in close proximity to overburden disposal piles should be approached with caution. The presence of run-of-mine shales in and around excavations contributes to mobilization of unwanted constituents (e.g. arsenic, uranium) | The objectives for the Pilot Study are consistent with the preliminary Remedial Action Objectives (RAOs) for groundwater remedies at Conda. Based on observations from the 2019 and 2020 monitoring, modifications were made to the Pilot Study in fall of 2020. In coordination with the Agencies, it was decided that the modification will require further monitoring in 2021 to fully meet the Pilot Study objectives. 2018-2019 start up period had differing conditions from 2020-2021, and the conditions were not considered representative of long term trends, but reflect the capability of the media to rapidly reach redox and geochemical conditions that facilitate microbially mediated reduction. 2020-2021 are operational conditions. The treatment media contributes to total Ar, Fe and Mn concentrations above the MCLs and drinking water standards. Data indicate that the treatment media in the Seep Treatment Cell and PRB is capable of treating water entering the system with total Se concentrations as high as 6.87 mg/L as well as total Cd concentrations up to 0.00847 mg/L to levels below their respective MCLs. | None, other than those presented elsewhere | Seep treatment cell (STC) pretreatment system influent STC-NES5-IF (upgradient) to GW-64-MA (downgradient of the PRB) is the through the central flow path. Data collection for upgradient/downgradient wells is in some instances shifted by 1-2 days. Reporting on effluents from STC-NES5-IF is only considered during the period that effluent from the pretreatment is available for comparison (June 2019-Oct 2021).
Final Treatability Study Findings Report Field-Scale Permeable Reactive Barrier Pilot Study Conda/Woodall Mountain Mine | Conda/Woodall Mountain Mine | IDN001002862 | N/A | N/A | STC-NES5-IF | Former mining site | Permeable reactive barrier (PRB) with seep treatment cell pre-treatment | Passive | Permeable reactive barrier (PRB) | Pre-treatment | Overburden pile in the headwaters areas of Pedro Creek | Y | Entire system | Specific technologies not specified. PRB is chemical and microbially mediated processes that reduce selenate to selenite and then selenium. Treatment media includes a carbon source (i.e. woodchips), alfalfa hay, and inert sand. Seep treatment cell is pre-treatment cell with treatment media. | Access to the groundwater table is needed. Trench excavated through water-bearing zones of alluvial deposits and into underlying weathered bedrock. | Pilot | 2018-2021, modifications made in 2019 to address seepage | Manganese | Mn, total | mg/L | N | N/A | 0.19 | 21.9 | -11426.3158 | [9 empty] | 0.0988 | 2020 - 2021 Average, from operational period, not whole dataset | Data not provided | Data not provided | 15.3 | 2020 - 2021 Average, from operational period, not whole dataset | Data not provided | Data not provided | Data not provided | Upgradient | 6.88 | 4.17 | mg/L | 10.3 | °C | Data not provided | N/A | Data not provided | N/A | -34.9 | mV | 3182 | µmhos/cm | Turbidity = 131.9 | NTU | data not provided | data not provided | data not provided | data not provided | data not provided | data not provided | N | Groundwater Comparison Value: U.S. EPA Secondary Drinking Water Standard 0.05 mg/L Assessment of treatment goals based on well-specific averages for 2020-2021 | No samples were collected at STC-NES5-EF between November 2018 and April 2019. | An insufficient amount of time since completion of the Pilot Study to adequately evaluate lifespan of the treatment media. The change in alkalinity can be used as an indicator of change in the ability of the media to treat selenium. Alkalinity remained relatively similar after 2 years of operation indicating that after 2 years of operation the microbially-mediated chemical reduction of selenium remains similar to the study onset. | Design had insufficient capacity to contain the flux of snow melt in addition to seep water. Soils in the area of the PRB are tight. In the future, when in an layered alluvial system, incorporate a gravel "pressure relief/effluent storage" zone on the downgradient edge to allow for increased ability to receive effluent water and/or flow onto the land surface if capacity is reached. The hydrogeological study was performed during fall low flow conditions as were the excavation and installation of the PRB bench. Additional water zones may be present during different water levels, so future design data collection should include a hydrogeological investigation in the spring to better characterize flux and water bearing zones in the aquifer during high water conditions. The PRB increased Ar, Fe, Mn and Ur due to eroded overburden material in the lenses on the walls of the excavation and from the seep and sedimentation basin sediments transferred to the PRB. Oxidizing conditions favorable to mobilization of Ur exist when ORP is above -200 mV. Bicarbonate that is likely dominant in the near neutral pH conditions in the vicinity of the PRB can enhance Ur mobility. Redox cycling from fluctuating water table can cause Ur mobilization. Heterogeneity of groundwater inflow along the trench, contact with runoff of mine materials, and microbial activity all contribute to factors affecting degree of treatment within the PRB. The incorporation of the Pilot Study into a potential remedy for the Pedro Creek Sub-Basin, at its current scale and in absence of other actions, may require some modifications to facilitate handling of high spring inflows and additional treatment to address the transport of released uranium into the shallow groundwater and surface water. | Operation and maintenance cost, including remote monitoring (e.g., transducers, telemetry, and cameras) and performance monitoring (e.g., sampling, analysis, and reporting), ranges between $20,000 to $40,000 per month. The capital cost for the construction of the PRB and STC was approximately $1.2M including the media, trenching, infiltration gallery, cover, and stormwater controls, or roughly $180/cubic yard of reactive media (1,200 cubic yards for the PRB and 5,500 cubic yards for the STC). | System is seep treatment cell effluent to PRB. Treatment media: 50% granular support media, 12.5% chopped alfalfa hay, 37.5% woodchips/shavings. Average hydraulic conductivity of 8.8-116.2 ft/day in the media. Trench excavated to dry, silty-clay, weathered Dinwoody Formation material to prevent groundwater flow from bypassing under the PRB. Eroded overburden was encountered. Media placed to a depth of 2 ft bgs, covered by non-woven geotextile and 2 ft of Dinwoody Formation material. Infiltration gallery was constructed upgradient to the PRB, and overburden was encountered. Infiltration gallery was overexcavated and compacted Dinwoody Formation materials were used on the base and sidewalls to reduce water contact with the overburden. It was backfilled with coarse drain rock and covered with non-woven geotextile and Dinwoody Formation material. PRB is relatively easy to implement with readily available material and equipment but using the technology to treat seeps or shallow groundwater in close proximity to overburden disposal piles should be approached with caution. The presence of run-of-mine shales in and around excavations contributes to mobilization of unwanted constituents (e.g. arsenic, uranium) | The objectives for the Pilot Study are consistent with the preliminary Remedial Action Objectives (RAOs) for groundwater remedies at Conda. Based on observations from the 2019 and 2020 monitoring, modifications were made to the Pilot Study in fall of 2020. In coordination with the Agencies, it was decided that the modification will require further monitoring in 2021 to fully meet the Pilot Study objectives. 2018-2019 start up period had differing conditions from 2020-2021, and the conditions were not considered representative of long term trends, but reflect the capability of the media to rapidly reach redox and geochemical conditions that facilitate microbially mediated reduction. 2020-2021 are operational conditions. The treatment media contributes to total Ar, Fe and Mn concentrations above the MCLs and drinking water standards. Data indicate that the treatment media in the Seep Treatment Cell and PRB is capable of treating water entering the system with total Se concentrations as high as 6.87 mg/L as well as total Cd concentrations up to 0.00847 mg/L to levels below their respective MCLs. | None, other than those presented elsewhere | Seep treatment cell (STC) pretreatment system influent STC-NES5-IF (upgradient) to GW-64-MA (downgradient of the PRB) is the through the central flow path. Data collection for upgradient/downgradient wells is in some instances shifted by 1-2 days. Reporting on effluents from STC-NES5-IF is only considered during the period that effluent from the pretreatment is available for comparison (June 2019-Oct 2021).
Final Treatability Study Findings Report Field-Scale Permeable Reactive Barrier Pilot Study Conda/Woodall Mountain Mine | Conda/Woodall Mountain Mine | IDN001002862 | N/A | N/A | STC-NES5-IF | Former mining site | Permeable reactive barrier (PRB) with seep treatment cell pre-treatment | Passive | Permeable reactive barrier (PRB) | Pre-treatment | Overburden pile in the headwaters areas of Pedro Creek | Y | Entire system | Specific technologies not specified. PRB is chemical and microbially mediated processes that reduce selenate to selenite and then selenium. Treatment media includes a carbon source (i.e. woodchips), alfalfa hay, and inert sand. Seep treatment cell is pre-treatment cell with treatment media. | Access to the groundwater table is needed. Trench excavated through water-bearing zones of alluvial deposits and into underlying weathered bedrock. | Pilot | 2018-2021, modifications made in 2019 to address seepage | Manganese | Mn, dissolved | mg/L | N | N/A |  |  |  | ND | 13.7 - 32.2 | Not applicable | [6 empty] | 0.0083 | 2020 - 2021 Average, from operational period, not whole dataset | Data not provided | Data not provided | 15.7 | 2020 - 2021 Average, from operational period, not whole dataset | Data not provided | Data not provided | Data not provided | Upgradient | 6.81 – 6.86 | 4.26 – 5.9 | mg/L | 9.4 – 11.73 | °C | Data not provided | N/A | Data not provided | N/A | (-)181.3 – 198.5 | mV | 3,329 – 3,382.2 | µmhos/cm | Turbidity = 3.18 – 33.34 | NTU | data not provided | data not provided | data not provided | data not provided | data not provided | data not provided | N/A | No groundwater comparison value | No samples were collected at STC-NES5-EF between November 2018 and April 2019. | An insufficient amount of time since completion of the Pilot Study to adequately evaluate lifespan of the treatment media. The change in alkalinity can be used as an indicator of change in the ability of the media to treat selenium. Alkalinity remained relatively similar after 2 years of operation indicating that after 2 years of operation the microbially-mediated chemical reduction of selenium remains similar to the study onset. | Design had insufficient capacity to contain the flux of snow melt in addition to seep water. Soils in the area of the PRB are tight. In the future, when in an layered alluvial system, incorporate a gravel "pressure relief/effluent storage" zone on the downgradient edge to allow for increased ability to receive effluent water and/or flow onto the land surface if capacity is reached. The hydrogeological study was performed during fall low flow conditions as were the excavation and installation of the PRB bench. Additional water zones may be present during different water levels, so future design data collection should include a hydrogeological investigation in the spring to better characterize flux and water bearing zones in the aquifer during high water conditions. The PRB increased Ar, Fe, Mn and Ur due to eroded overburden material in the lenses on the walls of the excavation and from the seep and sedimentation basin sediments transferred to the PRB. Oxidizing conditions favorable to mobilization of Ur exist when ORP is above -200 mV. Bicarbonate that is likely dominant in the near neutral pH conditions in the vicinity of the PRB can enhance Ur mobility. Redox cycling from fluctuating water table can cause Ur mobilization. Heterogeneity of groundwater inflow along the trench, contact with runoff of mine materials, and microbial activity all contribute to factors affecting degree of treatment within the PRB. The incorporation of the Pilot Study into a potential remedy for the Pedro Creek Sub-Basin, at its current scale and in absence of other actions, may require some modifications to facilitate handling of high spring inflows and additional treatment to address the transport of released uranium into the shallow groundwater and surface water. | Operation and maintenance cost, including remote monitoring (e.g., transducers, telemetry, and cameras) and performance monitoring (e.g., sampling, analysis, and reporting), ranges between $20,000 to $40,000 per month. The capital cost for the construction of the PRB and STC was approximately $1.2M including the media, trenching, infiltration gallery, cover, and stormwater controls, or roughly $180/cubic yard of reactive media (1,200 cubic yards for the PRB and 5,500 cubic yards for the STC). | System is seep treatment cell effluent to PRB. Treatment media: 50% granular support media, 12.5% chopped alfalfa hay, 37.5% woodchips/shavings. Average hydraulic conductivity of 8.8-116.2 ft/day in the media. Trench excavated to dry, silty-clay, weathered Dinwoody Formation material to prevent groundwater flow from bypassing under the PRB. Eroded overburden was encountered. Media placed to a depth of 2 ft bgs, covered by non-woven geotextile and 2 ft of Dinwoody Formation material. Infiltration gallery was constructed upgradient to the PRB, and overburden was encountered. Infiltration gallery was overexcavated and compacted Dinwoody Formation materials were used on the base and sidewalls to reduce water contact with the overburden. It was backfilled with coarse drain rock and covered with non-woven geotextile and Dinwoody Formation material. PRB is relatively easy to implement with readily available material and equipment but using the technology to treat seeps or shallow groundwater in close proximity to overburden disposal piles should be approached with caution. The presence of run-of-mine shales in and around excavations contributes to mobilization of unwanted constituents (e.g. arsenic, uranium) | The objectives for the Pilot Study are consistent with the preliminary Remedial Action Objectives (RAOs) for groundwater remedies at Conda. Based on observations from the 2019 and 2020 monitoring, modifications were made to the Pilot Study in fall of 2020. In coordination with the Agencies, it was decided that the modification will require further monitoring in 2021 to fully meet the Pilot Study objectives. 2018-2019 start up period had differing conditions from 2020-2021, and the conditions were not considered representative of long term trends, but reflect the capability of the media to rapidly reach redox and geochemical conditions that facilitate microbially mediated reduction. 2020-2021 are operational conditions. The treatment media contributes to total Ar, Fe and Mn concentrations above the MCLs and drinking water standards. Data indicate that the treatment media in the Seep Treatment Cell and PRB is capable of treating water entering the system with total Se concentrations as high as 6.87 mg/L as well as total Cd concentrations up to 0.00847 mg/L to levels below their respective MCLs. | None, other than those presented elsewhere | Seep treatment cell (STC) pretreatment system influent STC-NES5-IF (upgradient) to GW-64-MA (downgradient of the PRB) is the through the central flow path. Data collection for upgradient/downgradient wells is in some instances shifted by 1-2 days. Reporting on effluents from STC-NES5-IF is only considered during the period that effluent from the pretreatment is available for comparison (June 2019-Oct 2021).
Final Treatability Study Findings Report Field-Scale Permeable Reactive Barrier Pilot Study Conda/Woodall Mountain Mine | Conda/Woodall Mountain Mine | IDN001002862 | N/A | N/A | STC-NES5-IF | Former mining site | Permeable reactive barrier (PRB) with seep treatment cell pre-treatment | Passive | Permeable reactive barrier (PRB) | Pre-treatment | Overburden pile in the headwaters areas of Pedro Creek | Y | Entire system | Specific technologies not specified. PRB is chemical and microbially mediated processes that reduce selenate to selenite and then selenium. Treatment media includes a carbon source (i.e. woodchips), alfalfa hay, and inert sand. Seep treatment cell is pre-treatment cell with treatment media. | Access to the groundwater table is needed. Trench excavated through water-bearing zones of alluvial deposits and into underlying weathered bedrock. | Pilot | 2018-2021, modifications made in 2019 to address seepage | Manganese | Mn, total | mg/L | N | N/A |  |  |  | 0.0146 | 35.9 | -245790.411 | [6 empty] | 0.0988 | 2020 - 2021 Average, from operational period, not whole dataset | Data not provided | Data not provided | 15.3 | 2020 - 2021 Average, from operational period, not whole dataset | Data not provided | Data not provided | Data not provided | Upgradient | 6.83 | 2.85 | mg/L | 13.77 | °C | Data not provided | N/A | Data not provided | N/A | 129.1 | mV | 3094.4 | µmhos/cm | Turbidity = 3.97 | NTU | data not provided | data not provided | data not provided | data not provided | data not provided | data not provided | N | Groundwater Comparison Value: U.S. EPA Secondary Drinking Water Standard 0.05 mg/L Assessment of treatment goals based on well-specific averages for 2020-2021 | No samples were collected at STC-NES5-EF between November 2018 and April 2019. | An insufficient amount of time since completion of the Pilot Study to adequately evaluate lifespan of the treatment media. The change in alkalinity can be used as an indicator of change in the ability of the media to treat selenium. Alkalinity remained relatively similar after 2 years of operation indicating that after 2 years of operation the microbially-mediated chemical reduction of selenium remains similar to the study onset. | Design had insufficient capacity to contain the flux of snow melt in addition to seep water. Soils in the area of the PRB are tight. In the future, when in an layered alluvial system, incorporate a gravel "pressure relief/effluent storage" zone on the downgradient edge to allow for increased ability to receive effluent water and/or flow onto the land surface if capacity is reached. The hydrogeological study was performed during fall low flow conditions as were the excavation and installation of the PRB bench. Additional water zones may be present during different water levels, so future design data collection should include a hydrogeological investigation in the spring to better characterize flux and water bearing zones in the aquifer during high water conditions. The PRB increased Ar, Fe, Mn and Ur due to eroded overburden material in the lenses on the walls of the excavation and from the seep and sedimentation basin sediments transferred to the PRB. Oxidizing conditions favorable to mobilization of Ur exist when ORP is above -200 mV. Bicarbonate that is likely dominant in the near neutral pH conditions in the vicinity of the PRB can enhance Ur mobility. Redox cycling from fluctuating water table can cause Ur mobilization. Heterogeneity of groundwater inflow along the trench, contact with runoff of mine materials, and microbial activity all contribute to factors affecting degree of treatment within the PRB. The incorporation of the Pilot Study into a potential remedy for the Pedro Creek Sub-Basin, at its current scale and in absence of other actions, may require some modifications to facilitate handling of high spring inflows and additional treatment to address the transport of released uranium into the shallow groundwater and surface water. | Operation and maintenance cost, including remote monitoring (e.g., transducers, telemetry, and cameras) and performance monitoring (e.g., sampling, analysis, and reporting), ranges between $20,000 to $40,000 per month. The capital cost for the construction of the PRB and STC was approximately $1.2M including the media, trenching, infiltration gallery, cover, and stormwater controls, or roughly $180/cubic yard of reactive media (1,200 cubic yards for the PRB and 5,500 cubic yards for the STC). | System is seep treatment cell effluent to PRB. Treatment media: 50% granular support media, 12.5% chopped alfalfa hay, 37.5% woodchips/shavings. Average hydraulic conductivity of 8.8-116.2 ft/day in the media. Trench excavated to dry, silty-clay, weathered Dinwoody Formation material to prevent groundwater flow from bypassing under the PRB. Eroded overburden was encountered. Media placed to a depth of 2 ft bgs, covered by non-woven geotextile and 2 ft of Dinwoody Formation material. Infiltration gallery was constructed upgradient to the PRB, and overburden was encountered. Infiltration gallery was overexcavated and compacted Dinwoody Formation materials were used on the base and sidewalls to reduce water contact with the overburden. It was backfilled with coarse drain rock and covered with non-woven geotextile and Dinwoody Formation material. PRB is relatively easy to implement with readily available material and equipment but using the technology to treat seeps or shallow groundwater in close proximity to overburden disposal piles should be approached with caution. The presence of run-of-mine shales in and around excavations contributes to mobilization of unwanted constituents (e.g. arsenic, uranium) | The objectives for the Pilot Study are consistent with the preliminary Remedial Action Objectives (RAOs) for groundwater remedies at Conda. Based on observations from the 2019 and 2020 monitoring, modifications were made to the Pilot Study in fall of 2020. In coordination with the Agencies, it was decided that the modification will require further monitoring in 2021 to fully meet the Pilot Study objectives. 2018-2019 start up period had differing conditions from 2020-2021, and the conditions were not considered representative of long term trends, but reflect the capability of the media to rapidly reach redox and geochemical conditions that facilitate microbially mediated reduction. 2020-2021 are operational conditions. The treatment media contributes to total Ar, Fe and Mn concentrations above the MCLs and drinking water standards. Data indicate that the treatment media in the Seep Treatment Cell and PRB is capable of treating water entering the system with total Se concentrations as high as 6.87 mg/L as well as total Cd concentrations up to 0.00847 mg/L to levels below their respective MCLs. | None, other than those presented elsewhere | Seep treatment cell (STC) pretreatment system influent STC-NES5-IF (upgradient) to GW-64-MA (downgradient of the PRB) is the through the central flow path. Data collection for upgradient/downgradient wells is in some instances shifted by 1-2 days. Reporting on effluents from STC-NES5-IF is only considered during the period that effluent from the pretreatment is available for comparison (June 2019-Oct 2021).
Final Treatability Study Findings Report Field-Scale Permeable Reactive Barrier Pilot Study Conda/Woodall Mountain Mine | Conda/Woodall Mountain Mine | IDN001002862 | N/A | N/A | GW-64-MA | Former mining site | Permeable reactive barrier (PRB) with seep treatment cell pre-treatment | Passive | Permeable reactive barrier (PRB) | Pre-treatment | Overburden pile in the headwaters areas of Pedro Creek | Y | Entire system | Specific technologies not specified. PRB is chemical and microbially mediated processes that reduce selenate to selenite and then selenium. Treatment media includes a carbon source (i.e. woodchips), alfalfa hay, and inert sand. Seep treatment cell is pre-treatment cell with treatment media. | Access to the groundwater table is needed. Trench excavated through water-bearing zones of alluvial deposits and into underlying weathered bedrock. | Pilot | 2018-2021, modifications made in 2019 to address seepage | Manganese | Mn, dissolved | mg/L | N | N/A | [6 empty] | 34.3 | 0.0102 | -336174.5098 |  |  |  | 0.0083 | 2020 - 2021 Average, from operational period, not whole dataset | Data not provided | Data not provided | 15.7 | 2020 - 2021 Average, from operational period, not whole dataset | Data not provided | Data not provided | Data not provided | Downgradient | 6.64 | 0.38 | mg/L | 11.49 | °C | Data not provided | N/A | Data not provided | N/A | -183.5 | mV | 2535.2 | µmhos/cm | Turbidity = 39.63 | NTU | data not provided | data not provided | data not provided | data not provided | data not provided | data not provided | N/A | No groundwater comparison value | No samples were collected at STC-NES5-EF between November 2018 and April 2019. | An insufficient amount of time since completion of the Pilot Study to adequately evaluate lifespan of the treatment media. The change in alkalinity can be used as an indicator of change in the ability of the media to treat selenium. Alkalinity remained relatively similar after 2 years of operation indicating that after 2 years of operation the microbially-mediated chemical reduction of selenium remains similar to the study onset. | Design had insufficient capacity to contain the flux of snow melt in addition to seep water. Soils in the area of the PRB are tight. In the future, when in an layered alluvial system, incorporate a gravel "pressure relief/effluent storage" zone on the downgradient edge to allow for increased ability to receive effluent water and/or flow onto the land surface if capacity is reached. The hydrogeological study was performed during fall low flow conditions as were the excavation and installation of the PRB bench. Additional water zones may be present during different water levels, so future design data collection should include a hydrogeological investigation in the spring to better characterize flux and water bearing zones in the aquifer during high water conditions. The PRB increased Ar, Fe, Mn and Ur due to eroded overburden material in the lenses on the walls of the excavation and from the seep and sedimentation basin sediments transferred to the PRB. Oxidizing conditions favorable to mobilization of Ur exist when ORP is above -200 mV. Bicarbonate that is likely dominant in the near neutral pH conditions in the vicinity of the PRB can enhance Ur mobility. Redox cycling from fluctuating water table can cause Ur mobilization. Heterogeneity of groundwater inflow along the trench, contact with runoff of mine materials, and microbial activity all contribute to factors affecting degree of treatment within the PRB. The incorporation of the Pilot Study into a potential remedy for the Pedro Creek Sub-Basin, at its current scale and in absence of other actions, may require some modifications to facilitate handling of high spring inflows and additional treatment to address the transport of released uranium into the shallow groundwater and surface water. | Operation and maintenance cost, including remote monitoring (e.g., transducers, telemetry, and cameras) and performance monitoring (e.g., sampling, analysis, and reporting), ranges between $20,000 to $40,000 per month. The capital cost for the construction of the PRB and STC was approximately $1.2M including the media, trenching, infiltration gallery, cover, and stormwater controls, or roughly $180/cubic yard of reactive media (1,200 cubic yards for the PRB and 5,500 cubic yards for the STC). | System is seep treatment cell effluent to PRB. Treatment media: 50% granular support media, 12.5% chopped alfalfa hay, 37.5% woodchips/shavings. Average hydraulic conductivity of 8.8-116.2 ft/day in the media. Trench excavated to dry, silty-clay, weathered Dinwoody Formation material to prevent groundwater flow from bypassing under the PRB. Eroded overburden was encountered. Media placed to a depth of 2 ft bgs, covered by non-woven geotextile and 2 ft of Dinwoody Formation material. Infiltration gallery was constructed upgradient to the PRB, and overburden was encountered. Infiltration gallery was overexcavated and compacted Dinwoody Formation materials were used on the base and sidewalls to reduce water contact with the overburden. It was backfilled with coarse drain rock and covered with non-woven geotextile and Dinwoody Formation material. PRB is relatively easy to implement with readily available material and equipment but using the technology to treat seeps or shallow groundwater in close proximity to overburden disposal piles should be approached with caution. The presence of run-of-mine shales in and around excavations contributes to mobilization of unwanted constituents (e.g. arsenic, uranium) | The objectives for the Pilot Study are consistent with the preliminary Remedial Action Objectives (RAOs) for groundwater remedies at Conda. Based on observations from the 2019 and 2020 monitoring, modifications were made to the Pilot Study in fall of 2020. In coordination with the Agencies, it was decided that the modification will require further monitoring in 2021 to fully meet the Pilot Study objectives. 2018-2019 start up period had differing conditions from 2020-2021, and the conditions were not considered representative of long term trends, but reflect the capability of the media to rapidly reach redox and geochemical conditions that facilitate microbially mediated reduction. 2020-2021 are operational conditions. The treatment media contributes to total Ar, Fe and Mn concentrations above the MCLs and drinking water standards. Data indicate that the treatment media in the Seep Treatment Cell and PRB is capable of treating water entering the system with total Se concentrations as high as 6.87 mg/L as well as total Cd concentrations up to 0.00847 mg/L to levels below their respective MCLs. | None, other than those presented elsewhere | Seep treatment cell (STC) pretreatment system influent STC-NES5-IF (upgradient) to GW-64-MA (downgradient of the PRB) is the through the central flow path. Data collection for upgradient/downgradient wells is in some instances shifted by 1-2 days. Reporting on effluents from STC-NES5-IF is only considered during the period that effluent from the pretreatment is available for comparison (June 2019-Oct 2021).
Final Treatability Study Findings Report Field-Scale Permeable Reactive Barrier Pilot Study Conda/Woodall Mountain Mine | Conda/Woodall Mountain Mine | IDN001002862 | N/A | N/A | GW-64-MA | Former mining site | Permeable reactive barrier (PRB) with seep treatment cell pre-treatment | Passive | Permeable reactive barrier (PRB) | Pre-treatment | Overburden pile in the headwaters areas of Pedro Creek | Y | Entire system | Specific technologies not specified. PRB is chemical and microbially mediated processes that reduce selenate to selenite and then selenium. Treatment media includes a carbon source (i.e. woodchips), alfalfa hay, and inert sand. Seep treatment cell is pre-treatment cell with treatment media. | Access to the groundwater table is needed. Trench excavated through water-bearing zones of alluvial deposits and into underlying weathered bedrock. | Pilot | 2018-2021, modifications made in 2019 to address seepage | Manganese | Mn, total | mg/L | N | N/A | [6 empty] | 35.9 | 0.0146 | -245790.411 |  |  |  | 0.0988 | 2020 - 2021 Average, from operational period, not whole dataset | Data not provided | Data not provided | 15.3 | 2020 - 2021 Average, from operational period, not whole dataset | Data not provided | Data not provided | Data not provided | Downgradient | 6.87 | 0.15 | mg/L | 8.23 | °C | Data not provided | N/A | Data not provided | N/A | -15.6 | mV | 2788.9 | µmhos/cm | Turbidity = 4.96 | NTU | data not provided | data not provided | data not provided | data not provided | data not provided | data not provided | N | Groundwater Comparison Value: U.S. EPA Secondary Drinking Water Standard 0.05 mg/L Assessment of treatment goals based on well-specific averages for 2020-2021 | No samples were collected at STC-NES5-EF between November 2018 and April 2019. | An insufficient amount of time since completion of the Pilot Study to adequately evaluate lifespan of the treatment media. The change in alkalinity can be used as an indicator of change in the ability of the media to treat selenium. Alkalinity remained relatively similar after 2 years of operation indicating that after 2 years of operation the microbially-mediated chemical reduction of selenium remains similar to the study onset. | Design had insufficient capacity to contain the flux of snow melt in addition to seep water. Soils in the area of the PRB are tight. In the future, when in an layered alluvial system, incorporate a gravel "pressure relief/effluent storage" zone on the downgradient edge to allow for increased ability to receive effluent water and/or flow onto the land surface if capacity is reached. The hydrogeological study was performed during fall low flow conditions as were the excavation and installation of the PRB bench. Additional water zones may be present during different water levels, so future design data collection should include a hydrogeological investigation in the spring to better characterize flux and water bearing zones in the aquifer during high water conditions. The PRB increased Ar, Fe, Mn and Ur due to eroded overburden material in the lenses on the walls of the excavation and from the seep and sedimentation basin sediments transferred to the PRB. Oxidizing conditions favorable to mobilization of Ur exist when ORP is above -200 mV. Bicarbonate that is likely dominant in the near neutral pH conditions in the vicinity of the PRB can enhance Ur mobility. Redox cycling from fluctuating water table can cause Ur mobilization. Heterogeneity of groundwater inflow along the trench, contact with runoff of mine materials, and microbial activity all contribute to factors affecting degree of treatment within the PRB. The incorporation of the Pilot Study into a potential remedy for the Pedro Creek Sub-Basin, at its current scale and in absence of other actions, may require some modifications to facilitate handling of high spring inflows and additional treatment to address the transport of released uranium into the shallow groundwater and surface water. | Operation and maintenance cost, including remote monitoring (e.g., transducers, telemetry, and cameras) and performance monitoring (e.g., sampling, analysis, and reporting), ranges between $20,000 to $40,000 per month. The capital cost for the construction of the PRB and STC was approximately $1.2M including the media, trenching, infiltration gallery, cover, and stormwater controls, or roughly $180/cubic yard of reactive media (1,200 cubic yards for the PRB and 5,500 cubic yards for the STC). | System is seep treatment cell effluent to PRB. Treatment media: 50% granular support media, 12.5% chopped alfalfa hay, 37.5% woodchips/shavings. Average hydraulic conductivity of 8.8-116.2 ft/day in the media. Trench excavated to dry, silty-clay, weathered Dinwoody Formation material to prevent groundwater flow from bypassing under the PRB. Eroded overburden was encountered. Media placed to a depth of 2 ft bgs, covered by non-woven geotextile and 2 ft of Dinwoody Formation material. Infiltration gallery was constructed upgradient to the PRB, and overburden was encountered. Infiltration gallery was overexcavated and compacted Dinwoody Formation materials were used on the base and sidewalls to reduce water contact with the overburden. It was backfilled with coarse drain rock and covered with non-woven geotextile and Dinwoody Formation material. PRB is relatively easy to implement with readily available material and equipment but using the technology to treat seeps or shallow groundwater in close proximity to overburden disposal piles should be approached with caution. The presence of run-of-mine shales in and around excavations contributes to mobilization of unwanted constituents (e.g. arsenic, uranium) | The objectives for the Pilot Study are consistent with the preliminary Remedial Action Objectives (RAOs) for groundwater remedies at Conda. Based on observations from the 2019 and 2020 monitoring, modifications were made to the Pilot Study in fall of 2020. In coordination with the Agencies, it was decided that the modification will require further monitoring in 2021 to fully meet the Pilot Study objectives. 2018-2019 start up period had differing conditions from 2020-2021, and the conditions were not considered representative of long term trends, but reflect the capability of the media to rapidly reach redox and geochemical conditions that facilitate microbially mediated reduction. 2020-2021 are operational conditions. The treatment media contributes to total Ar, Fe and Mn concentrations above the MCLs and drinking water standards. Data indicate that the treatment media in the Seep Treatment Cell and PRB is capable of treating water entering the system with total Se concentrations as high as 6.87 mg/L as well as total Cd concentrations up to 0.00847 mg/L to levels below their respective MCLs. | None, other than those presented elsewhere | Seep treatment cell (STC) pretreatment system influent STC-NES5-IF (upgradient) to GW-64-MA (downgradient of the PRB) is the through the central flow path. Data collection for upgradient/downgradient wells is in some instances shifted by 1-2 days. Reporting on effluents from STC-NES5-IF is only considered during the period that effluent from the pretreatment is available for comparison (June 2019-Oct 2021).
Final Treatability Study Findings Report Field-Scale Permeable Reactive Barrier Pilot Study Conda/Woodall Mountain Mine | Conda/Woodall Mountain Mine | IDN001002862 | N/A | N/A | GW-64-MA | Former mining site | Permeable reactive barrier (PRB) with seep treatment cell pre-treatment | Passive | Permeable reactive barrier (PRB) | Pre-treatment | Overburden pile in the headwaters areas of Pedro Creek | Y | Entire system | Specific technologies not specified. PRB is chemical and microbially mediated processes that reduce selenate to selenite and then selenium. Treatment media includes a carbon source (i.e. woodchips), alfalfa hay, and inert sand. Seep treatment cell is pre-treatment cell with treatment media. | Access to the groundwater table is needed. Trench excavated through water-bearing zones of alluvial deposits and into underlying weathered bedrock. | Pilot | 2018-2021, modifications made in 2019 to address seepage | Manganese | Mn, dissolved | mg/L | N | N/A | [9 empty] | 13.2 | 0.006 | -219900 | 0.0083 | 2020 - 2021 Average, from operational period, not whole dataset | Data not provided | Data not provided | 15.7 | 2020 - 2021 Average, from operational period, not whole dataset | Data not provided | Data not provided | Data not provided | Downgradient | 6.9 | -0.12 | mg/L | 9.4 | °C | Data not provided | N/A | Data not provided | N/A | -234.8 | mV | 2994 | µmhos/cm | Turbidity = 2.92 | NTU | data not provided | data not provided | data not provided | data not provided | data not provided | data not provided | N/A | No groundwater comparison value | No samples were collected at STC-NES5-EF between November 2018 and April 2019. | An insufficient amount of time since completion of the Pilot Study to adequately evaluate lifespan of the treatment media. The change in alkalinity can be used as an indicator of change in the ability of the media to treat selenium. Alkalinity remained relatively similar after 2 years of operation indicating that after 2 years of operation the microbially-mediated chemical reduction of selenium remains similar to the study onset. | Design had insufficient capacity to contain the flux of snow melt in addition to seep water. Soils in the area of the PRB are tight. In the future, when in an layered alluvial system, incorporate a gravel "pressure relief/effluent storage" zone on the downgradient edge to allow for increased ability to receive effluent water and/or flow onto the land surface if capacity is reached. The hydrogeological study was performed during fall low flow conditions as were the excavation and installation of the PRB bench. Additional water zones may be present during different water levels, so future design data collection should include a hydrogeological investigation in the spring to better characterize flux and water bearing zones in the aquifer during high water conditions. The PRB increased Ar, Fe, Mn and Ur due to eroded overburden material in the lenses on the walls of the excavation and from the seep and sedimentation basin sediments transferred to the PRB. Oxidizing conditions favorable to mobilization of Ur exist when ORP is above -200 mV. Bicarbonate that is likely dominant in the near neutral pH conditions in the vicinity of the PRB can enhance Ur mobility. Redox cycling from fluctuating water table can cause Ur mobilization. Heterogeneity of groundwater inflow along the trench, contact with runoff of mine materials, and microbial activity all contribute to factors affecting degree of treatment within the PRB. The incorporation of the Pilot Study into a potential remedy for the Pedro Creek Sub-Basin, at its current scale and in absence of other actions, may require some modifications to facilitate handling of high spring inflows and additional treatment to address the transport of released uranium into the shallow groundwater and surface water. | Operation and maintenance cost, including remote monitoring (e.g., transducers, telemetry, and cameras) and performance monitoring (e.g., sampling, analysis, and reporting), ranges between $20,000 to $40,000 per month. The capital cost for the construction of the PRB and STC was approximately $1.2M including the media, trenching, infiltration gallery, cover, and stormwater controls, or roughly $180/cubic yard of reactive media (1,200 cubic yards for the PRB and 5,500 cubic yards for the STC). | System is seep treatment cell effluent to PRB. Treatment media: 50% granular support media, 12.5% chopped alfalfa hay, 37.5% woodchips/shavings. Average hydraulic conductivity of 8.8-116.2 ft/day in the media. Trench excavated to dry, silty-clay, weathered Dinwoody Formation material to prevent groundwater flow from bypassing under the PRB. Eroded overburden was encountered. Media placed to a depth of 2 ft bgs, covered by non-woven geotextile and 2 ft of Dinwoody Formation material. Infiltration gallery was constructed upgradient to the PRB, and overburden was encountered. Infiltration gallery was overexcavated and compacted Dinwoody Formation materials were used on the base and sidewalls to reduce water contact with the overburden. It was backfilled with coarse drain rock and covered with non-woven geotextile and Dinwoody Formation material. PRB is relatively easy to implement with readily available material and equipment but using the technology to treat seeps or shallow groundwater in close proximity to overburden disposal piles should be approached with caution. The presence of run-of-mine shales in and around excavations contributes to mobilization of unwanted constituents (e.g. arsenic, uranium) | The objectives for the Pilot Study are consistent with the preliminary Remedial Action Objectives (RAOs) for groundwater remedies at Conda. Based on observations from the 2019 and 2020 monitoring, modifications were made to the Pilot Study in fall of 2020. In coordination with the Agencies, it was decided that the modification will require further monitoring in 2021 to fully meet the Pilot Study objectives. 2018-2019 start up period had differing conditions from 2020-2021, and the conditions were not considered representative of long term trends, but reflect the capability of the media to rapidly reach redox and geochemical conditions that facilitate microbially mediated reduction. 2020-2021 are operational conditions. The treatment media contributes to total Ar, Fe and Mn concentrations above the MCLs and drinking water standards. Data indicate that the treatment media in the Seep Treatment Cell and PRB is capable of treating water entering the system with total Se concentrations as high as 6.87 mg/L as well as total Cd concentrations up to 0.00847 mg/L to levels below their respective MCLs. | None, other than those presented elsewhere | Seep treatment cell (STC) pretreatment system influent STC-NES5-IF (upgradient) to GW-64-MA (downgradient of the PRB) is the through the central flow path. Data collection for upgradient/downgradient wells is in some instances shifted by 1-2 days. Reporting on effluents from STC-NES5-IF is only considered during the period that effluent from the pretreatment is available for comparison (June 2019-Oct 2021).
Final Treatability Study Findings Report Field-Scale Permeable Reactive Barrier Pilot Study Conda/Woodall Mountain Mine | Conda/Woodall Mountain Mine | IDN001002862 | N/A | N/A | GW-64-MA | Former mining site | Permeable reactive barrier (PRB) with seep treatment cell pre-treatment | Passive | Permeable reactive barrier (PRB) | Pre-treatment | Overburden pile in the headwaters areas of Pedro Creek | Y | Entire system | Specific technologies not specified. PRB is chemical and microbially mediated processes that reduce selenate to selenite and then selenium. Treatment media includes a carbon source (i.e. woodchips), alfalfa hay, and inert sand. Seep treatment cell is pre-treatment cell with treatment media. | Access to the groundwater table is needed. Trench excavated through water-bearing zones of alluvial deposits and into underlying weathered bedrock. | Pilot | 2018-2021, modifications made in 2019 to address seepage | Manganese | Mn, total | mg/L | N | N/A | [9 empty] | 13 | 0.072 | -17955.5556 | 0.0988 | 2020 - 2021 Average, from operational period, not whole dataset | Data not provided | Data not provided | 15.3 | 2020 - 2021 Average, from operational period, not whole dataset | Data not provided | Data not provided | Data not provided | Downgradient | 6.9 | -0.12 | mg/L | 9.4 | °C | Data not provided | N/A | Data not provided | N/A | -234.8 | mV | 2994 | µmhos/cm | Turbidity = 2.92 | NTU | data not provided | data not provided | data not provided | data not provided | data not provided | data not provided | N | Groundwater Comparison Value: U.S. EPA Secondary Drinking Water Standard 0.05 mg/L Assessment of treatment goals based on well-specific averages for 2020-2021 | No samples were collected at STC-NES5-EF between November 2018 and April 2019. | An insufficient amount of time since completion of the Pilot Study to adequately evaluate lifespan of the treatment media. The change in alkalinity can be used as an indicator of change in the ability of the media to treat selenium. Alkalinity remained relatively similar after 2 years of operation indicating that after 2 years of operation the microbially-mediated chemical reduction of selenium remains similar to the study onset. | Design had insufficient capacity to contain the flux of snow melt in addition to seep water. Soils in the area of the PRB are tight. In the future, when in an layered alluvial system, incorporate a gravel "pressure relief/effluent storage" zone on the downgradient edge to allow for increased ability to receive effluent water and/or flow onto the land surface if capacity is reached. The hydrogeological study was performed during fall low flow conditions as were the excavation and installation of the PRB bench. Additional water zones may be present during different water levels, so future design data collection should include a hydrogeological investigation in the spring to better characterize flux and water bearing zones in the aquifer during high water conditions. The PRB increased Ar, Fe, Mn and Ur due to eroded overburden material in the lenses on the walls of the excavation and from the seep and sedimentation basin sediments transferred to the PRB. Oxidizing conditions favorable to mobilization of Ur exist when ORP is above -200 mV. Bicarbonate that is likely dominant in the near neutral pH conditions in the vicinity of the PRB can enhance Ur mobility. Redox cycling from fluctuating water table can cause Ur mobilization. Heterogeneity of groundwater inflow along the trench, contact with runoff of mine materials, and microbial activity all contribute to factors affecting degree of treatment within the PRB. The incorporation of the Pilot Study into a potential remedy for the Pedro Creek Sub-Basin, at its current scale and in absence of other actions, may require some modifications to facilitate handling of high spring inflows and additional treatment to address the transport of released uranium into the shallow groundwater and surface water. | Operation and maintenance cost, including remote monitoring (e.g., transducers, telemetry, and cameras) and performance monitoring (e.g., sampling, analysis, and reporting), ranges between $20,000 to $40,000 per month. The capital cost for the construction of the PRB and STC was approximately $1.2M including the media, trenching, infiltration gallery, cover, and stormwater controls, or roughly $180/cubic yard of reactive media (1,200 cubic yards for the PRB and 5,500 cubic yards for the STC). | System is seep treatment cell effluent to PRB. Treatment media: 50% granular support media, 12.5% chopped alfalfa hay, 37.5% woodchips/shavings. Average hydraulic conductivity of 8.8-116.2 ft/day in the media. Trench excavated to dry, silty-clay, weathered Dinwoody Formation material to prevent groundwater flow from bypassing under the PRB. Eroded overburden was encountered. Media placed to a depth of 2 ft bgs, covered by non-woven geotextile and 2 ft of Dinwoody Formation material. Infiltration gallery was constructed upgradient to the PRB, and overburden was encountered. Infiltration gallery was overexcavated and compacted Dinwoody Formation materials were used on the base and sidewalls to reduce water contact with the overburden. It was backfilled with coarse drain rock and covered with non-woven geotextile and Dinwoody Formation material. PRB is relatively easy to implement with readily available material and equipment but using the technology to treat seeps or shallow groundwater in close proximity to overburden disposal piles should be approached with caution. The presence of run-of-mine shales in and around excavations contributes to mobilization of unwanted constituents (e.g. arsenic, uranium) | The objectives for the Pilot Study are consistent with the preliminary Remedial Action Objectives (RAOs) for groundwater remedies at Conda. Based on observations from the 2019 and 2020 monitoring, modifications were made to the Pilot Study in fall of 2020. In coordination with the Agencies, it was decided that the modification will require further monitoring in 2021 to fully meet the Pilot Study objectives. 2018-2019 start up period had differing conditions from 2020-2021, and the conditions were not considered representative of long term trends, but reflect the capability of the media to rapidly reach redox and geochemical conditions that facilitate microbially mediated reduction. 2020-2021 are operational conditions. The treatment media contributes to total Ar, Fe and Mn concentrations above the MCLs and drinking water standards. Data indicate that the treatment media in the Seep Treatment Cell and PRB is capable of treating water entering the system with total Se concentrations as high as 6.87 mg/L as well as total Cd concentrations up to 0.00847 mg/L to levels below their respective MCLs. | None, other than those presented elsewhere | Seep treatment cell (STC) pretreatment system influent STC-NES5-IF (upgradient) to GW-64-MA (downgradient of the PRB) is the through the central flow path. Data collection for upgradient/downgradient wells is in some instances shifted by 1-2 days. Reporting on effluents from STC-NES5-IF is only considered during the period that effluent from the pretreatment is available for comparison (June 2019-Oct 2021).
Final Treatability Study Findings Report Field-Scale Permeable Reactive Barrier Pilot Study Conda/Woodall Mountain Mine | Conda/Woodall Mountain Mine | IDN001002862 | N/A | N/A | STC-NES5-IF | Former mining site | Permeable reactive barrier (PRB) with seep treatment cell pre-treatment | Passive | Permeable reactive barrier (PRB) | Pre-treatment | Overburden pile in the headwaters areas of Pedro Creek | Y | Entire system | Specific technologies not specified. PRB is chemical and microbially mediated processes that reduce selenate to selenite and then selenium. Treatment media includes a carbon source (i.e. woodchips), alfalfa hay, and inert sand. Seep treatment cell is pre-treatment cell with treatment media. | Access to the groundwater table is needed. Trench excavated through water-bearing zones of alluvial deposits and into underlying weathered bedrock. | Pilot | 2018-2021, modifications made in 2019 to address seepage | Uranium | U, dissolved | mg/L | N | N/A | 0.0232 | 0.00373 | 83.9224 | [9 empty] | 0.0214 | 2020 - 2021 Average, from operational period, not whole dataset | Data not provided | Data not provided | 0.00294 | 2020 - 2021 Average, from operational period, not whole dataset | Data not provided | Data not provided | Data not provided | Upgradient | 6.91 | 4.87 | mg/L | 10.8 | °C | Data not provided | N/A | Data not provided | N/A | 78.9 | mV | 3324 | µmhos/cm | Turbidity = 78.14 | NTU | data not provided | data not provided | data not provided | data not provided | data not provided | data not provided | N/A | No groundwater comparison value | No samples were collected at STC-NES5-EF between November 2018 and April 2019. | An insufficient amount of time since completion of the Pilot Study to adequately evaluate lifespan of the treatment media. The change in alkalinity can be used as an indicator of change in the ability of the media to treat selenium. Alkalinity remained relatively similar after 2 years of operation indicating that after 2 years of operation the microbially-mediated chemical reduction of selenium remains similar to the study onset. | Design had insufficient capacity to contain the flux of snow melt in addition to seep water. Soils in the area of the PRB are tight. In the future, when in an layered alluvial system, incorporate a gravel "pressure relief/effluent storage" zone on the downgradient edge to allow for increased ability to receive effluent water and/or flow onto the land surface if capacity is reached. The hydrogeological study was performed during fall low flow conditions as were the excavation and installation of the PRB bench. Additional water zones may be present during different water levels, so future design data collection should include a hydrogeological investigation in the spring to better characterize flux and water bearing zones in the aquifer during high water conditions. The PRB increased Ar, Fe, Mn and Ur due to eroded overburden material in the lenses on the walls of the excavation and from the seep and sedimentation basin sediments transferred to the PRB. Oxidizing conditions favorable to mobilization of Ur exist when ORP is above -200 mV. Bicarbonate that is likely dominant in the near neutral pH conditions in the vicinity of the PRB can enhance Ur mobility. Redox cycling from fluctuating water table can cause Ur mobilization. Heterogeneity of groundwater inflow along the trench, contact with runoff of mine materials, and microbial activity all contribute to factors affecting degree of treatment within the PRB. The incorporation of the Pilot Study into a potential remedy for the Pedro Creek Sub-Basin, at its current scale and in absence of other actions, may require some modifications to facilitate handling of high spring inflows and additional treatment to address the transport of released uranium into the shallow groundwater and surface water. | Operation and maintenance cost, including remote monitoring (e.g., transducers, telemetry, and cameras) and performance monitoring (e.g., sampling, analysis, and reporting), ranges between $20,000 to $40,000 per month. The capital cost for the construction of the PRB and STC was approximately $1.2M including the media, trenching, infiltration gallery, cover, and stormwater controls, or roughly $180/cubic yard of reactive media (1,200 cubic yards for the PRB and 5,500 cubic yards for the STC). | System is seep treatment cell effluent to PRB. Treatment media: 50% granular support media, 12.5% chopped alfalfa hay, 37.5% woodchips/shavings. Average hydraulic conductivity of 8.8-116.2 ft/day in the media. Trench excavated to dry, silty-clay, weathered Dinwoody Formation material to prevent groundwater flow from bypassing under the PRB. Eroded overburden was encountered. Media placed to a depth of 2 ft bgs, covered by non-woven geotextile and 2 ft of Dinwoody Formation material. Infiltration gallery was constructed upgradient to the PRB, and overburden was encountered. Infiltration gallery was overexcavated and compacted Dinwoody Formation materials were used on the base and sidewalls to reduce water contact with the overburden. It was backfilled with coarse drain rock and covered with non-woven geotextile and Dinwoody Formation material. PRB is relatively easy to implement with readily available material and equipment but using the technology to treat seeps or shallow groundwater in close proximity to overburden disposal piles should be approached with caution. The presence of run-of-mine shales in and around excavations contributes to mobilization of unwanted constituents (e.g. arsenic, uranium) | The objectives for the Pilot Study are consistent with the preliminary Remedial Action Objectives (RAOs) for groundwater remedies at Conda. Based on observations from the 2019 and 2020 monitoring, modifications were made to the Pilot Study in fall of 2020. In coordination with the Agencies, it was decided that the modification will require further monitoring in 2021 to fully meet the Pilot Study objectives. 2018-2019 start up period had differing conditions from 2020-2021, and the conditions were not considered representative of long term trends, but reflect the capability of the media to rapidly reach redox and geochemical conditions that facilitate microbially mediated reduction. 2020-2021 are operational conditions. The treatment media contributes to total Ar, Fe and Mn concentrations above the MCLs and drinking water standards. Data indicate that the treatment media in the Seep Treatment Cell and PRB is capable of treating water entering the system with total Se concentrations as high as 6.87 mg/L as well as total Cd concentrations up to 0.00847 mg/L to levels below their respective MCLs. | None, other than those presented elsewhere | Seep treatment cell (STC) pretreatment system influent STC-NES5-IF (upgradient) to GW-64-MA (downgradient of the PRB) is the through the central flow path. Data collection for upgradient/downgradient wells is in some instances shifted by 1-2 days. Reporting on effluents from STC-NES5-IF is only considered during the period that effluent from the pretreatment is available for comparison (June 2019-Oct 2021).
Final Treatability Study Findings Report Field-Scale Permeable Reactive Barrier Pilot Study Conda/Woodall Mountain Mine | Conda/Woodall Mountain Mine | IDN001002862 | N/A | N/A | STC-NES5-IF | Former mining site | Permeable reactive barrier (PRB) with seep treatment cell pre-treatment | Passive | Permeable reactive barrier (PRB) | Pre-treatment | Overburden pile in the headwaters areas of Pedro Creek | Y | Entire system | Specific technologies not specified. PRB is chemical and microbially mediated processes that reduce selenate to selenite and then selenium. Treatment media includes a carbon source (i.e. woodchips), alfalfa hay, and inert sand. Seep treatment cell is pre-treatment cell with treatment media. | Access to the groundwater table is needed. Trench excavated through water-bearing zones of alluvial deposits and into underlying weathered bedrock. | Pilot | 2018-2021, modifications made in 2019 to address seepage | Uranium | U, total | mg/L | N | N/A | 0.0249 | 0.00218 | 91.245 | [9 empty] | 0.0235 | 2020 - 2021 Average, from operational period, not whole dataset | Data not provided | Data not provided | 0.00332 | 2020 - 2021 Average, from operational period, not whole dataset | Data not provided | Data not provided | Data not provided | Upgradient | 6.96 | 4.51 | mg/L | 10.4 | °C | Data not provided | N/A | Data not provided | N/A | -68.2 | mV | 3089 | µmhos/cm | Turbidity = 187 | NTU | data not provided | data not provided | data not provided | data not provided | data not provided | data not provided | Y | Groundwater Comparison Value: U.S. EPA MCL 0.03 mg/L Assessment of treatment goals based on well-specific averages for 2020-2021 | No samples were collected at STC-NES5-EF between November 2018 and April 2019. | An insufficient amount of time since completion of the Pilot Study to adequately evaluate lifespan of the treatment media. The change in alkalinity can be used as an indicator of change in the ability of the media to treat selenium. Alkalinity remained relatively similar after 2 years of operation indicating that after 2 years of operation the microbially-mediated chemical reduction of selenium remains similar to the study onset. | Design had insufficient capacity to contain the flux of snow melt in addition to seep water. Soils in the area of the PRB are tight. In the future, when in an layered alluvial system, incorporate a gravel "pressure relief/effluent storage" zone on the downgradient edge to allow for increased ability to receive effluent water and/or flow onto the land surface if capacity is reached. The hydrogeological study was performed during fall low flow conditions as were the excavation and installation of the PRB bench. Additional water zones may be present during different water levels, so future design data collection should include a hydrogeological investigation in the spring to better characterize flux and water bearing zones in the aquifer during high water conditions. The PRB increased Ar, Fe, Mn and Ur due to eroded overburden material in the lenses on the walls of the excavation and from the seep and sedimentation basin sediments transferred to the PRB. Oxidizing conditions favorable to mobilization of Ur exist when ORP is above -200 mV. Bicarbonate that is likely dominant in the near neutral pH conditions in the vicinity of the PRB can enhance Ur mobility. Redox cycling from fluctuating water table can cause Ur mobilization. Heterogeneity of groundwater inflow along the trench, contact with runoff of mine materials, and microbial activity all contribute to factors affecting degree of treatment within the PRB. The incorporation of the Pilot Study into a potential remedy for the Pedro Creek Sub-Basin, at its current scale and in absence of other actions, may require some modifications to facilitate handling of high spring inflows and additional treatment to address the transport of released uranium into the shallow groundwater and surface water. | Operation and maintenance cost, including remote monitoring (e.g., transducers, telemetry, and cameras) and performance monitoring (e.g., sampling, analysis, and reporting), ranges between $20,000 to $40,000 per month. The capital cost for the construction of the PRB and STC was approximately $1.2M including the media, trenching, infiltration gallery, cover, and stormwater controls, or roughly $180/cubic yard of reactive media (1,200 cubic yards for the PRB and 5,500 cubic yards for the STC). | System is seep treatment cell effluent to PRB. Treatment media: 50% granular support media, 12.5% chopped alfalfa hay, 37.5% woodchips/shavings. Average hydraulic conductivity of 8.8-116.2 ft/day in the media. Trench excavated to dry, silty-clay, weathered Dinwoody Formation material to prevent groundwater flow from bypassing under the PRB. Eroded overburden was encountered. Media placed to a depth of 2 ft bgs, covered by non-woven geotextile and 2 ft of Dinwoody Formation material. Infiltration gallery was constructed upgradient to the PRB, and overburden was encountered. Infiltration gallery was overexcavated and compacted Dinwoody Formation materials were used on the base and sidewalls to reduce water contact with the overburden. It was backfilled with coarse drain rock and covered with non-woven geotextile and Dinwoody Formation material. PRB is relatively easy to implement with readily available material and equipment but using the technology to treat seeps or shallow groundwater in close proximity to overburden disposal piles should be approached with caution. The presence of run-of-mine shales in and around excavations contributes to mobilization of unwanted constituents (e.g. arsenic, uranium) | The objectives for the Pilot Study are consistent with the preliminary Remedial Action Objectives (RAOs) for groundwater remedies at Conda. Based on observations from the 2019 and 2020 monitoring, modifications were made to the Pilot Study in fall of 2020. In coordination with the Agencies, it was decided that the modification will require further monitoring in 2021 to fully meet the Pilot Study objectives. 2018-2019 start up period had differing conditions from 2020-2021, and the conditions were not considered representative of long term trends, but reflect the capability of the media to rapidly reach redox and geochemical conditions that facilitate microbially mediated reduction. 2020-2021 are operational conditions. The treatment media contributes to total Ar, Fe and Mn concentrations above the MCLs and drinking water standards. Data indicate that the treatment media in the Seep Treatment Cell and PRB is capable of treating water entering the system with total Se concentrations as high as 6.87 mg/L as well as total Cd concentrations up to 0.00847 mg/L to levels below their respective MCLs. | None, other than those presented elsewhere | Seep treatment cell (STC) pretreatment system influent STC-NES5-IF (upgradient) to GW-64-MA (downgradient of the PRB) is the through the central flow path. Data collection for upgradient/downgradient wells is in some instances shifted by 1-2 days. Reporting on effluents from STC-NES5-IF is only considered during the period that effluent from the pretreatment is available for comparison (June 2019-Oct 2021).
Final Treatability Study Findings Report Field-Scale Permeable Reactive Barrier Pilot Study Conda/Woodall Mountain Mine | Conda/Woodall Mountain Mine | IDN001002862 | N/A | N/A | STC-NES5-IF | Former mining site | Permeable reactive barrier (PRB) with seep treatment cell pre-treatment | Passive | Permeable reactive barrier (PRB) | Pre-treatment | Overburden pile in the headwaters areas of Pedro Creek | Y | Entire system | Specific technologies not specified. PRB is chemical and microbially mediated processes that reduce selenate to selenite and then selenium. Treatment media includes a carbon source (i.e. woodchips), alfalfa hay, and inert sand. Seep treatment cell is pre-treatment cell with treatment media. | Access to the groundwater table is needed. Trench excavated through water-bearing zones of alluvial deposits and into underlying weathered bedrock. | Pilot | 2018-2021, modifications made in 2019 to address seepage | Uranium | U, dissolved | mg/L | N | N/A |  |  |  | 0.0186 | 0.0164 | 11.828 | [6 empty] | 0.0214 | 2020 - 2021 Average, from operational period, not whole dataset | Data not provided | Data not provided | 0.00294 | 2020 - 2021 Average, from operational period, not whole dataset | Data not provided | Data not provided | Data not provided | Upgradient | 6.66 | 3.26 | mg/L | 8.95 | °C | Data not provided | N/A | Data not provided | N/A | 270.7 | mV | 3354 | µmhos/cm | Turbidity = 11.32 | NTU | data not provided | data not provided | data not provided | data not provided | data not provided | data not provided | N/A | No groundwater comparison value | No samples were collected at STC-NES5-EF between November 2018 and April 2019. | An insufficient amount of time since completion of the Pilot Study to adequately evaluate lifespan of the treatment media. The change in alkalinity can be used as an indicator of change in the ability of the media to treat selenium. Alkalinity remained relatively similar after 2 years of operation indicating that after 2 years of operation the microbially-mediated chemical reduction of selenium remains similar to the study onset. | Design had insufficient capacity to contain the flux of snow melt in addition to seep water. Soils in the area of the PRB are tight. In the future, when in an layered alluvial system, incorporate a gravel "pressure relief/effluent storage" zone on the downgradient edge to allow for increased ability to receive effluent water and/or flow onto the land surface if capacity is reached. The hydrogeological study was performed during fall low flow conditions as were the excavation and installation of the PRB bench. Additional water zones may be present during different water levels, so future design data collection should include a hydrogeological investigation in the spring to better characterize flux and water bearing zones in the aquifer during high water conditions. The PRB increased Ar, Fe, Mn and Ur due to eroded overburden material in the lenses on the walls of the excavation and from the seep and sedimentation basin sediments transferred to the PRB. Oxidizing conditions favorable to mobilization of Ur exist when ORP is above -200 mV. Bicarbonate that is likely dominant in the near neutral pH conditions in the vicinity of the PRB can enhance Ur mobility. Redox cycling from fluctuating water table can cause Ur mobilization. Heterogeneity of groundwater inflow along the trench, contact with runoff of mine materials, and microbial activity all contribute to factors affecting degree of treatment within the PRB. The incorporation of the Pilot Study into a potential remedy for the Pedro Creek Sub-Basin, at its current scale and in absence of other actions, may require some modifications to facilitate handling of high spring inflows and additional treatment to address the transport of released uranium into the shallow groundwater and surface water. | Operation and maintenance cost, including remote monitoring (e.g., transducers, telemetry, and cameras) and performance monitoring (e.g., sampling, analysis, and reporting), ranges between $20,000 to $40,000 per month. The capital cost for the construction of the PRB and STC was approximately $1.2M including the media, trenching, infiltration gallery, cover, and stormwater controls, or roughly $180/cubic yard of reactive media (1,200 cubic yards for the PRB and 5,500 cubic yards for the STC). | System is seep treatment cell effluent to PRB. Treatment media: 50% granular support media, 12.5% chopped alfalfa hay, 37.5% woodchips/shavings. Average hydraulic conductivity of 8.8-116.2 ft/day in the media. Trench excavated to dry, silty-clay, weathered Dinwoody Formation material to prevent groundwater flow from bypassing under the PRB. Eroded overburden was encountered. Media placed to a depth of 2 ft bgs, covered by non-woven geotextile and 2 ft of Dinwoody Formation material. Infiltration gallery was constructed upgradient to the PRB, and overburden was encountered. Infiltration gallery was overexcavated and compacted Dinwoody Formation materials were used on the base and sidewalls to reduce water contact with the overburden. It was backfilled with coarse drain rock and covered with non-woven geotextile and Dinwoody Formation material. PRB is relatively easy to implement with readily available material and equipment but using the technology to treat seeps or shallow groundwater in close proximity to overburden disposal piles should be approached with caution. The presence of run-of-mine shales in and around excavations contributes to mobilization of unwanted constituents (e.g. arsenic, uranium) | The objectives for the Pilot Study are consistent with the preliminary Remedial Action Objectives (RAOs) for groundwater remedies at Conda. Based on observations from the 2019 and 2020 monitoring, modifications were made to the Pilot Study in fall of 2020. In coordination with the Agencies, it was decided that the modification will require further monitoring in 2021 to fully meet the Pilot Study objectives. 2018-2019 start up period had differing conditions from 2020-2021, and the conditions were not considered representative of long term trends, but reflect the capability of the media to rapidly reach redox and geochemical conditions that facilitate microbially mediated reduction. 2020-2021 are operational conditions. The treatment media contributes to total Ar, Fe and Mn concentrations above the MCLs and drinking water standards. Data indicate that the treatment media in the Seep Treatment Cell and PRB is capable of treating water entering the system with total Se concentrations as high as 6.87 mg/L as well as total Cd concentrations up to 0.00847 mg/L to levels below their respective MCLs. | None, other than those presented elsewhere | Seep treatment cell (STC) pretreatment system influent STC-NES5-IF (upgradient) to GW-64-MA (downgradient of the PRB) is the through the central flow path. Data collection for upgradient/downgradient wells is in some instances shifted by 1-2 days. Reporting on effluents from STC-NES5-IF is only considered during the period that effluent from the pretreatment is available for comparison (June 2019-Oct 2021).
Final Treatability Study Findings Report Field-Scale Permeable Reactive Barrier Pilot Study Conda/Woodall Mountain Mine | Conda/Woodall Mountain Mine | IDN001002862 | N/A | N/A | STC-NES5-IF | Former mining site | Permeable reactive barrier (PRB) with seep treatment cell pre-treatment | Passive | Permeable reactive barrier (PRB) | Pre-treatment | Overburden pile in the headwaters areas of Pedro Creek | Y | Entire system | Specific technologies not specified. PRB is chemical and microbially mediated processes that reduce selenate to selenite and then selenium. Treatment media includes a carbon source (i.e. woodchips), alfalfa hay, and inert sand. Seep treatment cell is pre-treatment cell with treatment media. | Access to the groundwater table is needed. Trench excavated through water-bearing zones of alluvial deposits and into underlying weathered bedrock. | Pilot | 2018-2021, modifications made in 2019 to address seepage | Uranium | U, total | mg/L | N | N/A |  |  |  | 0.0204 | 0.00575 | 71.8137 | [6 empty] | 0.0235 | 2020 - 2021 Average, from operational period, not whole dataset | Data not provided | Data not provided | 0.00332 | 2020 - 2021 Average, from operational period, not whole dataset | Data not provided | Data not provided | Data not provided | Upgradient | 6.81 | 4.6 | mg/L | 9.9 | °C | Data not provided | N/A | Data not provided | N/A | 198.5 | mV | 3379 | µmhos/cm | Turbidity = 3.18 | NTU | data not provided | data not provided | data not provided | data not provided | data not provided | data not provided | Y | Groundwater Comparison Value: U.S. EPA MCL 0.03 mg/L Assessment of treatment goals based on well-specific averages for 2020-2021 | No samples were collected at STC-NES5-EF between November 2018 and April 2019. | An insufficient amount of time since completion of the Pilot Study to adequately evaluate lifespan of the treatment media. The change in alkalinity can be used as an indicator of change in the ability of the media to treat selenium. Alkalinity remained relatively similar after 2 years of operation indicating that after 2 years of operation the microbially-mediated chemical reduction of selenium remains similar to the study onset. | Design had insufficient capacity to contain the flux of snow melt in addition to seep water. Soils in the area of the PRB are tight. In the future, when in an layered alluvial system, incorporate a gravel "pressure relief/effluent storage" zone on the downgradient edge to allow for increased ability to receive effluent water and/or flow onto the land surface if capacity is reached. The hydrogeological study was performed during fall low flow conditions as were the excavation and installation of the PRB bench. Additional water zones may be present during different water levels, so future design data collection should include a hydrogeological investigation in the spring to better characterize flux and water bearing zones in the aquifer during high water conditions. The PRB increased Ar, Fe, Mn and Ur due to eroded overburden material in the lenses on the walls of the excavation and from the seep and sedimentation basin sediments transferred to the PRB. Oxidizing conditions favorable to mobilization of Ur exist when ORP is above -200 mV. Bicarbonate that is likely dominant in the near neutral pH conditions in the vicinity of the PRB can enhance Ur mobility. Redox cycling from fluctuating water table can cause Ur mobilization. Heterogeneity of groundwater inflow along the trench, contact with runoff of mine materials, and microbial activity all contribute to factors affecting degree of treatment within the PRB. The incorporation of the Pilot Study into a potential remedy for the Pedro Creek Sub-Basin, at its current scale and in absence of other actions, may require some modifications to facilitate handling of high spring inflows and additional treatment to address the transport of released uranium into the shallow groundwater and surface water. | Operation and maintenance cost, including remote monitoring (e.g., transducers, telemetry, and cameras) and performance monitoring (e.g., sampling, analysis, and reporting), ranges between $20,000 to $40,000 per month. The capital cost for the construction of the PRB and STC was approximately $1.2M including the media, trenching, infiltration gallery, cover, and stormwater controls, or roughly $180/cubic yard of reactive media (1,200 cubic yards for the PRB and 5,500 cubic yards for the STC). | System is seep treatment cell effluent to PRB. Treatment media: 50% granular support media, 12.5% chopped alfalfa hay, 37.5% woodchips/shavings. Average hydraulic conductivity of 8.8-116.2 ft/day in the media. Trench excavated to dry, silty-clay, weathered Dinwoody Formation material to prevent groundwater flow from bypassing under the PRB. Eroded overburden was encountered. Media placed to a depth of 2 ft bgs, covered by non-woven geotextile and 2 ft of Dinwoody Formation material. Infiltration gallery was constructed upgradient to the PRB, and overburden was encountered. Infiltration gallery was overexcavated and compacted Dinwoody Formation materials were used on the base and sidewalls to reduce water contact with the overburden. It was backfilled with coarse drain rock and covered with non-woven geotextile and Dinwoody Formation material. PRB is relatively easy to implement with readily available material and equipment but using the technology to treat seeps or shallow groundwater in close proximity to overburden disposal piles should be approached with caution. The presence of run-of-mine shales in and around excavations contributes to mobilization of unwanted constituents (e.g. arsenic, uranium) | The objectives for the Pilot Study are consistent with the preliminary Remedial Action Objectives (RAOs) for groundwater remedies at Conda. Based on observations from the 2019 and 2020 monitoring, modifications were made to the Pilot Study in fall of 2020. In coordination with the Agencies, it was decided that the modification will require further monitoring in 2021 to fully meet the Pilot Study objectives. 2018-2019 start up period had differing conditions from 2020-2021, and the conditions were not considered representative of long term trends, but reflect the capability of the media to rapidly reach redox and geochemical conditions that facilitate microbially mediated reduction. 2020-2021 are operational conditions. The treatment media contributes to total Ar, Fe and Mn concentrations above the MCLs and drinking water standards. Data indicate that the treatment media in the Seep Treatment Cell and PRB is capable of treating water entering the system with total Se concentrations as high as 6.87 mg/L as well as total Cd concentrations up to 0.00847 mg/L to levels below their respective MCLs. | None, other than those presented elsewhere | Seep treatment cell (STC) pretreatment system influent STC-NES5-IF (upgradient) to GW-64-MA (downgradient of the PRB) is the through the central flow path. Data collection for upgradient/downgradient wells is in some instances shifted by 1-2 days. Reporting on effluents from STC-NES5-IF is only considered during the period that effluent from the pretreatment is available for comparison (June 2019-Oct 2021).
Final Treatability Study Findings Report Field-Scale Permeable Reactive Barrier Pilot Study Conda/Woodall Mountain Mine | Conda/Woodall Mountain Mine | IDN001002862 | N/A | N/A | GW-64-MA | Former mining site | Permeable reactive barrier (PRB) with seep treatment cell pre-treatment | Passive | Permeable reactive barrier (PRB) | Pre-treatment | Overburden pile in the headwaters areas of Pedro Creek | Y | Entire system | Specific technologies not specified. PRB is chemical and microbially mediated processes that reduce selenate to selenite and then selenium. Treatment media includes a carbon source (i.e. woodchips), alfalfa hay, and inert sand. Seep treatment cell is pre-treatment cell with treatment media. | Access to the groundwater table is needed. Trench excavated through water-bearing zones of alluvial deposits and into underlying weathered bedrock. | Pilot | 2018-2021, modifications made in 2019 to address seepage | Uranium | U, dissolved | mg/L | N | N/A | [6 empty] | 0.0164 | 0.0186 | 11.828 |  |  |  | 0.0214 | 2020 - 2021 Average, from operational period, not whole dataset | Data not provided | Data not provided | 0.00294 | 2020 - 2021 Average, from operational period, not whole dataset | Data not provided | Data not provided | Data not provided | Downgradient | 6.8 | 0 | mg/L | 10.1 | °C | Data not provided | N/A | Data not provided | N/A | -269.5 | mV | 2837 | µmhos/cm | Turbidity = 10.36 | NTU | data not provided | data not provided | data not provided | data not provided | data not provided | data not provided | N/A | No groundwater comparison value | No samples were collected at STC-NES5-EF between November 2018 and April 2019. | An insufficient amount of time since completion of the Pilot Study to adequately evaluate lifespan of the treatment media. The change in alkalinity can be used as an indicator of change in the ability of the media to treat selenium. Alkalinity remained relatively similar after 2 years of operation indicating that after 2 years of operation the microbially-mediated chemical reduction of selenium remains similar to the study onset. | Design had insufficient capacity to contain the flux of snow melt in addition to seep water. Soils in the area of the PRB are tight. In the future, when in an layered alluvial system, incorporate a gravel "pressure relief/effluent storage" zone on the downgradient edge to allow for increased ability to receive effluent water and/or flow onto the land surface if capacity is reached. The hydrogeological study was performed during fall low flow conditions as were the excavation and installation of the PRB bench. Additional water zones may be present during different water levels, so future design data collection should include a hydrogeological investigation in the spring to better characterize flux and water bearing zones in the aquifer during high water conditions. The PRB increased Ar, Fe, Mn and Ur due to eroded overburden material in the lenses on the walls of the excavation and from the seep and sedimentation basin sediments transferred to the PRB. Oxidizing conditions favorable to mobilization of Ur exist when ORP is above -200 mV. Bicarbonate that is likely dominant in the near neutral pH conditions in the vicinity of the PRB can enhance Ur mobility. Redox cycling from fluctuating water table can cause Ur mobilization. Heterogeneity of groundwater inflow along the trench, contact with runoff of mine materials, and microbial activity all contribute to factors affecting degree of treatment within the PRB. The incorporation of the Pilot Study into a potential remedy for the Pedro Creek Sub-Basin, at its current scale and in absence of other actions, may require some modifications to facilitate handling of high spring inflows and additional treatment to address the transport of released uranium into the shallow groundwater and surface water. | Operation and maintenance cost, including remote monitoring (e.g., transducers, telemetry, and cameras) and performance monitoring (e.g., sampling, analysis, and reporting), ranges between $20,000 to $40,000 per month. The capital cost for the construction of the PRB and STC was approximately $1.2M including the media, trenching, infiltration gallery, cover, and stormwater controls, or roughly $180/cubic yard of reactive media (1,200 cubic yards for the PRB and 5,500 cubic yards for the STC). | System is seep treatment cell effluent to PRB. Treatment media: 50% granular support media, 12.5% chopped alfalfa hay, 37.5% woodchips/shavings. Average hydraulic conductivity of 8.8-116.2 ft/day in the media. Trench excavated to dry, silty-clay, weathered Dinwoody Formation material to prevent groundwater flow from bypassing under the PRB. Eroded overburden was encountered. Media placed to a depth of 2 ft bgs, covered by non-woven geotextile and 2 ft of Dinwoody Formation material. Infiltration gallery was constructed upgradient to the PRB, and overburden was encountered. Infiltration gallery was overexcavated and compacted Dinwoody Formation materials were used on the base and sidewalls to reduce water contact with the overburden. It was backfilled with coarse drain rock and covered with non-woven geotextile and Dinwoody Formation material. PRB is relatively easy to implement with readily available material and equipment but using the technology to treat seeps or shallow groundwater in close proximity to overburden disposal piles should be approached with caution. The presence of run-of-mine shales in and around excavations contributes to mobilization of unwanted constituents (e.g. arsenic, uranium) | The objectives for the Pilot Study are consistent with the preliminary Remedial Action Objectives (RAOs) for groundwater remedies at Conda. Based on observations from the 2019 and 2020 monitoring, modifications were made to the Pilot Study in fall of 2020. In coordination with the Agencies, it was decided that the modification will require further monitoring in 2021 to fully meet the Pilot Study objectives. 2018-2019 start up period had differing conditions from 2020-2021, and the conditions were not considered representative of long term trends, but reflect the capability of the media to rapidly reach redox and geochemical conditions that facilitate microbially mediated reduction. 2020-2021 are operational conditions. The treatment media contributes to total Ar, Fe and Mn concentrations above the MCLs and drinking water standards. Data indicate that the treatment media in the Seep Treatment Cell and PRB is capable of treating water entering the system with total Se concentrations as high as 6.87 mg/L as well as total Cd concentrations up to 0.00847 mg/L to levels below their respective MCLs. | None, other than those presented elsewhere | Seep treatment cell (STC) pretreatment system influent STC-NES5-IF (upgradient) to GW-64-MA (downgradient of the PRB) is the through the central flow path. Data collection for upgradient/downgradient wells is in some instances shifted by 1-2 days. Reporting on effluents from STC-NES5-IF is only considered during the period that effluent from the pretreatment is available for comparison (June 2019-Oct 2021).
Final Treatability Study Findings Report Field-Scale Permeable Reactive Barrier Pilot Study Conda/Woodall Mountain Mine | Conda/Woodall Mountain Mine | IDN001002862 | N/A | N/A | GW-64-MA | Former mining site | Permeable reactive barrier (PRB) with seep treatment cell pre-treatment | Passive | Permeable reactive barrier (PRB) | Pre-treatment | Overburden pile in the headwaters areas of Pedro Creek | Y | Entire system | Specific technologies not specified. PRB is chemical and microbially mediated processes that reduce selenate to selenite and then selenium. Treatment media includes a carbon source (i.e. woodchips), alfalfa hay, and inert sand. Seep treatment cell is pre-treatment cell with treatment media. | Access to the groundwater table is needed. Trench excavated through water-bearing zones of alluvial deposits and into underlying weathered bedrock. | Pilot | 2018-2021, modifications made in 2019 to address seepage | Uranium | U, total | mg/L | N | N/A | [6 empty] | 0.0216 | 0.0227 | 4.8458 |  |  |  | 0.0235 | 2020 - 2021 Average, from operational period, not whole dataset | Data not provided | Data not provided | 0.00332 | 2020 - 2021 Average, from operational period, not whole dataset | Data not provided | Data not provided | Data not provided | Downgradient | 7.19 | 0.15 | mg/L | 10.33 | °C | Data not provided | N/A | Data not provided | N/A | -235.4 | mV | 2852.4 | µmhos/cm | None | N/A | data not provided | data not provided | data not provided | data not provided | data not provided | data not provided | Y | Groundwater Comparison Value: U.S. EPA MCL 0.03 mg/L Assessment of treatment goals based on well-specific averages for 2020-2021 | No samples were collected at STC-NES5-EF between November 2018 and April 2019. | An insufficient amount of time since completion of the Pilot Study to adequately evaluate lifespan of the treatment media. The change in alkalinity can be used as an indicator of change in the ability of the media to treat selenium. Alkalinity remained relatively similar after 2 years of operation indicating that after 2 years of operation the microbially-mediated chemical reduction of selenium remains similar to the study onset. | Design had insufficient capacity to contain the flux of snow melt in addition to seep water. Soils in the area of the PRB are tight. In the future, when in an layered alluvial system, incorporate a gravel "pressure relief/effluent storage" zone on the downgradient edge to allow for increased ability to receive effluent water and/or flow onto the land surface if capacity is reached. The hydrogeological study was performed during fall low flow conditions as were the excavation and installation of the PRB bench. Additional water zones may be present during different water levels, so future design data collection should include a hydrogeological investigation in the spring to better characterize flux and water bearing zones in the aquifer during high water conditions. The PRB increased Ar, Fe, Mn and Ur due to eroded overburden material in the lenses on the walls of the excavation and from the seep and sedimentation basin sediments transferred to the PRB. Oxidizing conditions favorable to mobilization of Ur exist when ORP is above -200 mV. Bicarbonate that is likely dominant in the near neutral pH conditions in the vicinity of the PRB can enhance Ur mobility. Redox cycling from fluctuating water table can cause Ur mobilization. Heterogeneity of groundwater inflow along the trench, contact with runoff of mine materials, and microbial activity all contribute to factors affecting degree of treatment within the PRB. The incorporation of the Pilot Study into a potential remedy for the Pedro Creek Sub-Basin, at its current scale and in absence of other actions, may require some modifications to facilitate handling of high spring inflows and additional treatment to address the transport of released uranium into the shallow groundwater and surface water. | Operation and maintenance cost, including remote monitoring (e.g., transducers, telemetry, and cameras) and performance monitoring (e.g., sampling, analysis, and reporting), ranges between $20,000 to $40,000 per month. The capital cost for the construction of the PRB and STC was approximately $1.2M including the media, trenching, infiltration gallery, cover, and stormwater controls, or roughly $180/cubic yard of reactive media (1,200 cubic yards for the PRB and 5,500 cubic yards for the STC). | System is seep treatment cell effluent to PRB. Treatment media: 50% granular support media, 12.5% chopped alfalfa hay, 37.5% woodchips/shavings. Average hydraulic conductivity of 8.8-116.2 ft/day in the media. Trench excavated to dry, silty-clay, weathered Dinwoody Formation material to prevent groundwater flow from bypassing under the PRB. Eroded overburden was encountered. Media placed to a depth of 2 ft bgs, covered by non-woven geotextile and 2 ft of Dinwoody Formation material. Infiltration gallery was constructed upgradient to the PRB, and overburden was encountered. Infiltration gallery was overexcavated and compacted Dinwoody Formation materials were used on the base and sidewalls to reduce water contact with the overburden. It was backfilled with coarse drain rock and covered with non-woven geotextile and Dinwoody Formation material. PRB is relatively easy to implement with readily available material and equipment but using the technology to treat seeps or shallow groundwater in close proximity to overburden disposal piles should be approached with caution. The presence of run-of-mine shales in and around excavations contributes to mobilization of unwanted constituents (e.g. arsenic, uranium) | The objectives for the Pilot Study are consistent with the preliminary Remedial Action Objectives (RAOs) for groundwater remedies at Conda. Based on observations from the 2019 and 2020 monitoring, modifications were made to the Pilot Study in fall of 2020. In coordination with the Agencies, it was decided that the modification will require further monitoring in 2021 to fully meet the Pilot Study objectives. 2018-2019 start up period had differing conditions from 2020-2021, and the conditions were not considered representative of long term trends, but reflect the capability of the media to rapidly reach redox and geochemical conditions that facilitate microbially mediated reduction. 2020-2021 are operational conditions. The treatment media contributes to total Ar, Fe and Mn concentrations above the MCLs and drinking water standards. Data indicate that the treatment media in the Seep Treatment Cell and PRB is capable of treating water entering the system with total Se concentrations as high as 6.87 mg/L as well as total Cd concentrations up to 0.00847 mg/L to levels below their respective MCLs. | None, other than those presented elsewhere | Seep treatment cell (STC) pretreatment system influent STC-NES5-IF (upgradient) to GW-64-MA (downgradient of the PRB) is the through the central flow path. Data collection for upgradient/downgradient wells is in some instances shifted by 1-2 days. Reporting on effluents from STC-NES5-IF is only considered during the period that effluent from the pretreatment is available for comparison (June 2019-Oct 2021).
Final Treatability Study Findings Report Field-Scale Permeable Reactive Barrier Pilot Study Conda/Woodall Mountain Mine | Conda/Woodall Mountain Mine | IDN001002862 | N/A | N/A | GW-64-MA | Former mining site | Permeable reactive barrier (PRB) with seep treatment cell pre-treatment | Passive | Permeable reactive barrier (PRB) | Pre-treatment | Overburden pile in the headwaters areas of Pedro Creek | Y | Entire system | Specific technologies not specified. PRB is chemical and microbially mediated processes that reduce selenate to selenite and then selenium. Treatment media includes a carbon source (i.e. woodchips), alfalfa hay, and inert sand. Seep treatment cell is pre-treatment cell with treatment media. | Access to the groundwater table is needed. Trench excavated through water-bearing zones of alluvial deposits and into underlying weathered bedrock. | Pilot | 2018-2021, modifications made in 2019 to address seepage | Uranium | U, dissolved | mg/L | N | N/A | [9 empty] | 0.0019 | 0.0208 | 90.8654 | 0.0214 | 2020 - 2021 Average, from operational period, not whole dataset | Data not provided | Data not provided | 0.00294 | 2020 - 2021 Average, from operational period, not whole dataset | Data not provided | Data not provided | Data not provided | Downgradient | 6.75 | 0 | mg/L | 9.9 | °C | Data not provided | N/A | Data not provided | N/A | -242.3 | mV | 3156 | µmhos/cm | Turbidity = 5.07 | NTU | data not provided | data not provided | data not provided | data not provided | data not provided | data not provided | N/A | No groundwater comparison value | No samples were collected at STC-NES5-EF between November 2018 and April 2019. | An insufficient amount of time since completion of the Pilot Study to adequately evaluate lifespan of the treatment media. The change in alkalinity can be used as an indicator of change in the ability of the media to treat selenium. Alkalinity remained relatively similar after 2 years of operation indicating that after 2 years of operation the microbially-mediated chemical reduction of selenium remains similar to the study onset. | Design had insufficient capacity to contain the flux of snow melt in addition to seep water. Soils in the area of the PRB are tight. In the future, when in an layered alluvial system, incorporate a gravel "pressure relief/effluent storage" zone on the downgradient edge to allow for increased ability to receive effluent water and/or flow onto the land surface if capacity is reached. The hydrogeological study was performed during fall low flow conditions as were the excavation and installation of the PRB bench. Additional water zones may be present during different water levels, so future design data collection should include a hydrogeological investigation in the spring to better characterize flux and water bearing zones in the aquifer during high water conditions. The PRB increased Ar, Fe, Mn and Ur due to eroded overburden material in the lenses on the walls of the excavation and from the seep and sedimentation basin sediments transferred to the PRB. Oxidizing conditions favorable to mobilization of Ur exist when ORP is above -200 mV. Bicarbonate that is likely dominant in the near neutral pH conditions in the vicinity of the PRB can enhance Ur mobility. Redox cycling from fluctuating water table can cause Ur mobilization. Heterogeneity of groundwater inflow along the trench, contact with runoff of mine materials, and microbial activity all contribute to factors affecting degree of treatment within the PRB. The incorporation of the Pilot Study into a potential remedy for the Pedro Creek Sub-Basin, at its current scale and in absence of other actions, may require some modifications to facilitate handling of high spring inflows and additional treatment to address the transport of released uranium into the shallow groundwater and surface water. | Operation and maintenance cost, including remote monitoring (e.g., transducers, telemetry, and cameras) and performance monitoring (e.g., sampling, analysis, and reporting), ranges between $20,000 to $40,000 per month. The capital cost for the construction of the PRB and STC was approximately $1.2M including the media, trenching, infiltration gallery, cover, and stormwater controls, or roughly $180/cubic yard of reactive media (1,200 cubic yards for the PRB and 5,500 cubic yards for the STC). | System is seep treatment cell effluent to PRB. Treatment media: 50% granular support media, 12.5% chopped alfalfa hay, 37.5% woodchips/shavings. Average hydraulic conductivity of 8.8-116.2 ft/day in the media. Trench excavated to dry, silty-clay, weathered Dinwoody Formation material to prevent groundwater flow from bypassing under the PRB. Eroded overburden was encountered. Media placed to a depth of 2 ft bgs, covered by non-woven geotextile and 2 ft of Dinwoody Formation material. Infiltration gallery was constructed upgradient to the PRB, and overburden was encountered. Infiltration gallery was overexcavated and compacted Dinwoody Formation materials were used on the base and sidewalls to reduce water contact with the overburden. It was backfilled with coarse drain rock and covered with non-woven geotextile and Dinwoody Formation material. PRB is relatively easy to implement with readily available material and equipment but using the technology to treat seeps or shallow groundwater in close proximity to overburden disposal piles should be approached with caution. The presence of run-of-mine shales in and around excavations contributes to mobilization of unwanted constituents (e.g. arsenic, uranium) | The objectives for the Pilot Study are consistent with the preliminary Remedial Action Objectives (RAOs) for groundwater remedies at Conda. Based on observations from the 2019 and 2020 monitoring, modifications were made to the Pilot Study in fall of 2020. In coordination with the Agencies, it was decided that the modification will require further monitoring in 2021 to fully meet the Pilot Study objectives. 2018-2019 start up period had differing conditions from 2020-2021, and the conditions were not considered representative of long term trends, but reflect the capability of the media to rapidly reach redox and geochemical conditions that facilitate microbially mediated reduction. 2020-2021 are operational conditions. The treatment media contributes to total Ar, Fe and Mn concentrations above the MCLs and drinking water standards. Data indicate that the treatment media in the Seep Treatment Cell and PRB is capable of treating water entering the system with total Se concentrations as high as 6.87 mg/L as well as total Cd concentrations up to 0.00847 mg/L to levels below their respective MCLs. | None, other than those presented elsewhere | Seep treatment cell (STC) pretreatment system influent STC-NES5-IF (upgradient) to GW-64-MA (downgradient of the PRB) is the through the central flow path. Data collection for upgradient/downgradient wells is in some instances shifted by 1-2 days. Reporting on effluents from STC-NES5-IF is only considered during the period that effluent from the pretreatment is available for comparison (June 2019-Oct 2021).
Final Treatability Study Findings Report Field-Scale Permeable Reactive Barrier Pilot Study Conda/Woodall Mountain Mine | Conda/Woodall Mountain Mine | IDN001002862 | N/A | N/A | GW-64-MA | Former mining site | Permeable reactive barrier (PRB) with seep treatment cell pre-treatment | Passive | Permeable reactive barrier (PRB) | Pre-treatment | Overburden pile in the headwaters areas of Pedro Creek | Y | Entire system | Specific technologies not specified. PRB is chemical and microbially mediated processes that reduce selenate to selenite and then selenium. Treatment media includes a carbon source (i.e. woodchips), alfalfa hay, and inert sand. Seep treatment cell is pre-treatment cell with treatment media. | Access to the groundwater table is needed. Trench excavated through water-bearing zones of alluvial deposits and into underlying weathered bedrock. | Pilot | 2018-2021, modifications made in 2019 to address seepage | Uranium | U, total | mg/L | N | N/A | [9 empty] | 0.00218 | 0.0249 | 91.245 | 0.0235 | 2020 - 2021 Average, from operational period, not whole dataset | Data not provided | Data not provided | 0.00332 | 2020 - 2021 Average, from operational period, not whole dataset | Data not provided | Data not provided | Data not provided | Downgradient | 6.8 | 0 | mg/L | 8.7 | °C | Data not provided | N/A | Data not provided | N/A | -185.5 | mV | 3007 | µmhos/cm | Turbidity = 52.3 | NTU | data not provided | data not provided | data not provided | data not provided | data not provided | data not provided | Y | Groundwater Comparison Value: U.S. EPA MCL 0.03 mg/L Assessment of treatment goals based on well-specific averages for 2020-2021 | No samples were collected at STC-NES5-EF between November 2018 and April 2019. | An insufficient amount of time since completion of the Pilot Study to adequately evaluate lifespan of the treatment media. The change in alkalinity can be used as an indicator of change in the ability of the media to treat selenium. Alkalinity remained relatively similar after 2 years of operation indicating that after 2 years of operation the microbially-mediated chemical reduction of selenium remains similar to the study onset. | Design had insufficient capacity to contain the flux of snow melt in addition to seep water. Soils in the area of the PRB are tight. In the future, when in an layered alluvial system, incorporate a gravel "pressure relief/effluent storage" zone on the downgradient edge to allow for increased ability to receive effluent water and/or flow onto the land surface if capacity is reached. The hydrogeological study was performed during fall low flow conditions as were the excavation and installation of the PRB bench. Additional water zones may be present during different water levels, so future design data collection should include a hydrogeological investigation in the spring to better characterize flux and water bearing zones in the aquifer during high water conditions. The PRB increased Ar, Fe, Mn and Ur due to eroded overburden material in the lenses on the walls of the excavation and from the seep and sedimentation basin sediments transferred to the PRB. Oxidizing conditions favorable to mobilization of Ur exist when ORP is above -200 mV. Bicarbonate that is likely dominant in the near neutral pH conditions in the vicinity of the PRB can enhance Ur mobility. Redox cycling from fluctuating water table can cause Ur mobilization. Heterogeneity of groundwater inflow along the trench, contact with runoff of mine materials, and microbial activity all contribute to factors affecting degree of treatment within the PRB. The incorporation of the Pilot Study into a potential remedy for the Pedro Creek Sub-Basin, at its current scale and in absence of other actions, may require some modifications to facilitate handling of high spring inflows and additional treatment to address the transport of released uranium into the shallow groundwater and surface water. | Operation and maintenance cost, including remote monitoring (e.g., transducers, telemetry, and cameras) and performance monitoring (e.g., sampling, analysis, and reporting), ranges between $20,000 to $40,000 per month. The capital cost for the construction of the PRB and STC was approximately $1.2M including the media, trenching, infiltration gallery, cover, and stormwater controls, or roughly $180/cubic yard of reactive media (1,200 cubic yards for the PRB and 5,500 cubic yards for the STC). | System is seep treatment cell effluent to PRB. Treatment media: 50% granular support media, 12.5% chopped alfalfa hay, 37.5% woodchips/shavings. Average hydraulic conductivity of 8.8-116.2 ft/day in the media. Trench excavated to dry, silty-clay, weathered Dinwoody Formation material to prevent groundwater flow from bypassing under the PRB. Eroded overburden was encountered. Media placed to a depth of 2 ft bgs, covered by non-woven geotextile and 2 ft of Dinwoody Formation material. Infiltration gallery was constructed upgradient to the PRB, and overburden was encountered. Infiltration gallery was overexcavated and compacted Dinwoody Formation materials were used on the base and sidewalls to reduce water contact with the overburden. It was backfilled with coarse drain rock and covered with non-woven geotextile and Dinwoody Formation material. PRB is relatively easy to implement with readily available material and equipment but using the technology to treat seeps or shallow groundwater in close proximity to overburden disposal piles should be approached with caution. The presence of run-of-mine shales in and around excavations contributes to mobilization of unwanted constituents (e.g. arsenic, uranium) | The objectives for the Pilot Study are consistent with the preliminary Remedial Action Objectives (RAOs) for groundwater remedies at Conda. Based on observations from the 2019 and 2020 monitoring, modifications were made to the Pilot Study in fall of 2020. In coordination with the Agencies, it was decided that the modification will require further monitoring in 2021 to fully meet the Pilot Study objectives. 2018-2019 start up period had differing conditions from 2020-2021, and the conditions were not considered representative of long term trends, but reflect the capability of the media to rapidly reach redox and geochemical conditions that facilitate microbially mediated reduction. 2020-2021 are operational conditions. The treatment media contributes to total Ar, Fe and Mn concentrations above the MCLs and drinking water standards. Data indicate that the treatment media in the Seep Treatment Cell and PRB is capable of treating water entering the system with total Se concentrations as high as 6.87 mg/L as well as total Cd concentrations up to 0.00847 mg/L to levels below their respective MCLs. | None, other than those presented elsewhere | Seep treatment cell (STC) pretreatment system influent STC-NES5-IF (upgradient) to GW-64-MA (downgradient of the PRB) is the through the central flow path. Data collection for upgradient/downgradient wells is in some instances shifted by 1-2 days. Reporting on effluents from STC-NES5-IF is only considered during the period that effluent from the pretreatment is available for comparison (June 2019-Oct 2021).
Final Treatability Study Findings Report Field-Scale Permeable Reactive Barrier Pilot Study Conda/Woodall Mountain Mine | Conda/Woodall Mountain Mine | IDN001002862 | N/A | N/A | STC-NES5-IF | Former mining site | Permeable reactive barrier (PRB) with seep treatment cell pre-treatment | Passive | Permeable reactive barrier (PRB) | Pre-treatment | Overburden pile in the headwaters areas of Pedro Creek | Y | Entire system | Specific technologies not specified. PRB is chemical and microbially mediated processes that reduce selenate to selenite and then selenium. Treatment media includes a carbon source (i.e. woodchips), alfalfa hay, and inert sand. Seep treatment cell is pre-treatment cell with treatment media. | Access to the groundwater table is needed. Trench excavated through water-bearing zones of alluvial deposits and into underlying weathered bedrock. | Pilot | 2018-2021, modifications made in 2019 to address seepage | Vanadium | V, dissolved | mg/L | N | N/A | 0.0277 | 0.00527 | 80.9747 | [9 empty] | 0.0244 | 2020 - 2021 Average, from operational period, not whole dataset | Data not provided | Data not provided | 0.00699 | 2020 - 2021 Average, from operational period, not whole dataset | Data not provided | Data not provided | Data not provided | Upgradient | 6.96 | 4.51 | mg/L | 10.4 | °C | Data not provided | N/A | Data not provided | N/A | -68.2 | mV | 3089 | µmhos/cm | Turbidity = 187 | NTU | data not provided | data not provided | data not provided | data not provided | data not provided | data not provided | N/A | No groundwater comparison value | No samples were collected at STC-NES5-EF between November 2018 and April 2019. | An insufficient amount of time since completion of the Pilot Study to adequately evaluate lifespan of the treatment media. The change in alkalinity can be used as an indicator of change in the ability of the media to treat selenium. Alkalinity remained relatively similar after 2 years of operation indicating that after 2 years of operation the microbially-mediated chemical reduction of selenium remains similar to the study onset. | Design had insufficient capacity to contain the flux of snow melt in addition to seep water. Soils in the area of the PRB are tight. In the future, when in an layered alluvial system, incorporate a gravel "pressure relief/effluent storage" zone on the downgradient edge to allow for increased ability to receive effluent water and/or flow onto the land surface if capacity is reached. The hydrogeological study was performed during fall low flow conditions as were the excavation and installation of the PRB bench. Additional water zones may be present during different water levels, so future design data collection should include a hydrogeological investigation in the spring to better characterize flux and water bearing zones in the aquifer during high water conditions. The PRB increased Ar, Fe, Mn and Ur due to eroded overburden material in the lenses on the walls of the excavation and from the seep and sedimentation basin sediments transferred to the PRB. Oxidizing conditions favorable to mobilization of Ur exist when ORP is above -200 mV. Bicarbonate that is likely dominant in the near neutral pH conditions in the vicinity of the PRB can enhance Ur mobility. Redox cycling from fluctuating water table can cause Ur mobilization. Heterogeneity of groundwater inflow along the trench, contact with runoff of mine materials, and microbial activity all contribute to factors affecting degree of treatment within the PRB. The incorporation of the Pilot Study into a potential remedy for the Pedro Creek Sub-Basin, at its current scale and in absence of other actions, may require some modifications to facilitate handling of high spring inflows and additional treatment to address the transport of released uranium into the shallow groundwater and surface water. | Operation and maintenance cost, including remote monitoring (e.g., transducers, telemetry, and cameras) and performance monitoring (e.g., sampling, analysis, and reporting), ranges between $20,000 to $40,000 per month. The capital cost for the construction of the PRB and STC was approximately $1.2M including the media, trenching, infiltration gallery, cover, and stormwater controls, or roughly $180/cubic yard of reactive media (1,200 cubic yards for the PRB and 5,500 cubic yards for the STC). | System is seep treatment cell effluent to PRB. Treatment media: 50% granular support media, 12.5% chopped alfalfa hay, 37.5% woodchips/shavings. Average hydraulic conductivity of 8.8-116.2 ft/day in the media. Trench excavated to dry, silty-clay, weathered Dinwoody Formation material to prevent groundwater flow from bypassing under the PRB. Eroded overburden was encountered. Media placed to a depth of 2 ft bgs, covered by non-woven geotextile and 2 ft of Dinwoody Formation material. Infiltration gallery was constructed upgradient to the PRB, and overburden was encountered. Infiltration gallery was overexcavated and compacted Dinwoody Formation materials were used on the base and sidewalls to reduce water contact with the overburden. It was backfilled with coarse drain rock and covered with non-woven geotextile and Dinwoody Formation material. PRB is relatively easy to implement with readily available material and equipment but using the technology to treat seeps or shallow groundwater in close proximity to overburden disposal piles should be approached with caution. The presence of run-of-mine shales in and around excavations contributes to mobilization of unwanted constituents (e.g. arsenic, uranium) | The objectives for the Pilot Study are consistent with the preliminary Remedial Action Objectives (RAOs) for groundwater remedies at Conda. Based on observations from the 2019 and 2020 monitoring, modifications were made to the Pilot Study in fall of 2020. In coordination with the Agencies, it was decided that the modification will require further monitoring in 2021 to fully meet the Pilot Study objectives. 2018-2019 start up period had differing conditions from 2020-2021, and the conditions were not considered representative of long term trends, but reflect the capability of the media to rapidly reach redox and geochemical conditions that facilitate microbially mediated reduction. 2020-2021 are operational conditions. The treatment media contributes to total Ar, Fe and Mn concentrations above the MCLs and drinking water standards. Data indicate that the treatment media in the Seep Treatment Cell and PRB is capable of treating water entering the system with total Se concentrations as high as 6.87 mg/L as well as total Cd concentrations up to 0.00847 mg/L to levels below their respective MCLs. | None, other than those presented elsewhere | Seep treatment cell (STC) pretreatment system influent STC-NES5-IF (upgradient) to GW-64-MA (downgradient of the PRB) is the through the central flow path. Data collection for upgradient/downgradient wells is in some instances shifted by 1-2 days. Reporting on effluents from STC-NES5-IF is only considered during the period that effluent from the pretreatment is available for comparison (June 2019-Oct 2021).
Final Treatability Study Findings Report Field-Scale Permeable Reactive Barrier Pilot Study Conda/Woodall Mountain Mine | Conda/Woodall Mountain Mine | IDN001002862 | N/A | N/A | STC-NES5-IF | Former mining site | Permeable reactive barrier (PRB) with seep treatment cell pre-treatment | Passive | Permeable reactive barrier (PRB) | Pre-treatment | Overburden pile in the headwaters areas of Pedro Creek | Y | Entire system | Specific technologies not specified. PRB is chemical and microbially mediated processes that reduce selenate to selenite and then selenium. Treatment media includes a carbon source (i.e. woodchips), alfalfa hay, and inert sand. Seep treatment cell is pre-treatment cell with treatment media. | Access to the groundwater table is needed. Trench excavated through water-bearing zones of alluvial deposits and into underlying weathered bedrock. | Pilot | 2018-2021, modifications made in 2019 to address seepage | Vanadium | V, total | mg/L | N | N/A | 0.0956 | 0.0057 | 94.0377 | [9 empty] | 0.0663 | 2020 - 2021 Average, from operational period, not whole dataset | Data not provided | Data not provided | 0.00749 | 2020 - 2021 Average, from operational period, not whole dataset | Data not provided | Data not provided | Data not provided | Upgradient | 6.96 | 4.51 | mg/L | 10.4 | °C | Data not provided | N/A | Data not provided | N/A | -68.2 | mV | 3089 | µmhos/cm | Turbidity = 187 | NTU | data not provided | data not provided | data not provided | data not provided | data not provided | data not provided | Y | Groundwater Comparison Values: U.S. EPA Residential Tap Water Regional Screening Level, Hazard Index 1.0 0.086 mg/L Assessment of treatment goals based on well-specific averages for 2020-2021 | No samples were collected at STC-NES5-EF between November 2018 and April 2019. | An insufficient amount of time since completion of the Pilot Study to adequately evaluate lifespan of the treatment media. The change in alkalinity can be used as an indicator of change in the ability of the media to treat selenium. Alkalinity remained relatively similar after 2 years of operation indicating that after 2 years of operation the microbially-mediated chemical reduction of selenium remains similar to the study onset. | Design had insufficient capacity to contain the flux of snow melt in addition to seep water. Soils in the area of the PRB are tight. In the future, when in an layered alluvial system, incorporate a gravel "pressure relief/effluent storage" zone on the downgradient edge to allow for increased ability to receive effluent water and/or flow onto the land surface if capacity is reached. The hydrogeological study was performed during fall low flow conditions as were the excavation and installation of the PRB bench. Additional water zones may be present during different water levels, so future design data collection should include a hydrogeological investigation in the spring to better characterize flux and water bearing zones in the aquifer during high water conditions. The PRB increased Ar, Fe, Mn and Ur due to eroded overburden material in the lenses on the walls of the excavation and from the seep and sedimentation basin sediments transferred to the PRB. Oxidizing conditions favorable to mobilization of Ur exist when ORP is above -200 mV. Bicarbonate that is likely dominant in the near neutral pH conditions in the vicinity of the PRB can enhance Ur mobility. Redox cycling from fluctuating water table can cause Ur mobilization. Heterogeneity of groundwater inflow along the trench, contact with runoff of mine materials, and microbial activity all contribute to factors affecting degree of treatment within the PRB. The incorporation of the Pilot Study into a potential remedy for the Pedro Creek Sub-Basin, at its current scale and in absence of other actions, may require some modifications to facilitate handling of high spring inflows and additional treatment to address the transport of released uranium into the shallow groundwater and surface water. | Operation and maintenance cost, including remote monitoring (e.g., transducers, telemetry, and cameras) and performance monitoring (e.g., sampling, analysis, and reporting), ranges between $20,000 to $40,000 per month. The capital cost for the construction of the PRB and STC was approximately $1.2M including the media, trenching, infiltration gallery, cover, and stormwater controls, or roughly $180/cubic yard of reactive media (1,200 cubic yards for the PRB and 5,500 cubic yards for the STC). | System is seep treatment cell effluent to PRB. Treatment media: 50% granular support media, 12.5% chopped alfalfa hay, 37.5% woodchips/shavings. Average hydraulic conductivity of 8.8-116.2 ft/day in the media. Trench excavated to dry, silty-clay, weathered Dinwoody Formation material to prevent groundwater flow from bypassing under the PRB. Eroded overburden was encountered. Media placed to a depth of 2 ft bgs, covered by non-woven geotextile and 2 ft of Dinwoody Formation material. Infiltration gallery was constructed upgradient to the PRB, and overburden was encountered. Infiltration gallery was overexcavated and compacted Dinwoody Formation materials were used on the base and sidewalls to reduce water contact with the overburden. It was backfilled with coarse drain rock and covered with non-woven geotextile and Dinwoody Formation material. PRB is relatively easy to implement with readily available material and equipment but using the technology to treat seeps or shallow groundwater in close proximity to overburden disposal piles should be approached with caution. The presence of run-of-mine shales in and around excavations contributes to mobilization of unwanted constituents (e.g. arsenic, uranium) | The objectives for the Pilot Study are consistent with the preliminary Remedial Action Objectives (RAOs) for groundwater remedies at Conda. Based on observations from the 2019 and 2020 monitoring, modifications were made to the Pilot Study in fall of 2020. In coordination with the Agencies, it was decided that the modification will require further monitoring in 2021 to fully meet the Pilot Study objectives. 2018-2019 start up period had differing conditions from 2020-2021, and the conditions were not considered representative of long term trends, but reflect the capability of the media to rapidly reach redox and geochemical conditions that facilitate microbially mediated reduction. 2020-2021 are operational conditions. The treatment media contributes to total Ar, Fe and Mn concentrations above the MCLs and drinking water standards. Data indicate that the treatment media in the Seep Treatment Cell and PRB is capable of treating water entering the system with total Se concentrations as high as 6.87 mg/L as well as total Cd concentrations up to 0.00847 mg/L to levels below their respective MCLs. | None, other than those presented elsewhere | Seep treatment cell (STC) pretreatment system influent STC-NES5-IF (upgradient) to GW-64-MA (downgradient of the PRB) is the through the central flow path. Data collection for upgradient/downgradient wells is in some instances shifted by 1-2 days. Reporting on effluents from STC-NES5-IF is only considered during the period that effluent from the pretreatment is available for comparison (June 2019-Oct 2021).
Final Treatability Study Findings Report Field-Scale Permeable Reactive Barrier Pilot Study Conda/Woodall Mountain Mine | Conda/Woodall Mountain Mine | IDN001002862 | N/A | N/A | STC-NES5-IF | Former mining site | Permeable reactive barrier (PRB) with seep treatment cell pre-treatment | Passive | Permeable reactive barrier (PRB) | Pre-treatment | Overburden pile in the headwaters areas of Pedro Creek | Y | Entire system | Specific technologies not specified. PRB is chemical and microbially mediated processes that reduce selenate to selenite and then selenium. Treatment media includes a carbon source (i.e. woodchips), alfalfa hay, and inert sand. Seep treatment cell is pre-treatment cell with treatment media. | Access to the groundwater table is needed. Trench excavated through water-bearing zones of alluvial deposits and into underlying weathered bedrock. | Pilot | 2018-2021, modifications made in 2019 to address seepage | Vanadium | V, dissolved | mg/L | N | N/A |  |  |  | 0.0143 | 0.0043 | 69.9301 | [6 empty] | 0.0244 | 2020 - 2021 Average, from operational period, not whole dataset | Data not provided | Data not provided | 0.00699 | 2020 - 2021 Average, from operational period, not whole dataset | Data not provided | Data not provided | Data not provided | Upgradient | 6.83 | 2.85 | mg/L | 13.77 | °C | Data not provided | N/A | Data not provided | N/A | 129.1 | mV | 3094.4 | µmhos/cm | Turbidity = 3.97 | NTU | data not provided | data not provided | data not provided | data not provided | data not provided | data not provided | N/A | No groundwater comparison value | No samples were collected at STC-NES5-EF between November 2018 and April 2019. | An insufficient amount of time since completion of the Pilot Study to adequately evaluate lifespan of the treatment media. The change in alkalinity can be used as an indicator of change in the ability of the media to treat selenium. Alkalinity remained relatively similar after 2 years of operation indicating that after 2 years of operation the microbially-mediated chemical reduction of selenium remains similar to the study onset. | Design had insufficient capacity to contain the flux of snow melt in addition to seep water. Soils in the area of the PRB are tight. In the future, when in an layered alluvial system, incorporate a gravel "pressure relief/effluent storage" zone on the downgradient edge to allow for increased ability to receive effluent water and/or flow onto the land surface if capacity is reached. The hydrogeological study was performed during fall low flow conditions as were the excavation and installation of the PRB bench. Additional water zones may be present during different water levels, so future design data collection should include a hydrogeological investigation in the spring to better characterize flux and water bearing zones in the aquifer during high water conditions. The PRB increased Ar, Fe, Mn and Ur due to eroded overburden material in the lenses on the walls of the excavation and from the seep and sedimentation basin sediments transferred to the PRB. Oxidizing conditions favorable to mobilization of Ur exist when ORP is above -200 mV. Bicarbonate that is likely dominant in the near neutral pH conditions in the vicinity of the PRB can enhance Ur mobility. Redox cycling from fluctuating water table can cause Ur mobilization. Heterogeneity of groundwater inflow along the trench, contact with runoff of mine materials, and microbial activity all contribute to factors affecting degree of treatment within the PRB. The incorporation of the Pilot Study into a potential remedy for the Pedro Creek Sub-Basin, at its current scale and in absence of other actions, may require some modifications to facilitate handling of high spring inflows and additional treatment to address the transport of released uranium into the shallow groundwater and surface water. | Operation and maintenance cost, including remote monitoring (e.g., transducers, telemetry, and cameras) and performance monitoring (e.g., sampling, analysis, and reporting), ranges between $20,000 to $40,000 per month. The capital cost for the construction of the PRB and STC was approximately $1.2M including the media, trenching, infiltration gallery, cover, and stormwater controls, or roughly $180/cubic yard of reactive media (1,200 cubic yards for the PRB and 5,500 cubic yards for the STC). | System is seep treatment cell effluent to PRB. Treatment media: 50% granular support media, 12.5% chopped alfalfa hay, 37.5% woodchips/shavings. Average hydraulic conductivity of 8.8-116.2 ft/day in the media. Trench excavated to dry, silty-clay, weathered Dinwoody Formation material to prevent groundwater flow from bypassing under the PRB. Eroded overburden was encountered. Media placed to a depth of 2 ft bgs, covered by non-woven geotextile and 2 ft of Dinwoody Formation material. Infiltration gallery was constructed upgradient to the PRB, and overburden was encountered. Infiltration gallery was overexcavated and compacted Dinwoody Formation materials were used on the base and sidewalls to reduce water contact with the overburden. It was backfilled with coarse drain rock and covered with non-woven geotextile and Dinwoody Formation material. PRB is relatively easy to implement with readily available material and equipment but using the technology to treat seeps or shallow groundwater in close proximity to overburden disposal piles should be approached with caution. The presence of run-of-mine shales in and around excavations contributes to mobilization of unwanted constituents (e.g. arsenic, uranium) | The objectives for the Pilot Study are consistent with the preliminary Remedial Action Objectives (RAOs) for groundwater remedies at Conda. Based on observations from the 2019 and 2020 monitoring, modifications were made to the Pilot Study in fall of 2020. In coordination with the Agencies, it was decided that the modification will require further monitoring in 2021 to fully meet the Pilot Study objectives. 2018-2019 start up period had differing conditions from 2020-2021, and the conditions were not considered representative of long term trends, but reflect the capability of the media to rapidly reach redox and geochemical conditions that facilitate microbially mediated reduction. 2020-2021 are operational conditions. The treatment media contributes to total Ar, Fe and Mn concentrations above the MCLs and drinking water standards. Data indicate that the treatment media in the Seep Treatment Cell and PRB is capable of treating water entering the system with total Se concentrations as high as 6.87 mg/L as well as total Cd concentrations up to 0.00847 mg/L to levels below their respective MCLs. | None, other than those presented elsewhere | Seep treatment cell (STC) pretreatment system influent STC-NES5-IF (upgradient) to GW-64-MA (downgradient of the PRB) is the through the central flow path. Data collection for upgradient/downgradient wells is in some instances shifted by 1-2 days. Reporting on effluents from STC-NES5-IF is only considered during the period that effluent from the pretreatment is available for comparison (June 2019-Oct 2021).
Final Treatability Study Findings Report Field-Scale Permeable Reactive Barrier Pilot Study Conda/Woodall Mountain Mine | Conda/Woodall Mountain Mine | IDN001002862 | N/A | N/A | STC-NES5-IF | Former mining site | Permeable reactive barrier (PRB) with seep treatment cell pre-treatment | Passive | Permeable reactive barrier (PRB) | Pre-treatment | Overburden pile in the headwaters areas of Pedro Creek | Y | Entire system | Specific technologies not specified. PRB is chemical and microbially mediated processes that reduce selenate to selenite and then selenium. Treatment media includes a carbon source (i.e. woodchips), alfalfa hay, and inert sand. Seep treatment cell is pre-treatment cell with treatment media. | Access to the groundwater table is needed. Trench excavated through water-bearing zones of alluvial deposits and into underlying weathered bedrock. | Pilot | 2018-2021, modifications made in 2019 to address seepage | Vanadium | V, total | mg/L | N | N/A |  |  |  | 0.0132 | 0.0126 | 4.5455 | [6 empty] | 0.0663 | 2020 - 2021 Average, from operational period, not whole dataset | Data not provided | Data not provided | 0.00749 | 2020 - 2021 Average, from operational period, not whole dataset | Data not provided | Data not provided | Data not provided | Upgradient | 6.73 | 2.75 | mg/L | 10.1 | °C | Data not provided | N/A | Data not provided | N/A | 90.5 | mV | 3217 | µmhos/cm | Turbidity = 11.41 | NTU | data not provided | data not provided | data not provided | data not provided | data not provided | data not provided | Y | Groundwater Comparison Values: U.S. EPA Residential Tap Water Regional Screening Level, Hazard Index 1.0 0.086 mg/L Assessment of treatment goals based on well-specific averages for 2020-2021 | No samples were collected at STC-NES5-EF between November 2018 and April 2019. | An insufficient amount of time since completion of the Pilot Study to adequately evaluate lifespan of the treatment media. The change in alkalinity can be used as an indicator of change in the ability of the media to treat selenium. Alkalinity remained relatively similar after 2 years of operation indicating that after 2 years of operation the microbially-mediated chemical reduction of selenium remains similar to the study onset. | Design had insufficient capacity to contain the flux of snow melt in addition to seep water. Soils in the area of the PRB are tight. In the future, when in an layered alluvial system, incorporate a gravel "pressure relief/effluent storage" zone on the downgradient edge to allow for increased ability to receive effluent water and/or flow onto the land surface if capacity is reached. The hydrogeological study was performed during fall low flow conditions as were the excavation and installation of the PRB bench. Additional water zones may be present during different water levels, so future design data collection should include a hydrogeological investigation in the spring to better characterize flux and water bearing zones in the aquifer during high water conditions. The PRB increased Ar, Fe, Mn and Ur due to eroded overburden material in the lenses on the walls of the excavation and from the seep and sedimentation basin sediments transferred to the PRB. Oxidizing conditions favorable to mobilization of Ur exist when ORP is above -200 mV. Bicarbonate that is likely dominant in the near neutral pH conditions in the vicinity of the PRB can enhance Ur mobility. Redox cycling from fluctuating water table can cause Ur mobilization. Heterogeneity of groundwater inflow along the trench, contact with runoff of mine materials, and microbial activity all contribute to factors affecting degree of treatment within the PRB. The incorporation of the Pilot Study into a potential remedy for the Pedro Creek Sub-Basin, at its current scale and in absence of other actions, may require some modifications to facilitate handling of high spring inflows and additional treatment to address the transport of released uranium into the shallow groundwater and surface water. | Operation and maintenance cost, including remote monitoring (e.g., transducers, telemetry, and cameras) and performance monitoring (e.g., sampling, analysis, and reporting), ranges between $20,000 to $40,000 per month. The capital cost for the construction of the PRB and STC was approximately $1.2M including the media, trenching, infiltration gallery, cover, and stormwater controls, or roughly $180/cubic yard of reactive media (1,200 cubic yards for the PRB and 5,500 cubic yards for the STC). | System is seep treatment cell effluent to PRB. Treatment media: 50% granular support media, 12.5% chopped alfalfa hay, 37.5% woodchips/shavings. Average hydraulic conductivity of 8.8-116.2 ft/day in the media. Trench excavated to dry, silty-clay, weathered Dinwoody Formation material to prevent groundwater flow from bypassing under the PRB. Eroded overburden was encountered. Media placed to a depth of 2 ft bgs, covered by non-woven geotextile and 2 ft of Dinwoody Formation material. Infiltration gallery was constructed upgradient to the PRB, and overburden was encountered. Infiltration gallery was overexcavated and compacted Dinwoody Formation materials were used on the base and sidewalls to reduce water contact with the overburden. It was backfilled with coarse drain rock and covered with non-woven geotextile and Dinwoody Formation material. PRB is relatively easy to implement with readily available material and equipment but using the technology to treat seeps or shallow groundwater in close proximity to overburden disposal piles should be approached with caution. The presence of run-of-mine shales in and around excavations contributes to mobilization of unwanted constituents (e.g. arsenic, uranium) | The objectives for the Pilot Study are consistent with the preliminary Remedial Action Objectives (RAOs) for groundwater remedies at Conda. Based on observations from the 2019 and 2020 monitoring, modifications were made to the Pilot Study in fall of 2020. In coordination with the Agencies, it was decided that the modification will require further monitoring in 2021 to fully meet the Pilot Study objectives. 2018-2019 start up period had differing conditions from 2020-2021, and the conditions were not considered representative of long term trends, but reflect the capability of the media to rapidly reach redox and geochemical conditions that facilitate microbially mediated reduction. 2020-2021 are operational conditions. The treatment media contributes to total Ar, Fe and Mn concentrations above the MCLs and drinking water standards. Data indicate that the treatment media in the Seep Treatment Cell and PRB is capable of treating water entering the system with total Se concentrations as high as 6.87 mg/L as well as total Cd concentrations up to 0.00847 mg/L to levels below their respective MCLs. | None, other than those presented elsewhere | Seep treatment cell (STC) pretreatment system influent STC-NES5-IF (upgradient) to GW-64-MA (downgradient of the PRB) is the through the central flow path. Data collection for upgradient/downgradient wells is in some instances shifted by 1-2 days. Reporting on effluents from STC-NES5-IF is only considered during the period that effluent from the pretreatment is available for comparison (June 2019-Oct 2021).
Final Treatability Study Findings Report Field-Scale Permeable Reactive Barrier Pilot Study Conda/Woodall Mountain Mine | Conda/Woodall Mountain Mine | IDN001002862 | N/A | N/A | GW-64-MA | Former mining site | Permeable reactive barrier (PRB) with seep treatment cell pre-treatment | Passive | Permeable reactive barrier (PRB) | Pre-treatment | Overburden pile in the headwaters areas of Pedro Creek | Y | Entire system | Specific technologies not specified. PRB is chemical and microbially mediated processes that reduce selenate to selenite and then selenium. Treatment media includes a carbon source (i.e. woodchips), alfalfa hay, and inert sand. Seep treatment cell is pre-treatment cell with treatment media. | Access to the groundwater table is needed. Trench excavated through water-bearing zones of alluvial deposits and into underlying weathered bedrock. | Pilot | 2018-2021, modifications made in 2019 to address seepage | Vanadium | V, dissolved | mg/L | N | N/A | [6 empty] | 0.0188 | 0.0207 | 9.1787 |  |  |  | 0.0244 | 2020 - 2021 Average, from operational period, not whole dataset | Data not provided | Data not provided | 0.00699 | 2020 - 2021 Average, from operational period, not whole dataset | Data not provided | Data not provided | Data not provided | Downgradient | 7.19 | 0.15 | mg/L | 10.33 | °C | Data not provided | N/A | Data not provided | N/A | -235.4 | mV | 2852.4 | µmhos/cm | None | N/A | data not provided | data not provided | data not provided | data not provided | data not provided | data not provided | N/A | No groundwater comparison value | No samples were collected at STC-NES5-EF between November 2018 and April 2019. | An insufficient amount of time since completion of the Pilot Study to adequately evaluate lifespan of the treatment media. The change in alkalinity can be used as an indicator of change in the ability of the media to treat selenium. Alkalinity remained relatively similar after 2 years of operation indicating that after 2 years of operation the microbially-mediated chemical reduction of selenium remains similar to the study onset. | Design had insufficient capacity to contain the flux of snow melt in addition to seep water. Soils in the area of the PRB are tight. In the future, when in an layered alluvial system, incorporate a gravel "pressure relief/effluent storage" zone on the downgradient edge to allow for increased ability to receive effluent water and/or flow onto the land surface if capacity is reached. The hydrogeological study was performed during fall low flow conditions as were the excavation and installation of the PRB bench. Additional water zones may be present during different water levels, so future design data collection should include a hydrogeological investigation in the spring to better characterize flux and water bearing zones in the aquifer during high water conditions. The PRB increased Ar, Fe, Mn and Ur due to eroded overburden material in the lenses on the walls of the excavation and from the seep and sedimentation basin sediments transferred to the PRB. Oxidizing conditions favorable to mobilization of Ur exist when ORP is above -200 mV. Bicarbonate that is likely dominant in the near neutral pH conditions in the vicinity of the PRB can enhance Ur mobility. Redox cycling from fluctuating water table can cause Ur mobilization. Heterogeneity of groundwater inflow along the trench, contact with runoff of mine materials, and microbial activity all contribute to factors affecting degree of treatment within the PRB. The incorporation of the Pilot Study into a potential remedy for the Pedro Creek Sub-Basin, at its current scale and in absence of other actions, may require some modifications to facilitate handling of high spring inflows and additional treatment to address the transport of released uranium into the shallow groundwater and surface water. | Operation and maintenance cost, including remote monitoring (e.g., transducers, telemetry, and cameras) and performance monitoring (e.g., sampling, analysis, and reporting), ranges between $20,000 to $40,000 per month. The capital cost for the construction of the PRB and STC was approximately $1.2M including the media, trenching, infiltration gallery, cover, and stormwater controls, or roughly $180/cubic yard of reactive media (1,200 cubic yards for the PRB and 5,500 cubic yards for the STC). | System is seep treatment cell effluent to PRB. Treatment media: 50% granular support media, 12.5% chopped alfalfa hay, 37.5% woodchips/shavings. Average hydraulic conductivity of 8.8-116.2 ft/day in the media. Trench excavated to dry, silty-clay, weathered Dinwoody Formation material to prevent groundwater flow from bypassing under the PRB. Eroded overburden was encountered. Media placed to a depth of 2 ft bgs, covered by non-woven geotextile and 2 ft of Dinwoody Formation material. Infiltration gallery was constructed upgradient to the PRB, and overburden was encountered. Infiltration gallery was overexcavated and compacted Dinwoody Formation materials were used on the base and sidewalls to reduce water contact with the overburden. It was backfilled with coarse drain rock and covered with non-woven geotextile and Dinwoody Formation material. PRB is relatively easy to implement with readily available material and equipment but using the technology to treat seeps or shallow groundwater in close proximity to overburden disposal piles should be approached with caution. The presence of run-of-mine shales in and around excavations contributes to mobilization of unwanted constituents (e.g. arsenic, uranium) | The objectives for the Pilot Study are consistent with the preliminary Remedial Action Objectives (RAOs) for groundwater remedies at Conda. Based on observations from the 2019 and 2020 monitoring, modifications were made to the Pilot Study in fall of 2020. In coordination with the Agencies, it was decided that the modification will require further monitoring in 2021 to fully meet the Pilot Study objectives. 2018-2019 start up period had differing conditions from 2020-2021, and the conditions were not considered representative of long term trends, but reflect the capability of the media to rapidly reach redox and geochemical conditions that facilitate microbially mediated reduction. 2020-2021 are operational conditions. The treatment media contributes to total Ar, Fe and Mn concentrations above the MCLs and drinking water standards. Data indicate that the treatment media in the Seep Treatment Cell and PRB is capable of treating water entering the system with total Se concentrations as high as 6.87 mg/L as well as total Cd concentrations up to 0.00847 mg/L to levels below their respective MCLs. | None, other than those presented elsewhere | Seep treatment cell (STC) pretreatment system influent STC-NES5-IF (upgradient) to GW-64-MA (downgradient of the PRB) is the through the central flow path. Data collection for upgradient/downgradient wells is in some instances shifted by 1-2 days. Reporting on effluents from STC-NES5-IF is only considered during the period that effluent from the pretreatment is available for comparison (June 2019-Oct 2021).
Final Treatability Study Findings Report Field-Scale Permeable Reactive Barrier Pilot Study Conda/Woodall Mountain Mine | Conda/Woodall Mountain Mine | IDN001002862 | N/A | N/A | GW-64-MA | Former mining site | Permeable reactive barrier (PRB) with seep treatment cell pre-treatment | Passive | Permeable reactive barrier (PRB) | Pre-treatment | Overburden pile in the headwaters areas of Pedro Creek | Y | Entire system | Specific technologies not specified. PRB is chemical and microbially mediated processes that reduce selenate to selenite and then selenium. Treatment media includes a carbon source (i.e. woodchips), alfalfa hay, and inert sand. Seep treatment cell is pre-treatment cell with treatment media. | Access to the groundwater table is needed. Trench excavated through water-bearing zones of alluvial deposits and into underlying weathered bedrock. | Pilot | 2018-2021, modifications made in 2019 to address seepage | Vanadium | V, total | mg/L | N | N/A | [6 empty] | 0.0185 | 0.0236 | 21.6102 |  |  |  | 0.0663 | 2020 - 2021 Average, from operational period, not whole dataset | Data not provided | Data not provided | 0.00749 | 2020 - 2021 Average, from operational period, not whole dataset | Data not provided | Data not provided | Data not provided | Downgradient | 7.19 | 0.15 | mg/L | 10.33 | °C | Data not provided | N/A | Data not provided | N/A | -235.4 | mV | 2852.4 | µmhos/cm | None | N/A | data not provided | data not provided | data not provided | data not provided | data not provided | data not provided | Y | Groundwater Comparison Values: U.S. EPA Residential Tap Water Regional Screening Level, Hazard Index 1.0 0.086 mg/L Assessment of treatment goals based on well-specific averages for 2020-2021 | No samples were collected at STC-NES5-EF between November 2018 and April 2019. | An insufficient amount of time since completion of the Pilot Study to adequately evaluate lifespan of the treatment media. The change in alkalinity can be used as an indicator of change in the ability of the media to treat selenium. Alkalinity remained relatively similar after 2 years of operation indicating that after 2 years of operation the microbially-mediated chemical reduction of selenium remains similar to the study onset. | Design had insufficient capacity to contain the flux of snow melt in addition to seep water. Soils in the area of the PRB are tight. In the future, when in an layered alluvial system, incorporate a gravel "pressure relief/effluent storage" zone on the downgradient edge to allow for increased ability to receive effluent water and/or flow onto the land surface if capacity is reached. The hydrogeological study was performed during fall low flow conditions as were the excavation and installation of the PRB bench. Additional water zones may be present during different water levels, so future design data collection should include a hydrogeological investigation in the spring to better characterize flux and water bearing zones in the aquifer during high water conditions. The PRB increased Ar, Fe, Mn and Ur due to eroded overburden material in the lenses on the walls of the excavation and from the seep and sedimentation basin sediments transferred to the PRB. Oxidizing conditions favorable to mobilization of Ur exist when ORP is above -200 mV. Bicarbonate that is likely dominant in the near neutral pH conditions in the vicinity of the PRB can enhance Ur mobility. Redox cycling from fluctuating water table can cause Ur mobilization. Heterogeneity of groundwater inflow along the trench, contact with runoff of mine materials, and microbial activity all contribute to factors affecting degree of treatment within the PRB. The incorporation of the Pilot Study into a potential remedy for the Pedro Creek Sub-Basin, at its current scale and in absence of other actions, may require some modifications to facilitate handling of high spring inflows and additional treatment to address the transport of released uranium into the shallow groundwater and surface water. | Operation and maintenance cost, including remote monitoring (e.g., transducers, telemetry, and cameras) and performance monitoring (e.g., sampling, analysis, and reporting), ranges between $20,000 to $40,000 per month. The capital cost for the construction of the PRB and STC was approximately $1.2M including the media, trenching, infiltration gallery, cover, and stormwater controls, or roughly $180/cubic yard of reactive media (1,200 cubic yards for the PRB and 5,500 cubic yards for the STC). | System is seep treatment cell effluent to PRB. Treatment media: 50% granular support media, 12.5% chopped alfalfa hay, 37.5% woodchips/shavings. Average hydraulic conductivity of 8.8-116.2 ft/day in the media. Trench excavated to dry, silty-clay, weathered Dinwoody Formation material to prevent groundwater flow from bypassing under the PRB. Eroded overburden was encountered. Media placed to a depth of 2 ft bgs, covered by non-woven geotextile and 2 ft of Dinwoody Formation material. Infiltration gallery was constructed upgradient to the PRB, and overburden was encountered. Infiltration gallery was overexcavated and compacted Dinwoody Formation materials were used on the base and sidewalls to reduce water contact with the overburden. It was backfilled with coarse drain rock and covered with non-woven geotextile and Dinwoody Formation material. PRB is relatively easy to implement with readily available material and equipment but using the technology to treat seeps or shallow groundwater in close proximity to overburden disposal piles should be approached with caution. The presence of run-of-mine shales in and around excavations contributes to mobilization of unwanted constituents (e.g. arsenic, uranium) | The objectives for the Pilot Study are consistent with the preliminary Remedial Action Objectives (RAOs) for groundwater remedies at Conda. Based on observations from the 2019 and 2020 monitoring, modifications were made to the Pilot Study in fall of 2020. In coordination with the Agencies, it was decided that the modification will require further monitoring in 2021 to fully meet the Pilot Study objectives. 2018-2019 start up period had differing conditions from 2020-2021, and the conditions were not considered representative of long term trends, but reflect the capability of the media to rapidly reach redox and geochemical conditions that facilitate microbially mediated reduction. 2020-2021 are operational conditions. The treatment media contributes to total Ar, Fe and Mn concentrations above the MCLs and drinking water standards. Data indicate that the treatment media in the Seep Treatment Cell and PRB is capable of treating water entering the system with total Se concentrations as high as 6.87 mg/L as well as total Cd concentrations up to 0.00847 mg/L to levels below their respective MCLs. | None, other than those presented elsewhere | Seep treatment cell (STC) pretreatment system influent STC-NES5-IF (upgradient) to GW-64-MA (downgradient of the PRB) is the through the central flow path. Data collection for upgradient/downgradient wells is in some instances shifted by 1-2 days. Reporting on effluents from STC-NES5-IF is only considered during the period that effluent from the pretreatment is available for comparison (June 2019-Oct 2021).
Final Treatability Study Findings Report Field-Scale Permeable Reactive Barrier Pilot Study Conda/Woodall Mountain Mine | Conda/Woodall Mountain Mine | IDN001002862 | N/A | N/A | GW-64-MA | Former mining site | Permeable reactive barrier (PRB) with seep treatment cell pre-treatment | Passive | Permeable reactive barrier (PRB) | Pre-treatment | Overburden pile in the headwaters areas of Pedro Creek | Y | Entire system | Specific technologies not specified. PRB is chemical and microbially mediated processes that reduce selenate to selenite and then selenium. Treatment media includes a carbon source (i.e. woodchips), alfalfa hay, and inert sand. Seep treatment cell is pre-treatment cell with treatment media. | Access to the groundwater table is needed. Trench excavated through water-bearing zones of alluvial deposits and into underlying weathered bedrock. | Pilot | 2018-2021, modifications made in 2019 to address seepage | Vanadium | V, dissolved | mg/L | N | N/A | [9 empty] | 0.0043 | 0.0143 | 69.9301 | 0.0244 | 2020 - 2021 Average, from operational period, not whole dataset | Data not provided | Data not provided | 0.00699 | 2020 - 2021 Average, from operational period, not whole dataset | Data not provided | Data not provided | Data not provided | Downgradient | 6.87 | 0.15 | mg/L | 8.23 | °C | Data not provided | N/A | Data not provided | N/A | -15.6 | mV | 2788.9 | µmhos/cm | Turbidity = 4.96 | NTU | data not provided | data not provided | data not provided | data not provided | data not provided | data not provided | N/A | No groundwater comparison value | No samples were collected at STC-NES5-EF between November 2018 and April 2019. | An insufficient amount of time since completion of the Pilot Study to adequately evaluate lifespan of the treatment media. The change in alkalinity can be used as an indicator of change in the ability of the media to treat selenium. Alkalinity remained relatively similar after 2 years of operation indicating that after 2 years of operation the microbially-mediated chemical reduction of selenium remains similar to the study onset. | Design had insufficient capacity to contain the flux of snow melt in addition to seep water. Soils in the area of the PRB are tight. In the future, when in an layered alluvial system, incorporate a gravel "pressure relief/effluent storage" zone on the downgradient edge to allow for increased ability to receive effluent water and/or flow onto the land surface if capacity is reached. The hydrogeological study was performed during fall low flow conditions as were the excavation and installation of the PRB bench. Additional water zones may be present during different water levels, so future design data collection should include a hydrogeological investigation in the spring to better characterize flux and water bearing zones in the aquifer during high water conditions. The PRB increased Ar, Fe, Mn and Ur due to eroded overburden material in the lenses on the walls of the excavation and from the seep and sedimentation basin sediments transferred to the PRB. Oxidizing conditions favorable to mobilization of Ur exist when ORP is above -200 mV. Bicarbonate that is likely dominant in the near neutral pH conditions in the vicinity of the PRB can enhance Ur mobility. Redox cycling from fluctuating water table can cause Ur mobilization. Heterogeneity of groundwater inflow along the trench, contact with runoff of mine materials, and microbial activity all contribute to factors affecting degree of treatment within the PRB. The incorporation of the Pilot Study into a potential remedy for the Pedro Creek Sub-Basin, at its current scale and in absence of other actions, may require some modifications to facilitate handling of high spring inflows and additional treatment to address the transport of released uranium into the shallow groundwater and surface water. | Operation and maintenance cost, including remote monitoring (e.g., transducers, telemetry, and cameras) and performance monitoring (e.g., sampling, analysis, and reporting), ranges between $20,000 to $40,000 per month. The capital cost for the construction of the PRB and STC was approximately $1.2M including the media, trenching, infiltration gallery, cover, and stormwater controls, or roughly $180/cubic yard of reactive media (1,200 cubic yards for the PRB and 5,500 cubic yards for the STC). | System is seep treatment cell effluent to PRB. Treatment media: 50% granular support media, 12.5% chopped alfalfa hay, 37.5% woodchips/shavings. Average hydraulic conductivity of 8.8-116.2 ft/day in the media. Trench excavated to dry, silty-clay, weathered Dinwoody Formation material to prevent groundwater flow from bypassing under the PRB. Eroded overburden was encountered. Media placed to a depth of 2 ft bgs, covered by non-woven geotextile and 2 ft of Dinwoody Formation material. Infiltration gallery was constructed upgradient to the PRB, and overburden was encountered. Infiltration gallery was overexcavated and compacted Dinwoody Formation materials were used on the base and sidewalls to reduce water contact with the overburden. It was backfilled with coarse drain rock and covered with non-woven geotextile and Dinwoody Formation material. PRB is relatively easy to implement with readily available material and equipment but using the technology to treat seeps or shallow groundwater in close proximity to overburden disposal piles should be approached with caution. The presence of run-of-mine shales in and around excavations contributes to mobilization of unwanted constituents (e.g. arsenic, uranium) | The objectives for the Pilot Study are consistent with the preliminary Remedial Action Objectives (RAOs) for groundwater remedies at Conda. Based on observations from the 2019 and 2020 monitoring, modifications were made to the Pilot Study in fall of 2020. In coordination with the Agencies, it was decided that the modification will require further monitoring in 2021 to fully meet the Pilot Study objectives. 2018-2019 start up period had differing conditions from 2020-2021, and the conditions were not considered representative of long term trends, but reflect the capability of the media to rapidly reach redox and geochemical conditions that facilitate microbially mediated reduction. 2020-2021 are operational conditions. The treatment media contributes to total Ar, Fe and Mn concentrations above the MCLs and drinking water standards. Data indicate that the treatment media in the Seep Treatment Cell and PRB is capable of treating water entering the system with total Se concentrations as high as 6.87 mg/L as well as total Cd concentrations up to 0.00847 mg/L to levels below their respective MCLs. | None, other than those presented elsewhere | Seep treatment cell (STC) pretreatment system influent STC-NES5-IF (upgradient) to GW-64-MA (downgradient of the PRB) is the through the central flow path. Data collection for upgradient/downgradient wells is in some instances shifted by 1-2 days. Reporting on effluents from STC-NES5-IF is only considered during the period that effluent from the pretreatment is available for comparison (June 2019-Oct 2021).
Final Treatability Study Findings Report Field-Scale Permeable Reactive Barrier Pilot Study Conda/Woodall Mountain Mine | Conda/Woodall Mountain Mine | IDN001002862 | N/A | N/A | GW-64-MA | Former mining site | Permeable reactive barrier (PRB) with seep treatment cell pre-treatment | Passive | Permeable reactive barrier (PRB) | Pre-treatment | Overburden pile in the headwaters areas of Pedro Creek | Y | Entire system | Specific technologies not specified. PRB is chemical and microbially mediated processes that reduce selenate to selenite and then selenium. Treatment media includes a carbon source (i.e. woodchips), alfalfa hay, and inert sand. Seep treatment cell is pre-treatment cell with treatment media. | Access to the groundwater table is needed. Trench excavated through water-bearing zones of alluvial deposits and into underlying weathered bedrock. | Pilot | 2018-2021, modifications made in 2019 to address seepage | Vanadium | V, total | mg/L | N | N/A | [9 empty] | 0.0053 | 0.0875 | 93.9429 | 0.0663 | 2020 - 2021 Average, from operational period, not whole dataset | Data not provided | Data not provided | 0.00749 | 2020 - 2021 Average, from operational period, not whole dataset | Data not provided | Data not provided | Data not provided | Downgradient | 6.97 | 0.16 | mg/L | 7.1 | °C | Data not provided | N/A | Data not provided | N/A | -192.2 | mV | 2902 | µmhos/cm | Turbidity = 3.48 | NTU | data not provided | data not provided | data not provided | data not provided | data not provided | data not provided | Y | Groundwater Comparison Values: U.S. EPA Residential Tap Water Regional Screening Level, Hazard Index 1.0 0.086 mg/L Assessment of treatment goals based on well-specific averages for 2020-2021 | No samples were collected at STC-NES5-EF between November 2018 and April 2019. | An insufficient amount of time since completion of the Pilot Study to adequately evaluate lifespan of the treatment media. The change in alkalinity can be used as an indicator of change in the ability of the media to treat selenium. Alkalinity remained relatively similar after 2 years of operation indicating that after 2 years of operation the microbially-mediated chemical reduction of selenium remains similar to the study onset. | Design had insufficient capacity to contain the flux of snow melt in addition to seep water. Soils in the area of the PRB are tight. In the future, when in an layered alluvial system, incorporate a gravel "pressure relief/effluent storage" zone on the downgradient edge to allow for increased ability to receive effluent water and/or flow onto the land surface if capacity is reached. The hydrogeological study was performed during fall low flow conditions as were the excavation and installation of the PRB bench. Additional water zones may be present during different water levels, so future design data collection should include a hydrogeological investigation in the spring to better characterize flux and water bearing zones in the aquifer during high water conditions. The PRB increased Ar, Fe, Mn and Ur due to eroded overburden material in the lenses on the walls of the excavation and from the seep and sedimentation basin sediments transferred to the PRB. Oxidizing conditions favorable to mobilization of Ur exist when ORP is above -200 mV. Bicarbonate that is likely dominant in the near neutral pH conditions in the vicinity of the PRB can enhance Ur mobility. Redox cycling from fluctuating water table can cause Ur mobilization. Heterogeneity of groundwater inflow along the trench, contact with runoff of mine materials, and microbial activity all contribute to factors affecting degree of treatment within the PRB. The incorporation of the Pilot Study into a potential remedy for the Pedro Creek Sub-Basin, at its current scale and in absence of other actions, may require some modifications to facilitate handling of high spring inflows and additional treatment to address the transport of released uranium into the shallow groundwater and surface water. | Operation and maintenance cost, including remote monitoring (e.g., transducers, telemetry, and cameras) and performance monitoring (e.g., sampling, analysis, and reporting), ranges between $20,000 to $40,000 per month. The capital cost for the construction of the PRB and STC was approximately $1.2M including the media, trenching, infiltration gallery, cover, and stormwater controls, or roughly $180/cubic yard of reactive media (1,200 cubic yards for the PRB and 5,500 cubic yards for the STC). | System is seep treatment cell effluent to PRB. Treatment media: 50% granular support media, 12.5% chopped alfalfa hay, 37.5% woodchips/shavings. Average hydraulic conductivity of 8.8-116.2 ft/day in the media. Trench excavated to dry, silty-clay, weathered Dinwoody Formation material to prevent groundwater flow from bypassing under the PRB. Eroded overburden was encountered. Media placed to a depth of 2 ft bgs, covered by non-woven geotextile and 2 ft of Dinwoody Formation material. Infiltration gallery was constructed upgradient to the PRB, and overburden was encountered. Infiltration gallery was overexcavated and compacted Dinwoody Formation materials were used on the base and sidewalls to reduce water contact with the overburden. It was backfilled with coarse drain rock and covered with non-woven geotextile and Dinwoody Formation material. PRB is relatively easy to implement with readily available material and equipment but using the technology to treat seeps or shallow groundwater in close proximity to overburden disposal piles should be approached with caution. The presence of run-of-mine shales in and around excavations contributes to mobilization of unwanted constituents (e.g. arsenic, uranium) | The objectives for the Pilot Study are consistent with the preliminary Remedial Action Objectives (RAOs) for groundwater remedies at Conda. Based on observations from the 2019 and 2020 monitoring, modifications were made to the Pilot Study in fall of 2020. In coordination with the Agencies, it was decided that the modification will require further monitoring in 2021 to fully meet the Pilot Study objectives. 2018-2019 start up period had differing conditions from 2020-2021, and the conditions were not considered representative of long term trends, but reflect the capability of the media to rapidly reach redox and geochemical conditions that facilitate microbially mediated reduction. 2020-2021 are operational conditions. The treatment media contributes to total Ar, Fe and Mn concentrations above the MCLs and drinking water standards. Data indicate that the treatment media in the Seep Treatment Cell and PRB is capable of treating water entering the system with total Se concentrations as high as 6.87 mg/L as well as total Cd concentrations up to 0.00847 mg/L to levels below their respective MCLs. | None, other than those presented elsewhere | Seep treatment cell (STC) pretreatment system influent STC-NES5-IF (upgradient) to GW-64-MA (downgradient of the PRB) is the through the central flow path. Data collection for upgradient/downgradient wells is in some instances shifted by 1-2 days. Reporting on effluents from STC-NES5-IF is only considered during the period that effluent from the pretreatment is available for comparison (June 2019-Oct 2021).
Final Treatability Study Findings Report Field-Scale Permeable Reactive Barrier Pilot Study Conda/Woodall Mountain Mine | Conda/Woodall Mountain Mine | IDN001002862 | N/A | N/A | STC-NES5-IF | Former mining site | Permeable reactive barrier (PRB) with seep treatment cell pre-treatment | Passive | Permeable reactive barrier (PRB) | Pre-treatment | Overburden pile in the headwaters areas of Pedro Creek | Y | Entire system | Specific technologies not specified. PRB is chemical and microbially mediated processes that reduce selenate to selenite and then selenium. Treatment media includes a carbon source (i.e. woodchips), alfalfa hay, and inert sand. Seep treatment cell is pre-treatment cell with treatment media. | Access to the groundwater table is needed. Trench excavated through water-bearing zones of alluvial deposits and into underlying weathered bedrock. | Pilot | 2018-2021, modifications made in 2019 to address seepage | Zinc | Zn, dissolved | mg/L | N | N/A | 1.13 | ND | 99.9115 | [9 empty] | 1.01 | 2020 - 2021 Average, from operational period, not whole dataset | Data not provided | Data not provided | 0.0024 | 2020 - 2021 Average, from operational period, not whole dataset | Data not provided | Data not provided | Data not provided | Upgradient | 6.91 | 4.87 | mg/L | 10.8 | °C | Data not provided | N/A | Data not provided | N/A | 78.9 | mV | 3324 | µmhos/cm | Turbidity = 78.14 | NTU | data not provided | data not provided | data not provided | data not provided | data not provided | data not provided | N/A | No groundwater comparison value | No samples were collected at STC-NES5-EF between November 2018 and April 2019. | An insufficient amount of time since completion of the Pilot Study to adequately evaluate lifespan of the treatment media. The change in alkalinity can be used as an indicator of change in the ability of the media to treat selenium. Alkalinity remained relatively similar after 2 years of operation indicating that after 2 years of operation the microbially-mediated chemical reduction of selenium remains similar to the study onset. | Design had insufficient capacity to contain the flux of snow melt in addition to seep water. Soils in the area of the PRB are tight. In the future, when in an layered alluvial system, incorporate a gravel "pressure relief/effluent storage" zone on the downgradient edge to allow for increased ability to receive effluent water and/or flow onto the land surface if capacity is reached. The hydrogeological study was performed during fall low flow conditions as were the excavation and installation of the PRB bench. Additional water zones may be present during different water levels, so future design data collection should include a hydrogeological investigation in the spring to better characterize flux and water bearing zones in the aquifer during high water conditions. The PRB increased Ar, Fe, Mn and Ur due to eroded overburden material in the lenses on the walls of the excavation and from the seep and sedimentation basin sediments transferred to the PRB. Oxidizing conditions favorable to mobilization of Ur exist when ORP is above -200 mV. Bicarbonate that is likely dominant in the near neutral pH conditions in the vicinity of the PRB can enhance Ur mobility. Redox cycling from fluctuating water table can cause Ur mobilization. Heterogeneity of groundwater inflow along the trench, contact with runoff of mine materials, and microbial activity all contribute to factors affecting degree of treatment within the PRB. The incorporation of the Pilot Study into a potential remedy for the Pedro Creek Sub-Basin, at its current scale and in absence of other actions, may require some modifications to facilitate handling of high spring inflows and additional treatment to address the transport of released uranium into the shallow groundwater and surface water. | Operation and maintenance cost, including remote monitoring (e.g., transducers, telemetry, and cameras) and performance monitoring (e.g., sampling, analysis, and reporting), ranges between $20,000 to $40,000 per month. The capital cost for the construction of the PRB and STC was approximately $1.2M including the media, trenching, infiltration gallery, cover, and stormwater controls, or roughly $180/cubic yard of reactive media (1,200 cubic yards for the PRB and 5,500 cubic yards for the STC). | System is seep treatment cell effluent to PRB. Treatment media: 50% granular support media, 12.5% chopped alfalfa hay, 37.5% woodchips/shavings. Average hydraulic conductivity of 8.8-116.2 ft/day in the media. Trench excavated to dry, silty-clay, weathered Dinwoody Formation material to prevent groundwater flow from bypassing under the PRB. Eroded overburden was encountered. Media placed to a depth of 2 ft bgs, covered by non-woven geotextile and 2 ft of Dinwoody Formation material. Infiltration gallery was constructed upgradient to the PRB, and overburden was encountered. Infiltration gallery was overexcavated and compacted Dinwoody Formation materials were used on the base and sidewalls to reduce water contact with the overburden. It was backfilled with coarse drain rock and covered with non-woven geotextile and Dinwoody Formation material. PRB is relatively easy to implement with readily available material and equipment but using the technology to treat seeps or shallow groundwater in close proximity to overburden disposal piles should be approached with caution. The presence of run-of-mine shales in and around excavations contributes to mobilization of unwanted constituents (e.g. arsenic, uranium) | The objectives for the Pilot Study are consistent with the preliminary Remedial Action Objectives (RAOs) for groundwater remedies at Conda. Based on observations from the 2019 and 2020 monitoring, modifications were made to the Pilot Study in fall of 2020. In coordination with the Agencies, it was decided that the modification will require further monitoring in 2021 to fully meet the Pilot Study objectives. 2018-2019 start up period had differing conditions from 2020-2021, and the conditions were not considered representative of long term trends, but reflect the capability of the media to rapidly reach redox and geochemical conditions that facilitate microbially mediated reduction. 2020-2021 are operational conditions. The treatment media contributes to total Ar, Fe and Mn concentrations above the MCLs and drinking water standards. Data indicate that the treatment media in the Seep Treatment Cell and PRB is capable of treating water entering the system with total Se concentrations as high as 6.87 mg/L as well as total Cd concentrations up to 0.00847 mg/L to levels below their respective MCLs. | None, other than those presented elsewhere | Seep treatment cell (STC) pretreatment system influent STC-NES5-IF (upgradient) to GW-64-MA (downgradient of the PRB) is the through the central flow path. Data collection for upgradient/downgradient wells is in some instances shifted by 1-2 days. Reporting on effluents from STC-NES5-IF is only considered during the period that effluent from the pretreatment is available for comparison (June 2019-Oct 2021).
Final Treatability Study Findings Report Field-Scale Permeable Reactive Barrier Pilot Study Conda/Woodall Mountain Mine | Conda/Woodall Mountain Mine | IDN001002862 | N/A | N/A | STC-NES5-IF | Former mining site | Permeable reactive barrier (PRB) with seep treatment cell pre-treatment | Passive | Permeable reactive barrier (PRB) | Pre-treatment | Overburden pile in the headwaters areas of Pedro Creek | Y | Entire system | Specific technologies not specified. PRB is chemical and microbially mediated processes that reduce selenate to selenite and then selenium. Treatment media includes a carbon source (i.e. woodchips), alfalfa hay, and inert sand. Seep treatment cell is pre-treatment cell with treatment media. | Access to the groundwater table is needed. Trench excavated through water-bearing zones of alluvial deposits and into underlying weathered bedrock. | Pilot | 2018-2021, modifications made in 2019 to address seepage | Zinc | Zn, total | mg/L | N | N/A | 1.3 | ND | 99.9231 | [9 empty] | 1.12 | 2020 - 2021 Average, from operational period, not whole dataset | Data not provided | Data not provided | 0.0032 | 2020 - 2021 Average, from operational period, not whole dataset | Data not provided | Data not provided | Data not provided | Upgradient | 6.91 | 4.87 | mg/L | 10.8 | °C | Data not provided | N/A | Data not provided | N/A | 78.9 | mV | 3324 | µmhos/cm | Turbidity = 78.14 | NTU | data not provided | data not provided | data not provided | data not provided | data not provided | data not provided | Y | Groundwater Comparison Value: U.S. EPA MCL 3.13 mg/L Assessment of treatment goals based on well-specific averages for 2020-2021 | No samples were collected at STC-NES5-EF between November 2018 and April 2019. | An insufficient amount of time since completion of the Pilot Study to adequately evaluate lifespan of the treatment media. The change in alkalinity can be used as an indicator of change in the ability of the media to treat selenium. Alkalinity remained relatively similar after 2 years of operation indicating that after 2 years of operation the microbially-mediated chemical reduction of selenium remains similar to the study onset. | Design had insufficient capacity to contain the flux of snow melt in addition to seep water. Soils in the area of the PRB are tight. In the future, when in an layered alluvial system, incorporate a gravel "pressure relief/effluent storage" zone on the downgradient edge to allow for increased ability to receive effluent water and/or flow onto the land surface if capacity is reached. The hydrogeological study was performed during fall low flow conditions as were the excavation and installation of the PRB bench. Additional water zones may be present during different water levels, so future design data collection should include a hydrogeological investigation in the spring to better characterize flux and water bearing zones in the aquifer during high water conditions. The PRB increased Ar, Fe, Mn and Ur due to eroded overburden material in the lenses on the walls of the excavation and from the seep and sedimentation basin sediments transferred to the PRB. Oxidizing conditions favorable to mobilization of Ur exist when ORP is above -200 mV. Bicarbonate that is likely dominant in the near neutral pH conditions in the vicinity of the PRB can enhance Ur mobility. Redox cycling from fluctuating water table can cause Ur mobilization. Heterogeneity of groundwater inflow along the trench, contact with runoff of mine materials, and microbial activity all contribute to factors affecting degree of treatment within the PRB. The incorporation of the Pilot Study into a potential remedy for the Pedro Creek Sub-Basin, at its current scale and in absence of other actions, may require some modifications to facilitate handling of high spring inflows and additional treatment to address the transport of released uranium into the shallow groundwater and surface water. | Operation and maintenance cost, including remote monitoring (e.g., transducers, telemetry, and cameras) and performance monitoring (e.g., sampling, analysis, and reporting), ranges between $20,000 to $40,000 per month. The capital cost for the construction of the PRB and STC was approximately $1.2M including the media, trenching, infiltration gallery, cover, and stormwater controls, or roughly $180/cubic yard of reactive media (1,200 cubic yards for the PRB and 5,500 cubic yards for the STC). | System is seep treatment cell effluent to PRB. Treatment media: 50% granular support media, 12.5% chopped alfalfa hay, 37.5% woodchips/shavings. Average hydraulic conductivity of 8.8-116.2 ft/day in the media. Trench excavated to dry, silty-clay, weathered Dinwoody Formation material to prevent groundwater flow from bypassing under the PRB. Eroded overburden was encountered. Media placed to a depth of 2 ft bgs, covered by non-woven geotextile and 2 ft of Dinwoody Formation material. Infiltration gallery was constructed upgradient to the PRB, and overburden was encountered. Infiltration gallery was overexcavated and compacted Dinwoody Formation materials were used on the base and sidewalls to reduce water contact with the overburden. It was backfilled with coarse drain rock and covered with non-woven geotextile and Dinwoody Formation material. PRB is relatively easy to implement with readily available material and equipment but using the technology to treat seeps or shallow groundwater in close proximity to overburden disposal piles should be approached with caution. The presence of run-of-mine shales in and around excavations contributes to mobilization of unwanted constituents (e.g. arsenic, uranium) | The objectives for the Pilot Study are consistent with the preliminary Remedial Action Objectives (RAOs) for groundwater remedies at Conda. Based on observations from the 2019 and 2020 monitoring, modifications were made to the Pilot Study in fall of 2020. In coordination with the Agencies, it was decided that the modification will require further monitoring in 2021 to fully meet the Pilot Study objectives. 2018-2019 start up period had differing conditions from 2020-2021, and the conditions were not considered representative of long term trends, but reflect the capability of the media to rapidly reach redox and geochemical conditions that facilitate microbially mediated reduction. 2020-2021 are operational conditions. The treatment media contributes to total Ar, Fe and Mn concentrations above the MCLs and drinking water standards. Data indicate that the treatment media in the Seep Treatment Cell and PRB is capable of treating water entering the system with total Se concentrations as high as 6.87 mg/L as well as total Cd concentrations up to 0.00847 mg/L to levels below their respective MCLs. | None, other than those presented elsewhere | Seep treatment cell (STC) pretreatment system influent STC-NES5-IF (upgradient) to GW-64-MA (downgradient of the PRB) is the through the central flow path. Data collection for upgradient/downgradient wells is in some instances shifted by 1-2 days. Reporting on effluents from STC-NES5-IF is only considered during the period that effluent from the pretreatment is available for comparison (June 2019-Oct 2021).
Final Treatability Study Findings Report Field-Scale Permeable Reactive Barrier Pilot Study Conda/Woodall Mountain Mine | Conda/Woodall Mountain Mine | IDN001002862 | N/A | N/A | STC-NES5-IF | Former mining site | Permeable reactive barrier (PRB) with seep treatment cell pre-treatment | Passive | Permeable reactive barrier (PRB) | Pre-treatment | Overburden pile in the headwaters areas of Pedro Creek | Y | Entire system | Specific technologies not specified. PRB is chemical and microbially mediated processes that reduce selenate to selenite and then selenium. Treatment media includes a carbon source (i.e. woodchips), alfalfa hay, and inert sand. Seep treatment cell is pre-treatment cell with treatment media. | Access to the groundwater table is needed. Trench excavated through water-bearing zones of alluvial deposits and into underlying weathered bedrock. | Pilot | 2018-2021, modifications made in 2019 to address seepage | Zinc | Zn, dissolved | mg/L | N | N/A |  |  |  | 0.835 | 0.0025 | 99.7006 | [6 empty] | 1.01 | 2020 - 2021 Average, from operational period, not whole dataset | Data not provided | Data not provided | 0.0024 | 2020 - 2021 Average, from operational period, not whole dataset | Data not provided | Data not provided | Data not provided | Upgradient | 6.96 | 4.51 | mg/L | 10.4 | °C | Data not provided | N/A | Data not provided | N/A | -68.2 | mV | 3089 | µmhos/cm | Turbidity = 187 | NTU | data not provided | data not provided | data not provided | data not provided | data not provided | data not provided | N/A | No groundwater comparison value | No samples were collected at STC-NES5-EF between November 2018 and April 2019. | An insufficient amount of time since completion of the Pilot Study to adequately evaluate lifespan of the treatment media. The change in alkalinity can be used as an indicator of change in the ability of the media to treat selenium. Alkalinity remained relatively similar after 2 years of operation indicating that after 2 years of operation the microbially-mediated chemical reduction of selenium remains similar to the study onset. | Design had insufficient capacity to contain the flux of snow melt in addition to seep water. Soils in the area of the PRB are tight. In the future, when in an layered alluvial system, incorporate a gravel "pressure relief/effluent storage" zone on the downgradient edge to allow for increased ability to receive effluent water and/or flow onto the land surface if capacity is reached. The hydrogeological study was performed during fall low flow conditions as were the excavation and installation of the PRB bench. Additional water zones may be present during different water levels, so future design data collection should include a hydrogeological investigation in the spring to better characterize flux and water bearing zones in the aquifer during high water conditions. The PRB increased Ar, Fe, Mn and Ur due to eroded overburden material in the lenses on the walls of the excavation and from the seep and sedimentation basin sediments transferred to the PRB. Oxidizing conditions favorable to mobilization of Ur exist when ORP is above -200 mV. Bicarbonate that is likely dominant in the near neutral pH conditions in the vicinity of the PRB can enhance Ur mobility. Redox cycling from fluctuating water table can cause Ur mobilization. Heterogeneity of groundwater inflow along the trench, contact with runoff of mine materials, and microbial activity all contribute to factors affecting degree of treatment within the PRB. The incorporation of the Pilot Study into a potential remedy for the Pedro Creek Sub-Basin, at its current scale and in absence of other actions, may require some modifications to facilitate handling of high spring inflows and additional treatment to address the transport of released uranium into the shallow groundwater and surface water. | Operation and maintenance cost, including remote monitoring (e.g., transducers, telemetry, and cameras) and performance monitoring (e.g., sampling, analysis, and reporting), ranges between $20,000 to $40,000 per month. The capital cost for the construction of the PRB and STC was approximately $1.2M including the media, trenching, infiltration gallery, cover, and stormwater controls, or roughly $180/cubic yard of reactive media (1,200 cubic yards for the PRB and 5,500 cubic yards for the STC). | System is seep treatment cell effluent to PRB. Treatment media: 50% granular support media, 12.5% chopped alfalfa hay, 37.5% woodchips/shavings. Average hydraulic conductivity of 8.8-116.2 ft/day in the media. Trench excavated to dry, silty-clay, weathered Dinwoody Formation material to prevent groundwater flow from bypassing under the PRB. Eroded overburden was encountered. Media placed to a depth of 2 ft bgs, covered by non-woven geotextile and 2 ft of Dinwoody Formation material. Infiltration gallery was constructed upgradient to the PRB, and overburden was encountered. Infiltration gallery was overexcavated and compacted Dinwoody Formation materials were used on the base and sidewalls to reduce water contact with the overburden. It was backfilled with coarse drain rock and covered with non-woven geotextile and Dinwoody Formation material. PRB is relatively easy to implement with readily available material and equipment but using the technology to treat seeps or shallow groundwater in close proximity to overburden disposal piles should be approached with caution. The presence of run-of-mine shales in and around excavations contributes to mobilization of unwanted constituents (e.g. arsenic, uranium) | The objectives for the Pilot Study are consistent with the preliminary Remedial Action Objectives (RAOs) for groundwater remedies at Conda. Based on observations from the 2019 and 2020 monitoring, modifications were made to the Pilot Study in fall of 2020. In coordination with the Agencies, it was decided that the modification will require further monitoring in 2021 to fully meet the Pilot Study objectives. 2018-2019 start up period had differing conditions from 2020-2021, and the conditions were not considered representative of long term trends, but reflect the capability of the media to rapidly reach redox and geochemical conditions that facilitate microbially mediated reduction. 2020-2021 are operational conditions. The treatment media contributes to total Ar, Fe and Mn concentrations above the MCLs and drinking water standards. Data indicate that the treatment media in the Seep Treatment Cell and PRB is capable of treating water entering the system with total Se concentrations as high as 6.87 mg/L as well as total Cd concentrations up to 0.00847 mg/L to levels below their respective MCLs. | None, other than those presented elsewhere | Seep treatment cell (STC) pretreatment system influent STC-NES5-IF (upgradient) to GW-64-MA (downgradient of the PRB) is the through the central flow path. Data collection for upgradient/downgradient wells is in some instances shifted by 1-2 days. Reporting on effluents from STC-NES5-IF is only considered during the period that effluent from the pretreatment is available for comparison (June 2019-Oct 2021).
Final Treatability Study Findings Report Field-Scale Permeable Reactive Barrier Pilot Study Conda/Woodall Mountain Mine | Conda/Woodall Mountain Mine | IDN001002862 | N/A | N/A | STC-NES5-IF | Former mining site | Permeable reactive barrier (PRB) with seep treatment cell pre-treatment | Passive | Permeable reactive barrier (PRB) | Pre-treatment | Overburden pile in the headwaters areas of Pedro Creek | Y | Entire system | Specific technologies not specified. PRB is chemical and microbially mediated processes that reduce selenate to selenite and then selenium. Treatment media includes a carbon source (i.e. woodchips), alfalfa hay, and inert sand. Seep treatment cell is pre-treatment cell with treatment media. | Access to the groundwater table is needed. Trench excavated through water-bearing zones of alluvial deposits and into underlying weathered bedrock. | Pilot | 2018-2021, modifications made in 2019 to address seepage | Zinc | Zn, total | mg/L | N | N/A |  |  |  | 0.657 | 0.0053 | 99.1933 | [6 empty] | 1.12 | 2020 - 2021 Average, from operational period, not whole dataset | Data not provided | Data not provided | 0.0032 | 2020 - 2021 Average, from operational period, not whole dataset | Data not provided | Data not provided | Data not provided | Upgradient | 6.85 | 5.9 | mg/L | 11.4 | °C | Data not provided | N/A | Data not provided | N/A | 134.1 | mV | 3374 | µmhos/cm | Turbidity = 7.4 | NTU | data not provided | data not provided | data not provided | data not provided | data not provided | data not provided | Y | Groundwater Comparison Value: U.S. EPA MCL 3.13 mg/L Assessment of treatment goals based on well-specific averages for 2020-2021 | No samples were collected at STC-NES5-EF between November 2018 and April 2019. | An insufficient amount of time since completion of the Pilot Study to adequately evaluate lifespan of the treatment media. The change in alkalinity can be used as an indicator of change in the ability of the media to treat selenium. Alkalinity remained relatively similar after 2 years of operation indicating that after 2 years of operation the microbially-mediated chemical reduction of selenium remains similar to the study onset. | Design had insufficient capacity to contain the flux of snow melt in addition to seep water. Soils in the area of the PRB are tight. In the future, when in an layered alluvial system, incorporate a gravel "pressure relief/effluent storage" zone on the downgradient edge to allow for increased ability to receive effluent water and/or flow onto the land surface if capacity is reached. The hydrogeological study was performed during fall low flow conditions as were the excavation and installation of the PRB bench. Additional water zones may be present during different water levels, so future design data collection should include a hydrogeological investigation in the spring to better characterize flux and water bearing zones in the aquifer during high water conditions. The PRB increased Ar, Fe, Mn and Ur due to eroded overburden material in the lenses on the walls of the excavation and from the seep and sedimentation basin sediments transferred to the PRB. Oxidizing conditions favorable to mobilization of Ur exist when ORP is above -200 mV. Bicarbonate that is likely dominant in the near neutral pH conditions in the vicinity of the PRB can enhance Ur mobility. Redox cycling from fluctuating water table can cause Ur mobilization. Heterogeneity of groundwater inflow along the trench, contact with runoff of mine materials, and microbial activity all contribute to factors affecting degree of treatment within the PRB. The incorporation of the Pilot Study into a potential remedy for the Pedro Creek Sub-Basin, at its current scale and in absence of other actions, may require some modifications to facilitate handling of high spring inflows and additional treatment to address the transport of released uranium into the shallow groundwater and surface water. | Operation and maintenance cost, including remote monitoring (e.g., transducers, telemetry, and cameras) and performance monitoring (e.g., sampling, analysis, and reporting), ranges between $20,000 to $40,000 per month. The capital cost for the construction of the PRB and STC was approximately $1.2M including the media, trenching, infiltration gallery, cover, and stormwater controls, or roughly $180/cubic yard of reactive media (1,200 cubic yards for the PRB and 5,500 cubic yards for the STC). | System is seep treatment cell effluent to PRB. Treatment media: 50% granular support media, 12.5% chopped alfalfa hay, 37.5% woodchips/shavings. Average hydraulic conductivity of 8.8-116.2 ft/day in the media. Trench excavated to dry, silty-clay, weathered Dinwoody Formation material to prevent groundwater flow from bypassing under the PRB. Eroded overburden was encountered. Media placed to a depth of 2 ft bgs, covered by non-woven geotextile and 2 ft of Dinwoody Formation material. Infiltration gallery was constructed upgradient to the PRB, and overburden was encountered. Infiltration gallery was overexcavated and compacted Dinwoody Formation materials were used on the base and sidewalls to reduce water contact with the overburden. It was backfilled with coarse drain rock and covered with non-woven geotextile and Dinwoody Formation material. PRB is relatively easy to implement with readily available material and equipment but using the technology to treat seeps or shallow groundwater in close proximity to overburden disposal piles should be approached with caution. The presence of run-of-mine shales in and around excavations contributes to mobilization of unwanted constituents (e.g. arsenic, uranium) | The objectives for the Pilot Study are consistent with the preliminary Remedial Action Objectives (RAOs) for groundwater remedies at Conda. Based on observations from the 2019 and 2020 monitoring, modifications were made to the Pilot Study in fall of 2020. In coordination with the Agencies, it was decided that the modification will require further monitoring in 2021 to fully meet the Pilot Study objectives. 2018-2019 start up period had differing conditions from 2020-2021, and the conditions were not considered representative of long term trends, but reflect the capability of the media to rapidly reach redox and geochemical conditions that facilitate microbially mediated reduction. 2020-2021 are operational conditions. The treatment media contributes to total Ar, Fe and Mn concentrations above the MCLs and drinking water standards. Data indicate that the treatment media in the Seep Treatment Cell and PRB is capable of treating water entering the system with total Se concentrations as high as 6.87 mg/L as well as total Cd concentrations up to 0.00847 mg/L to levels below their respective MCLs. | None, other than those presented elsewhere | Seep treatment cell (STC) pretreatment system influent STC-NES5-IF (upgradient) to GW-64-MA (downgradient of the PRB) is the through the central flow path. Data collection for upgradient/downgradient wells is in some instances shifted by 1-2 days. Reporting on effluents from STC-NES5-IF is only considered during the period that effluent from the pretreatment is available for comparison (June 2019-Oct 2021).
Final Treatability Study Findings Report Field-Scale Permeable Reactive Barrier Pilot Study Conda/Woodall Mountain Mine | Conda/Woodall Mountain Mine | IDN001002862 | N/A | N/A | GW-64-MA | Former mining site | Permeable reactive barrier (PRB) with seep treatment cell pre-treatment | Passive | Permeable reactive barrier (PRB) | Pre-treatment | Overburden pile in the headwaters areas of Pedro Creek | Y | Entire system | Specific technologies not specified. PRB is chemical and microbially mediated processes that reduce selenate to selenite and then selenium. Treatment media includes a carbon source (i.e. woodchips), alfalfa hay, and inert sand. Seep treatment cell is pre-treatment cell with treatment media. | Access to the groundwater table is needed. Trench excavated through water-bearing zones of alluvial deposits and into underlying weathered bedrock. | Pilot | 2018-2021, modifications made in 2019 to address seepage | Zinc | Zn, dissolved | mg/L | N | N/A | [6 empty] | 0.0053 | 1.07 | 99.5047 |  |  |  | 1.01 | 2020 - 2021 Average, from operational period, not whole dataset | Data not provided | Data not provided | 0.0024 | 2020 - 2021 Average, from operational period, not whole dataset | Data not provided | Data not provided | Data not provided | Downgradient | 7.19 | 0.15 | mg/L | 10.33 | °C | Data not provided | N/A | Data not provided | N/A | -235.4 | mV | 2852.4 | µmhos/cm | None | N/A | data not provided | data not provided | data not provided | data not provided | data not provided | data not provided | N/A | No groundwater comparison value | No samples were collected at STC-NES5-EF between November 2018 and April 2019. | An insufficient amount of time since completion of the Pilot Study to adequately evaluate lifespan of the treatment media. The change in alkalinity can be used as an indicator of change in the ability of the media to treat selenium. Alkalinity remained relatively similar after 2 years of operation indicating that after 2 years of operation the microbially-mediated chemical reduction of selenium remains similar to the study onset. | Design had insufficient capacity to contain the flux of snow melt in addition to seep water. Soils in the area of the PRB are tight. In the future, when in an layered alluvial system, incorporate a gravel "pressure relief/effluent storage" zone on the downgradient edge to allow for increased ability to receive effluent water and/or flow onto the land surface if capacity is reached. The hydrogeological study was performed during fall low flow conditions as were the excavation and installation of the PRB bench. Additional water zones may be present during different water levels, so future design data collection should include a hydrogeological investigation in the spring to better characterize flux and water bearing zones in the aquifer during high water conditions. The PRB increased Ar, Fe, Mn and Ur due to eroded overburden material in the lenses on the walls of the excavation and from the seep and sedimentation basin sediments transferred to the PRB. Oxidizing conditions favorable to mobilization of Ur exist when ORP is above -200 mV. Bicarbonate that is likely dominant in the near neutral pH conditions in the vicinity of the PRB can enhance Ur mobility. Redox cycling from fluctuating water table can cause Ur mobilization. Heterogeneity of groundwater inflow along the trench, contact with runoff of mine materials, and microbial activity all contribute to factors affecting degree of treatment within the PRB. The incorporation of the Pilot Study into a potential remedy for the Pedro Creek Sub-Basin, at its current scale and in absence of other actions, may require some modifications to facilitate handling of high spring inflows and additional treatment to address the transport of released uranium into the shallow groundwater and surface water. | Operation and maintenance cost, including remote monitoring (e.g., transducers, telemetry, and cameras) and performance monitoring (e.g., sampling, analysis, and reporting), ranges between $20,000 to $40,000 per month. The capital cost for the construction of the PRB and STC was approximately $1.2M including the media, trenching, infiltration gallery, cover, and stormwater controls, or roughly $180/cubic yard of reactive media (1,200 cubic yards for the PRB and 5,500 cubic yards for the STC). | System is seep treatment cell effluent to PRB. Treatment media: 50% granular support media, 12.5% chopped alfalfa hay, 37.5% woodchips/shavings. Average hydraulic conductivity of 8.8-116.2 ft/day in the media. Trench excavated to dry, silty-clay, weathered Dinwoody Formation material to prevent groundwater flow from bypassing under the PRB. Eroded overburden was encountered. Media placed to a depth of 2 ft bgs, covered by non-woven geotextile and 2 ft of Dinwoody Formation material. Infiltration gallery was constructed upgradient to the PRB, and overburden was encountered. Infiltration gallery was overexcavated and compacted Dinwoody Formation materials were used on the base and sidewalls to reduce water contact with the overburden. It was backfilled with coarse drain rock and covered with non-woven geotextile and Dinwoody Formation material. PRB is relatively easy to implement with readily available material and equipment but using the technology to treat seeps or shallow groundwater in close proximity to overburden disposal piles should be approached with caution. The presence of run-of-mine shales in and around excavations contributes to mobilization of unwanted constituents (e.g. arsenic, uranium) | The objectives for the Pilot Study are consistent with the preliminary Remedial Action Objectives (RAOs) for groundwater remedies at Conda. Based on observations from the 2019 and 2020 monitoring, modifications were made to the Pilot Study in fall of 2020. In coordination with the Agencies, it was decided that the modification will require further monitoring in 2021 to fully meet the Pilot Study objectives. 2018-2019 start up period had differing conditions from 2020-2021, and the conditions were not considered representative of long term trends, but reflect the capability of the media to rapidly reach redox and geochemical conditions that facilitate microbially mediated reduction. 2020-2021 are operational conditions. The treatment media contributes to total Ar, Fe and Mn concentrations above the MCLs and drinking water standards. Data indicate that the treatment media in the Seep Treatment Cell and PRB is capable of treating water entering the system with total Se concentrations as high as 6.87 mg/L as well as total Cd concentrations up to 0.00847 mg/L to levels below their respective MCLs. | None, other than those presented elsewhere | Seep treatment cell (STC) pretreatment system influent STC-NES5-IF (upgradient) to GW-64-MA (downgradient of the PRB) is the through the central flow path. Data collection for upgradient/downgradient wells is in some instances shifted by 1-2 days. Reporting on effluents from STC-NES5-IF is only considered during the period that effluent from the pretreatment is available for comparison (June 2019-Oct 2021).
Final Treatability Study Findings Report Field-Scale Permeable Reactive Barrier Pilot Study Conda/Woodall Mountain Mine | Conda/Woodall Mountain Mine | IDN001002862 | N/A | N/A | GW-64-MA | Former mining site | Permeable reactive barrier (PRB) with seep treatment cell pre-treatment | Passive | Permeable reactive barrier (PRB) | Pre-treatment | Overburden pile in the headwaters areas of Pedro Creek | Y | Entire system | Specific technologies not specified. PRB is chemical and microbially mediated processes that reduce selenate to selenite and then selenium. Treatment media includes a carbon source (i.e. woodchips), alfalfa hay, and inert sand. Seep treatment cell is pre-treatment cell with treatment media. | Access to the groundwater table is needed. Trench excavated through water-bearing zones of alluvial deposits and into underlying weathered bedrock. | Pilot | 2018-2021, modifications made in 2019 to address seepage | Zinc | Zn, total | mg/L | N | N/A | [6 empty] | 0.0056 | 0.851 | 99.342 |  |  |  | 1.12 | 2020 - 2021 Average, from operational period, not whole dataset | Data not provided | Data not provided | 0.0032 | 2020 - 2021 Average, from operational period, not whole dataset | Data not provided | Data not provided | Data not provided | Downgradient | 6.87 | 0.15 | mg/L | 8.23 | °C | Data not provided | N/A | Data not provided | N/A | -15.6 | mV | 2788.9 | µmhos/cm | Turbidity = 4.96 | NTU | data not provided | data not provided | data not provided | data not provided | data not provided | data not provided | Y | Groundwater Comparison Value: U.S. EPA MCL 3.13 mg/L Assessment of treatment goals based on well-specific averages for 2020-2021 | No samples were collected at STC-NES5-EF between November 2018 and April 2019. | An insufficient amount of time since completion of the Pilot Study to adequately evaluate lifespan of the treatment media. The change in alkalinity can be used as an indicator of change in the ability of the media to treat selenium. Alkalinity remained relatively similar after 2 years of operation indicating that after 2 years of operation the microbially-mediated chemical reduction of selenium remains similar to the study onset. | Design had insufficient capacity to contain the flux of snow melt in addition to seep water. Soils in the area of the PRB are tight. In the future, when in an layered alluvial system, incorporate a gravel "pressure relief/effluent storage" zone on the downgradient edge to allow for increased ability to receive effluent water and/or flow onto the land surface if capacity is reached. The hydrogeological study was performed during fall low flow conditions as were the excavation and installation of the PRB bench. Additional water zones may be present during different water levels, so future design data collection should include a hydrogeological investigation in the spring to better characterize flux and water bearing zones in the aquifer during high water conditions. The PRB increased Ar, Fe, Mn and Ur due to eroded overburden material in the lenses on the walls of the excavation and from the seep and sedimentation basin sediments transferred to the PRB. Oxidizing conditions favorable to mobilization of Ur exist when ORP is above -200 mV. Bicarbonate that is likely dominant in the near neutral pH conditions in the vicinity of the PRB can enhance Ur mobility. Redox cycling from fluctuating water table can cause Ur mobilization. Heterogeneity of groundwater inflow along the trench, contact with runoff of mine materials, and microbial activity all contribute to factors affecting degree of treatment within the PRB. The incorporation of the Pilot Study into a potential remedy for the Pedro Creek Sub-Basin, at its current scale and in absence of other actions, may require some modifications to facilitate handling of high spring inflows and additional treatment to address the transport of released uranium into the shallow groundwater and surface water. | Operation and maintenance cost, including remote monitoring (e.g., transducers, telemetry, and cameras) and performance monitoring (e.g., sampling, analysis, and reporting), ranges between $20,000 to $40,000 per month. The capital cost for the construction of the PRB and STC was approximately $1.2M including the media, trenching, infiltration gallery, cover, and stormwater controls, or roughly $180/cubic yard of reactive media (1,200 cubic yards for the PRB and 5,500 cubic yards for the STC). | System is seep treatment cell effluent to PRB. Treatment media: 50% granular support media, 12.5% chopped alfalfa hay, 37.5% woodchips/shavings. Average hydraulic conductivity of 8.8-116.2 ft/day in the media. Trench excavated to dry, silty-clay, weathered Dinwoody Formation material to prevent groundwater flow from bypassing under the PRB. Eroded overburden was encountered. Media placed to a depth of 2 ft bgs, covered by non-woven geotextile and 2 ft of Dinwoody Formation material. Infiltration gallery was constructed upgradient to the PRB, and overburden was encountered. Infiltration gallery was overexcavated and compacted Dinwoody Formation materials were used on the base and sidewalls to reduce water contact with the overburden. It was backfilled with coarse drain rock and covered with non-woven geotextile and Dinwoody Formation material. PRB is relatively easy to implement with readily available material and equipment but using the technology to treat seeps or shallow groundwater in close proximity to overburden disposal piles should be approached with caution. The presence of run-of-mine shales in and around excavations contributes to mobilization of unwanted constituents (e.g. arsenic, uranium) | The objectives for the Pilot Study are consistent with the preliminary Remedial Action Objectives (RAOs) for groundwater remedies at Conda. Based on observations from the 2019 and 2020 monitoring, modifications were made to the Pilot Study in fall of 2020. In coordination with the Agencies, it was decided that the modification will require further monitoring in 2021 to fully meet the Pilot Study objectives. 2018-2019 start up period had differing conditions from 2020-2021, and the conditions were not considered representative of long term trends, but reflect the capability of the media to rapidly reach redox and geochemical conditions that facilitate microbially mediated reduction. 2020-2021 are operational conditions. The treatment media contributes to total Ar, Fe and Mn concentrations above the MCLs and drinking water standards. Data indicate that the treatment media in the Seep Treatment Cell and PRB is capable of treating water entering the system with total Se concentrations as high as 6.87 mg/L as well as total Cd concentrations up to 0.00847 mg/L to levels below their respective MCLs. | None, other than those presented elsewhere | Seep treatment cell (STC) pretreatment system influent STC-NES5-IF (upgradient) to GW-64-MA (downgradient of the PRB) is the through the central flow path. Data collection for upgradient/downgradient wells is in some instances shifted by 1-2 days. Reporting on effluents from STC-NES5-IF is only considered during the period that effluent from the pretreatment is available for comparison (June 2019-Oct 2021).
Final Treatability Study Findings Report Field-Scale Permeable Reactive Barrier Pilot Study Conda/Woodall Mountain Mine | Conda/Woodall Mountain Mine | IDN001002862 | N/A | N/A | GW-64-MA | Former mining site | Permeable reactive barrier (PRB) with seep treatment cell pre-treatment | Passive | Permeable reactive barrier (PRB) | Pre-treatment | Overburden pile in the headwaters areas of Pedro Creek | Y | Entire system | Specific technologies not specified. PRB is chemical and microbially mediated processes that reduce selenate to selenite and then selenium. Treatment media includes a carbon source (i.e. woodchips), alfalfa hay, and inert sand. Seep treatment cell is pre-treatment cell with treatment media. | Access to the groundwater table is needed. Trench excavated through water-bearing zones of alluvial deposits and into underlying weathered bedrock. | Pilot | 2018-2021, modifications made in 2019 to address seepage | Zinc | Zn, dissolved | mg/L | N | N/A | [9 empty] | ND | 0.897-1.13 | 99.89-99.91 | 1.01 | 2020 - 2021 Average, from operational period, not whole dataset | Data not provided | Data not provided | 0.0024 | 2020 - 2021 Average, from operational period, not whole dataset | Data not provided | Data not provided | Data not provided | Downgradient | 6.64–6.97 | (-)0.12–0.5 | mg/L | 6.33–11.49 | °C | Data not provided | N/A | Data not provided | N/A | (-)259.1–(-)115.6 | mV | 2,535.2–4,008 | µmhos/cm | Turbidity = 2.92–370 | NTU | data not provided | data not provided | data not provided | data not provided | data not provided | data not provided | N/A | No groundwater comparison value | No samples were collected at STC-NES5-EF between November 2018 and April 2019. | An insufficient amount of time since completion of the Pilot Study to adequately evaluate lifespan of the treatment media. The change in alkalinity can be used as an indicator of change in the ability of the media to treat selenium. Alkalinity remained relatively similar after 2 years of operation indicating that after 2 years of operation the microbially-mediated chemical reduction of selenium remains similar to the study onset. | Design had insufficient capacity to contain the flux of snow melt in addition to seep water. Soils in the area of the PRB are tight. In the future, when in an layered alluvial system, incorporate a gravel "pressure relief/effluent storage" zone on the downgradient edge to allow for increased ability to receive effluent water and/or flow onto the land surface if capacity is reached. The hydrogeological study was performed during fall low flow conditions as were the excavation and installation of the PRB bench. Additional water zones may be present during different water levels, so future design data collection should include a hydrogeological investigation in the spring to better characterize flux and water bearing zones in the aquifer during high water conditions. The PRB increased Ar, Fe, Mn and Ur due to eroded overburden material in the lenses on the walls of the excavation and from the seep and sedimentation basin sediments transferred to the PRB. Oxidizing conditions favorable to mobilization of Ur exist when ORP is above -200 mV. Bicarbonate that is likely dominant in the near neutral pH conditions in the vicinity of the PRB can enhance Ur mobility. Redox cycling from fluctuating water table can cause Ur mobilization. Heterogeneity of groundwater inflow along the trench, contact with runoff of mine materials, and microbial activity all contribute to factors affecting degree of treatment within the PRB. The incorporation of the Pilot Study into a potential remedy for the Pedro Creek Sub-Basin, at its current scale and in absence of other actions, may require some modifications to facilitate handling of high spring inflows and additional treatment to address the transport of released uranium into the shallow groundwater and surface water. | Operation and maintenance cost, including remote monitoring (e.g., transducers, telemetry, and cameras) and performance monitoring (e.g., sampling, analysis, and reporting), ranges between $20,000 to $40,000 per month. The capital cost for the construction of the PRB and STC was approximately $1.2M including the media, trenching, infiltration gallery, cover, and stormwater controls, or roughly $180/cubic yard of reactive media (1,200 cubic yards for the PRB and 5,500 cubic yards for the STC). | System is seep treatment cell effluent to PRB. Treatment media: 50% granular support media, 12.5% chopped alfalfa hay, 37.5% woodchips/shavings. Average hydraulic conductivity of 8.8-116.2 ft/day in the media. Trench excavated to dry, silty-clay, weathered Dinwoody Formation material to prevent groundwater flow from bypassing under the PRB. Eroded overburden was encountered. Media placed to a depth of 2 ft bgs, covered by non-woven geotextile and 2 ft of Dinwoody Formation material. Infiltration gallery was constructed upgradient to the PRB, and overburden was encountered. Infiltration gallery was overexcavated and compacted Dinwoody Formation materials were used on the base and sidewalls to reduce water contact with the overburden. It was backfilled with coarse drain rock and covered with non-woven geotextile and Dinwoody Formation material. PRB is relatively easy to implement with readily available material and equipment but using the technology to treat seeps or shallow groundwater in close proximity to overburden disposal piles should be approached with caution. The presence of run-of-mine shales in and around excavations contributes to mobilization of unwanted constituents (e.g. arsenic, uranium) | The objectives for the Pilot Study are consistent with the preliminary Remedial Action Objectives (RAOs) for groundwater remedies at Conda. Based on observations from the 2019 and 2020 monitoring, modifications were made to the Pilot Study in fall of 2020. In coordination with the Agencies, it was decided that the modification will require further monitoring in 2021 to fully meet the Pilot Study objectives. 2018-2019 start up period had differing conditions from 2020-2021, and the conditions were not considered representative of long term trends, but reflect the capability of the media to rapidly reach redox and geochemical conditions that facilitate microbially mediated reduction. 2020-2021 are operational conditions. The treatment media contributes to total Ar, Fe and Mn concentrations above the MCLs and drinking water standards. Data indicate that the treatment media in the Seep Treatment Cell and PRB is capable of treating water entering the system with total Se concentrations as high as 6.87 mg/L as well as total Cd concentrations up to 0.00847 mg/L to levels below their respective MCLs. | None, other than those presented elsewhere | Seep treatment cell (STC) pretreatment system influent STC-NES5-IF (upgradient) to GW-64-MA (downgradient of the PRB) is the through the central flow path. Data collection for upgradient/downgradient wells is in some instances shifted by 1-2 days. Reporting on effluents from STC-NES5-IF is only considered during the period that effluent from the pretreatment is available for comparison (June 2019-Oct 2021).
Final Treatability Study Findings Report Field-Scale Permeable Reactive Barrier Pilot Study Conda/Woodall Mountain Mine | Conda/Woodall Mountain Mine | IDN001002862 | N/A | N/A | GW-64-MA | Former mining site | Permeable reactive barrier (PRB) with seep treatment cell pre-treatment | Passive | Permeable reactive barrier (PRB) | Pre-treatment | Overburden pile in the headwaters areas of Pedro Creek | Y | Entire system | Specific technologies not specified. PRB is chemical and microbially mediated processes that reduce selenate to selenite and then selenium. Treatment media includes a carbon source (i.e. woodchips), alfalfa hay, and inert sand. Seep treatment cell is pre-treatment cell with treatment media. | Access to the groundwater table is needed. Trench excavated through water-bearing zones of alluvial deposits and into underlying weathered bedrock. | Pilot | 2018-2021, modifications made in 2019 to address seepage | Zinc | Zn, total | mg/L | N | N/A | [9 empty] | ND | 1.17-1.3 | 99.91-99.92 | 1.12 | 2020 - 2021 Average, from operational period, not whole dataset | Data not provided | Data not provided | 0.0032 | 2020 - 2021 Average, from operational period, not whole dataset | Data not provided | Data not provided | Data not provided | Downgradient | 6.75–6.9 | (-)0.12–0.0 | mg/L | 9.4–9.9 | °C | Data not provided | N/A | Data not provided | N/A | (-)242.3–(-)234.8 | mV | 2,994–3,156 | µmhos/cm | Turbidity = 2.92–5.07 | NTU | data not provided | data not provided | data not provided | data not provided | data not provided | data not provided | Y | Groundwater Comparison Value: U.S. EPA MCL 3.13 mg/L Assessment of treatment goals based on well-specific averages for 2020-2021 | No samples were collected at STC-NES5-EF between November 2018 and April 2019. | An insufficient amount of time since completion of the Pilot Study to adequately evaluate lifespan of the treatment media. The change in alkalinity can be used as an indicator of change in the ability of the media to treat selenium. Alkalinity remained relatively similar after 2 years of operation indicating that after 2 years of operation the microbially-mediated chemical reduction of selenium remains similar to the study onset. | Design had insufficient capacity to contain the flux of snow melt in addition to seep water. Soils in the area of the PRB are tight. In the future, when in an layered alluvial system, incorporate a gravel "pressure relief/effluent storage" zone on the downgradient edge to allow for increased ability to receive effluent water and/or flow onto the land surface if capacity is reached. The hydrogeological study was performed during fall low flow conditions as were the excavation and installation of the PRB bench. Additional water zones may be present during different water levels, so future design data collection should include a hydrogeological investigation in the spring to better characterize flux and water bearing zones in the aquifer during high water conditions. The PRB increased Ar, Fe, Mn and Ur due to eroded overburden material in the lenses on the walls of the excavation and from the seep and sedimentation basin sediments transferred to the PRB. Oxidizing conditions favorable to mobilization of Ur exist when ORP is above -200 mV. Bicarbonate that is likely dominant in the near neutral pH conditions in the vicinity of the PRB can enhance Ur mobility. Redox cycling from fluctuating water table can cause Ur mobilization. Heterogeneity of groundwater inflow along the trench, contact with runoff of mine materials, and microbial activity all contribute to factors affecting degree of treatment within the PRB. The incorporation of the Pilot Study into a potential remedy for the Pedro Creek Sub-Basin, at its current scale and in absence of other actions, may require some modifications to facilitate handling of high spring inflows and additional treatment to address the transport of released uranium into the shallow groundwater and surface water. | Operation and maintenance cost, including remote monitoring (e.g., transducers, telemetry, and cameras) and performance monitoring (e.g., sampling, analysis, and reporting), ranges between $20,000 to $40,000 per month. The capital cost for the construction of the PRB and STC was approximately $1.2M including the media, trenching, infiltration gallery, cover, and stormwater controls, or roughly $180/cubic yard of reactive media (1,200 cubic yards for the PRB and 5,500 cubic yards for the STC). | System is seep treatment cell effluent to PRB. Treatment media: 50% granular support media, 12.5% chopped alfalfa hay, 37.5% woodchips/shavings. Average hydraulic conductivity of 8.8-116.2 ft/day in the media. Trench excavated to dry, silty-clay, weathered Dinwoody Formation material to prevent groundwater flow from bypassing under the PRB. Eroded overburden was encountered. Media placed to a depth of 2 ft bgs, covered by non-woven geotextile and 2 ft of Dinwoody Formation material. Infiltration gallery was constructed upgradient to the PRB, and overburden was encountered. Infiltration gallery was overexcavated and compacted Dinwoody Formation materials were used on the base and sidewalls to reduce water contact with the overburden. It was backfilled with coarse drain rock and covered with non-woven geotextile and Dinwoody Formation material. PRB is relatively easy to implement with readily available material and equipment but using the technology to treat seeps or shallow groundwater in close proximity to overburden disposal piles should be approached with caution. The presence of run-of-mine shales in and around excavations contributes to mobilization of unwanted constituents (e.g. arsenic, uranium) | The objectives for the Pilot Study are consistent with the preliminary Remedial Action Objectives (RAOs) for groundwater remedies at Conda. Based on observations from the 2019 and 2020 monitoring, modifications were made to the Pilot Study in fall of 2020. In coordination with the Agencies, it was decided that the modification will require further monitoring in 2021 to fully meet the Pilot Study objectives. 2018-2019 start up period had differing conditions from 2020-2021, and the conditions were not considered representative of long term trends, but reflect the capability of the media to rapidly reach redox and geochemical conditions that facilitate microbially mediated reduction. 2020-2021 are operational conditions. The treatment media contributes to total Ar, Fe and Mn concentrations above the MCLs and drinking water standards. Data indicate that the treatment media in the Seep Treatment Cell and PRB is capable of treating water entering the system with total Se concentrations as high as 6.87 mg/L as well as total Cd concentrations up to 0.00847 mg/L to levels below their respective MCLs. | None, other than those presented elsewhere | Seep treatment cell (STC) pretreatment system influent STC-NES5-IF (upgradient) to GW-64-MA (downgradient of the PRB) is the through the central flow path. Data collection for upgradient/downgradient wells is in some instances shifted by 1-2 days. Reporting on effluents from STC-NES5-IF is only considered during the period that effluent from the pretreatment is available for comparison (June 2019-Oct 2021).

## Header Descriptions
Header | Description
Site Name | Name of the site
EPA CERCLA ID | EPA CERCLA ID number
Parent Name | If the test was conducted at a ‘child’ site or an alias, this is the name of the larger associated Superfund site.
Operable Unit (OU) | Specific operable unit (OU) of the site if specified
Technology Tested | Name of the technology tested
Technology Type | The technology type (i.e., active or passive/semi-passive)
Source of MIW | Source of the MIW (e.g., adit drainage, groundwater)
Treatment Train? (Y/N) | Whether the treatment was a treatment train (i.e., multiple individual technologies)
Specific Component for Performance Data | Component for which data are reported
Technology Requirements | Requirements of the technology (e.g., electricity, pH > or < X, dissolved oxygen < X, etc.)
Geographic conditions/ constraints | Geographic conditions/constraints (e.g., topography, climate)
Scale | Scale of the technology (e.g., pilot, or full-scale application)
Duration of Study | Length of the study
Constituent | Element or ion treated
Constituent Phase | Identity – contaminants of concern (COCs) and others having data/information on treatment
Unit | Unit of concentration reported in study
Max. Influent Concentration | Maximum influent concentration treated
Associated Effluent Concentration | Effluent concentration attained for maximum concentration treated
Max. Effluent Concentration | Maximum effluent concentration treated
Associated Influent Concentration | Influent concentration attained for maximum concentration treated
Min. Influent Concentration | Minimum influent concentration treated and
Associated Effluent Concentration | Effluent concentration attained for maximum concentration treated
Min. Effluent Concentration | Minimum effluent concentration treated and
Associated Influent Concentration | Influent concentration attained for maximum concentration treated
Avg. Influent Concentration | Average influent concentration treated and associated time
Avg. Associated Time (Influent) | Time over which average X was calculated
Med. Influent Concentration | Median influent concentration treated and associated time
Avg. Associated Time Influent) | Time over which average X was calculated
Avg. Effluent Concentration | Average effluent concentration treated and associated time
Avg. Associated Time (Effluent) | Time over which average X was calculated
Med. Effluent Concentration | Median effluent concentration treated and associated time
Avg. Associated Time (Effluent) | Time over which average X was calculated
Avg. Percent Removal | Average percent removal
Parameters | Parameters associated with the concentrations of other data documented
Loads Treated | Mass of constituent per unit flow
pH | pH associated with documented concentrations
DO | DO associated with documented concentrations
Water Temperature | Water temperature associated with documented concentrations
Air Temperature | Air temperature associated with documented concentrations
ORP | Oxidation-reduction potential associated with documented concentrations
Specific Conductivity | Specific conductivity associated with documented concentrations
Flows treated | Flows treated
Were treatment goals met? (Y/N) | Whether the testing met the treatment goals
Performance Metrics | Goals or performance metrics upon which the treatment success was based
Limitations/Constraints | Any limitations or constraints noted that contributed to success or failure
Longevity Estimates | Estimates of longevity, if provided
Lessons Learned | Any reported lessons learned
Reported Cost Data | Any reported cost data
Other design details | Any other design details provided in the sources cited
Other performance details | Any other performance details provided in the sources cited