Treatability Study Technical Memorandum, Blue Ledge Mine Superfund Site, Siskiyou County, California | BLUE LEDGE MINE | CAN000906063 | N/A | N/A | TSP03 | Post operations | BCR 3 | Passive | Biochemical reactor (BCR) | No pre-treatment | Discharge from reclaimed waste rock pile 1 (WRP1) area (adits, runoff, and groundwater seeps) | N | BCR without pre-treatment | Data not provided | Rogue River – Siskiyou National Forest in Northern California/no constraints noted | Pilot | September - December 2012 | Lead | Pb, dissolved | µg/L | N | N/A |  |  |  | 3.4 | ND | 85.2941 | [6 empty] | Data not provided | Data not provided | Data not provided | Data not provided | Data not provided | Data not provided | Data not provided | Data not provided |  | Influent | 3.15 | 9.09 | mg/L | 5.76 | °C | Data not provided | N/A | Data not provided | N/A | 260.6 | mV | 2255 | µS/cm | None | N/A | Data not provided | Data not provided | Data not provided | Data not provided | Data not provided | Data not provided | Data not provided | Data not provided | The short time period of the study and cold weather/cold influent water appear to have had an overall negative effect on establishing robust microbial communities and sustaining sulfate reduction. | Data not provided | Fresh dairy cow manure should be used rather than horse manure - Dairy manure has been shown to contain higher numbers and diversity of SRB than horse or other manure types. Must have a consistent ethanol dose to the barrels. | Data not provided | Substrate: ChitoRem | Data not provided | Data not provided | ND = non-detect (< 1)
Treatability Study Technical Memorandum, Blue Ledge Mine Superfund Site, Siskiyou County, California | BLUE LEDGE MINE | CAN000906063 | N/A | N/A | TSP03 | Post operations | BCR 3 | Passive | Biochemical reactor (BCR) | No pre-treatment | Discharge from reclaimed waste rock pile 1 (WRP1) area (adits, runoff, and groundwater seeps) | N | BCR without pre-treatment | Data not provided | Rogue River – Siskiyou National Forest in Northern California/no constraints noted | Pilot | September - December 2012 | Lead | Pb, total | µg/L | N | N/A | [6 empty] | ND | ND | Not Applicable |  |  |  | Data not provided | Data not provided | Data not provided | Data not provided | Data not provided | Data not provided | Data not provided | Data not provided |  | Effluent (range for the period of record) | 6.98–7.43 | 1.21–6.48 | mg/L | 5.47–15.37 | °C | Data not provided | N/A | Data not provided | N/A | (-)196–5.4 | mV | 3,074–30,050 | µS/cm | None | N/A | Data not provided | Data not provided | Data not provided | Data not provided | Data not provided | Data not provided | Data not provided | Data not provided | The short time period of the study and cold weather/cold influent water appear to have had an overall negative effect on establishing robust microbial communities and sustaining sulfate reduction. | Data not provided | Fresh dairy cow manure should be used rather than horse manure - Dairy manure has been shown to contain higher numbers and diversity of SRB than horse or other manure types. Must have a consistent ethanol dose to the barrels. | Data not provided | Substrate: ChitoRem | Data not provided | Data not provided | ND = non-detect (ranges from < 1 - < 10)
Treatability Study Technical Memorandum, Blue Ledge Mine Superfund Site, Siskiyou County, California | BLUE LEDGE MINE | CAN000906063 | N/A | N/A | TSP03 | Post operations | BCR 3 | Passive | Biochemical reactor (BCR) | No pre-treatment | Discharge from reclaimed waste rock pile 1 (WRP1) area (adits, runoff, and groundwater seeps) | N | BCR without pre-treatment | Data not provided | Rogue River – Siskiyou National Forest in Northern California/no constraints noted | Pilot | September - December 2012 | Lead | Pb, dissolved | µg/L | N | N/A | [6 empty] | ND | ND | Not Applicable |  |  |  | Data not provided | Data not provided | Data not provided | Data not provided | Data not provided | Data not provided | Data not provided | Data not provided |  | Effluent (range for the period of record) | 6.98–7.43 | 1.21–6.48 | mg/L | 5.47–15.37 | °C | Data not provided | N/A | Data not provided | N/A | (-)196–5.4 | mV | 3,074–30,050 | µS/cm | None | N/A | Data not provided | Data not provided | Data not provided | Data not provided | Data not provided | Data not provided | Data not provided | Data not provided | The short time period of the study and cold weather/cold influent water appear to have had an overall negative effect on establishing robust microbial communities and sustaining sulfate reduction. | Data not provided | Fresh dairy cow manure should be used rather than horse manure - Dairy manure has been shown to contain higher numbers and diversity of SRB than horse or other manure types. Must have a consistent ethanol dose to the barrels. | Data not provided | Substrate: ChitoRem | Data not provided | Data not provided | ND = non-detect (ranges from < 1 - < 10)
Treatability Study Technical Memorandum, Blue Ledge Mine Superfund Site, Siskiyou County, California | BLUE LEDGE MINE | CAN000906063 | N/A | N/A | TSP03 | Post operations | BCR 3 | Passive | Biochemical reactor (BCR) | No pre-treatment | Discharge from reclaimed waste rock pile 1 (WRP1) area (adits, runoff, and groundwater seeps) | N | BCR without pre-treatment | Data not provided | Rogue River – Siskiyou National Forest in Northern California/no constraints noted | Pilot | September - December 2012 | Lead | Pb, total | µg/L | N | N/A | [9 empty] | ND | ND | Not Applicable | Data not provided | Data not provided | Data not provided | Data not provided | Data not provided | Data not provided | Data not provided | Data not provided |  | Effluent (range for the period of record) | 6.98–7.43 | 1.21–6.48 | mg/L | 5.47–15.37 | °C | Data not provided | N/A | Data not provided | N/A | (-)196–5.4 | mV | 3,074–30,050 | µS/cm | None | N/A | Data not provided | Data not provided | Data not provided | Data not provided | Data not provided | Data not provided | Data not provided | Data not provided | The short time period of the study and cold weather/cold influent water appear to have had an overall negative effect on establishing robust microbial communities and sustaining sulfate reduction. | Data not provided | Fresh dairy cow manure should be used rather than horse manure - Dairy manure has been shown to contain higher numbers and diversity of SRB than horse or other manure types. Must have a consistent ethanol dose to the barrels. | Data not provided | Substrate: ChitoRem | Data not provided | Data not provided | ND = non-detect (ranges from < 1 - < 10)
Treatability Study Technical Memorandum, Blue Ledge Mine Superfund Site, Siskiyou County, California | BLUE LEDGE MINE | CAN000906063 | N/A | N/A | TSP03 | Post operations | BCR 3 | Passive | Biochemical reactor (BCR) | No pre-treatment | Discharge from reclaimed waste rock pile 1 (WRP1) area (adits, runoff, and groundwater seeps) | N | BCR without pre-treatment | Data not provided | Rogue River – Siskiyou National Forest in Northern California/no constraints noted | Pilot | September - December 2012 | Lead | Pb, dissolved | µg/L | N | N/A | [9 empty] | ND | ND | Not Applicable | Data not provided | Data not provided | Data not provided | Data not provided | Data not provided | Data not provided | Data not provided | Data not provided |  | Effluent (range for the period of record) | 6.98–7.43 | 1.21–6.48 | mg/L | 5.47–15.37 | °C | Data not provided | N/A | Data not provided | N/A | (-)196–5.4 | mV | 3,074–30,050 | µS/cm | None | N/A | Data not provided | Data not provided | Data not provided | Data not provided | Data not provided | Data not provided | Data not provided | Data not provided | The short time period of the study and cold weather/cold influent water appear to have had an overall negative effect on establishing robust microbial communities and sustaining sulfate reduction. | Data not provided | Fresh dairy cow manure should be used rather than horse manure - Dairy manure has been shown to contain higher numbers and diversity of SRB than horse or other manure types. Must have a consistent ethanol dose to the barrels. | Data not provided | Substrate: ChitoRem | Data not provided | Data not provided | ND = non-detect (ranges from < 1 - < 10)
Treatability Study Technical Memorandum, Blue Ledge Mine Superfund Site, Siskiyou County, California | BLUE LEDGE MINE | CAN000906063 | N/A | N/A | TSP04 | Post operations | BCR 4 | Passive | Successive alkalinity producing system (SAPS) | Pre-treatment | Discharge from reclaimed waste rock pile 1 (WRP1) area (adits, runoff, and groundwater seeps) | N | Pre-treatment | Data not provided | Rogue River – Siskiyou National Forest in Northern California/no constraints noted | Pilot | September - December 2012 | Lead | Pb, total | µg/L | N | N/A | 25.5 | ND | 98.0392 | [9 empty] | Data not provided | Data not provided | Data not provided | Data not provided | Data not provided | Data not provided | Data not provided | Data not provided |  | Influent | 3.24 | 9.96 | mg/L | 6.54 | °C | Data not provided | N/A | Data not provided | N/A | 309.7 | mV | 1811 | µS/cm | None | N/A | Data not provided | Data not provided | Data not provided | Data not provided | Data not provided | Data not provided | Data not provided | Data not provided | The short time period of the study and cold weather/cold influent water appear to have had an overall negative effect on establishing robust microbial communities and sustaining sulfate reduction. | Data not provided | Fresh dairy cow manure should be used rather than horse manure - Dairy manure has been shown to contain higher numbers and diversity of SRB than horse or other manure types. Must have a consistent ethanol dose to the barrels. | Data not provided | Successive alkalinity producing system (SAPS) with manure and limestone | Data not provided | Data not provided | ND = non-detect (< 1)
Treatability Study Technical Memorandum, Blue Ledge Mine Superfund Site, Siskiyou County, California | BLUE LEDGE MINE | CAN000906063 | N/A | N/A | TSP04 | Post operations | BCR 4 | Passive | Successive alkalinity producing system (SAPS) | Pre-treatment | Discharge from reclaimed waste rock pile 1 (WRP1) area (adits, runoff, and groundwater seeps) | N | Pre-treatment | Data not provided | Rogue River – Siskiyou National Forest in Northern California/no constraints noted | Pilot | September - December 2012 | Lead | Pb, dissolved | µg/L | N | N/A | 11.8 | ND | 78.8136 | [9 empty] | Data not provided | Data not provided | Data not provided | Data not provided | Data not provided | Data not provided | Data not provided | Data not provided |  | Influent | 3.07 | 8.64 | mg/L | 5.49 | °C | Data not provided | N/A | Data not provided | N/A | 515.3 | mV | 561 | µS/cm | None | N/A | Data not provided | Data not provided | Data not provided | Data not provided | Data not provided | Data not provided | Data not provided | Data not provided | The short time period of the study and cold weather/cold influent water appear to have had an overall negative effect on establishing robust microbial communities and sustaining sulfate reduction. | Data not provided | Fresh dairy cow manure should be used rather than horse manure - Dairy manure has been shown to contain higher numbers and diversity of SRB than horse or other manure types. Must have a consistent ethanol dose to the barrels. | Data not provided | Successive alkalinity producing system (SAPS) with manure and limestone | Data not provided | Data not provided | ND = non-detect (< 5)
Treatability Study Technical Memorandum, Blue Ledge Mine Superfund Site, Siskiyou County, California | BLUE LEDGE MINE | CAN000906063 | N/A | N/A | TSP04 | Post operations | BCR 4 | Passive | Successive alkalinity producing system (SAPS) | Pre-treatment | Discharge from reclaimed waste rock pile 1 (WRP1) area (adits, runoff, and groundwater seeps) | N | Pre-treatment | Data not provided | Rogue River – Siskiyou National Forest in Northern California/no constraints noted | Pilot | September - December 2012 | Lead | Pb, total | µg/L | N | N/A |  |  |  | 3.4 | ND | 85.2941 | [6 empty] | Data not provided | Data not provided | Data not provided | Data not provided | Data not provided | Data not provided | Data not provided | Data not provided |  | Influent | 3.15 | 9.09 | mg/L | 5.76 | °C | Data not provided | N/A | Data not provided | N/A | 260.6 | mV | 2255 | µS/cm | None | N/A | Data not provided | Data not provided | Data not provided | Data not provided | Data not provided | Data not provided | Data not provided | Data not provided | The short time period of the study and cold weather/cold influent water appear to have had an overall negative effect on establishing robust microbial communities and sustaining sulfate reduction. | Data not provided | Fresh dairy cow manure should be used rather than horse manure - Dairy manure has been shown to contain higher numbers and diversity of SRB than horse or other manure types. Must have a consistent ethanol dose to the barrels. | Data not provided | Successive alkalinity producing system (SAPS) with manure and limestone | Data not provided | Data not provided | ND = non-detect (< 1)
Treatability Study Technical Memorandum, Blue Ledge Mine Superfund Site, Siskiyou County, California | BLUE LEDGE MINE | CAN000906063 | N/A | N/A | TSP04 | Post operations | BCR 4 | Passive | Successive alkalinity producing system (SAPS) | Pre-treatment | Discharge from reclaimed waste rock pile 1 (WRP1) area (adits, runoff, and groundwater seeps) | N | Pre-treatment | Data not provided | Rogue River – Siskiyou National Forest in Northern California/no constraints noted | Pilot | September - December 2012 | Lead | Pb, dissolved | µg/L | N | N/A |  |  |  | 3.4 | ND | 85.2941 | [6 empty] | Data not provided | Data not provided | Data not provided | Data not provided | Data not provided | Data not provided | Data not provided | Data not provided |  | Influent | 3.15 | 9.09 | mg/L | 5.76 | °C | Data not provided | N/A | Data not provided | N/A | 260.6 | mV | 2255 | µS/cm | None | N/A | Data not provided | Data not provided | Data not provided | Data not provided | Data not provided | Data not provided | Data not provided | Data not provided | The short time period of the study and cold weather/cold influent water appear to have had an overall negative effect on establishing robust microbial communities and sustaining sulfate reduction. | Data not provided | Fresh dairy cow manure should be used rather than horse manure - Dairy manure has been shown to contain higher numbers and diversity of SRB than horse or other manure types. Must have a consistent ethanol dose to the barrels. | Data not provided | Successive alkalinity producing system (SAPS) with manure and limestone | Data not provided | Data not provided | ND = non-detect (< 1)
Treatability Study Technical Memorandum, Blue Ledge Mine Superfund Site, Siskiyou County, California | BLUE LEDGE MINE | CAN000906063 | N/A | N/A | TSP04 | Post operations | BCR 4 | Passive | Successive alkalinity producing system (SAPS) | Pre-treatment | Discharge from reclaimed waste rock pile 1 (WRP1) area (adits, runoff, and groundwater seeps) | N | Pre-treatment | Data not provided | Rogue River – Siskiyou National Forest in Northern California/no constraints noted | Pilot | September - December 2012 | Lead | Pb, total | µg/L | N | N/A | [6 empty] | 11.6 | ND | Not Applicable |  |  |  | Data not provided | Data not provided | Data not provided | Data not provided | Data not provided | Data not provided | Data not provided | Data not provided |  | Effluent | 7.15 | 4.64 | mg/L | 15.84 | °C | Data not provided | N/A | Data not provided | N/A | -24 | mV | 2969 | µS/cm | None | N/A | Data not provided | Data not provided | Data not provided | Data not provided | Data not provided | Data not provided | Data not provided | Data not provided | The short time period of the study and cold weather/cold influent water appear to have had an overall negative effect on establishing robust microbial communities and sustaining sulfate reduction. | Data not provided | Fresh dairy cow manure should be used rather than horse manure - Dairy manure has been shown to contain higher numbers and diversity of SRB than horse or other manure types. Must have a consistent ethanol dose to the barrels. | Data not provided | Successive alkalinity producing system (SAPS) with manure and limestone | Data not provided | Multiple limits of detection over time of study. Value is the max effluent value not qualified as non-detect. Range of non-detect values is < 1 - < 10. | ND = non-detect (< 10)
Treatability Study Technical Memorandum, Blue Ledge Mine Superfund Site, Siskiyou County, California | BLUE LEDGE MINE | CAN000906063 | N/A | N/A | TSP04 | Post operations | BCR 4 | Passive | Successive alkalinity producing system (SAPS) | Pre-treatment | Discharge from reclaimed waste rock pile 1 (WRP1) area (adits, runoff, and groundwater seeps) | N | Pre-treatment | Data not provided | Rogue River – Siskiyou National Forest in Northern California/no constraints noted | Pilot | September - December 2012 | Lead | Pb, dissolved | µg/L | N | N/A | [6 empty] | ND | ND | Not Applicable |  |  |  | Data not provided | Data not provided | Data not provided | Data not provided | Data not provided | Data not provided | Data not provided | Data not provided |  | Effluent (range for the period of record) | 6.81–7.2 | 0.82–4.87 | mg/L | 4.5–15.84 | °C | Data not provided | N/A | Data not provided | N/A | (-)229.5–50.7 | mV | 638–2,969 | µS/cm | None | N/A | Data not provided | Data not provided | Data not provided | Data not provided | Data not provided | Data not provided | Data not provided | Data not provided | The short time period of the study and cold weather/cold influent water appear to have had an overall negative effect on establishing robust microbial communities and sustaining sulfate reduction. | Data not provided | Fresh dairy cow manure should be used rather than horse manure - Dairy manure has been shown to contain higher numbers and diversity of SRB than horse or other manure types. Must have a consistent ethanol dose to the barrels. | Data not provided | Successive alkalinity producing system (SAPS) with manure and limestone | Data not provided | Data not provided | ND = non-detect (ranges from < 1 - < 10)
Treatability Study Technical Memorandum, Blue Ledge Mine Superfund Site, Siskiyou County, California | BLUE LEDGE MINE | CAN000906063 | N/A | N/A | TSP04 | Post operations | BCR 4 | Passive | Successive alkalinity producing system (SAPS) | Pre-treatment | Discharge from reclaimed waste rock pile 1 (WRP1) area (adits, runoff, and groundwater seeps) | N | Pre-treatment | Data not provided | Rogue River – Siskiyou National Forest in Northern California/no constraints noted | Pilot | September - December 2012 | Lead | Pb, total | µg/L | N | N/A | [9 empty] | 11.6 | ND | Not Applicable | Data not provided | Data not provided | Data not provided | Data not provided | Data not provided | Data not provided | Data not provided | Data not provided |  | Effluent | 7.15 | 4.64 | mg/L | 15.84 | °C | Data not provided | N/A | Data not provided | N/A | -24 | mV | 2969 | µS/cm | None | N/A | Data not provided | Data not provided | Data not provided | Data not provided | Data not provided | Data not provided | Data not provided | Data not provided | The short time period of the study and cold weather/cold influent water appear to have had an overall negative effect on establishing robust microbial communities and sustaining sulfate reduction. | Data not provided | Fresh dairy cow manure should be used rather than horse manure - Dairy manure has been shown to contain higher numbers and diversity of SRB than horse or other manure types. Must have a consistent ethanol dose to the barrels. | Data not provided | Successive alkalinity producing system (SAPS) with manure and limestone | Data not provided | Multiple limits of detection over time of study. Value is the min effluent value not qualified as non-detect. Range of non-detect values is < 1 - < 10. | ND = non-detect (< 10)
Treatability Study Technical Memorandum, Blue Ledge Mine Superfund Site, Siskiyou County, California | BLUE LEDGE MINE | CAN000906063 | N/A | N/A | TSP04 | Post operations | BCR 4 | Passive | Successive alkalinity producing system (SAPS) | Pre-treatment | Discharge from reclaimed waste rock pile 1 (WRP1) area (adits, runoff, and groundwater seeps) | N | Pre-treatment | Data not provided | Rogue River – Siskiyou National Forest in Northern California/no constraints noted | Pilot | September - December 2012 | Lead | Pb, dissolved | µg/L | N | N/A | [9 empty] | ND | ND | Not Applicable | Data not provided | Data not provided | Data not provided | Data not provided | Data not provided | Data not provided | Data not provided | Data not provided |  | Effluent (range for the period of record) | 6.81–7.2 | 0.82–4.87 | mg/L | 4.5–15.84 | °C | Data not provided | N/A | Data not provided | N/A | (-)229.5–50.7 | mV | 638–2,969 | µS/cm | None | N/A | Data not provided | Data not provided | Data not provided | Data not provided | Data not provided | Data not provided | Data not provided | Data not provided | The short time period of the study and cold weather/cold influent water appear to have had an overall negative effect on establishing robust microbial communities and sustaining sulfate reduction. | Data not provided | Fresh dairy cow manure should be used rather than horse manure - Dairy manure has been shown to contain higher numbers and diversity of SRB than horse or other manure types. Must have a consistent ethanol dose to the barrels. | Data not provided | Successive alkalinity producing system (SAPS) with manure and limestone | Data not provided | Data not provided | ND = non-detect (ranges from < 1 - < 10)
Treatability Study Technical Memorandum, Blue Ledge Mine Superfund Site, Siskiyou County, California | BLUE LEDGE MINE | CAN000906063 | N/A | N/A | TSP05 | Post operations | BCR 5 | Passive | Successive alkalinity producing system (SAPS) | Pre-treatment | Discharge from reclaimed waste rock pile 1 (WRP1) area (adits, runoff, and groundwater seeps) | N | Pre-treatment | Data not provided | Rogue River – Siskiyou National Forest in Northern California/no constraints noted | Pilot | September - December 2012 | Lead | Pb, total | µg/L | N | N/A | 25.5 | ND | 98.0392 | [9 empty] | Data not provided | Data not provided | Data not provided | Data not provided | Data not provided | Data not provided | Data not provided | Data not provided |  | Influent | 3.24 | 9.96 | mg/L | 6.54 | °C | Data not provided | N/A | Data not provided | N/A | 309.7 | mV | 1811 | µS/cm | None | N/A | Data not provided | Data not provided | Data not provided | Data not provided | Data not provided | Data not provided | Data not provided | Data not provided | The short time period of the study and cold weather/cold influent water appear to have had an overall negative effect on establishing robust microbial communities and sustaining sulfate reduction. | Data not provided | Fresh dairy cow manure should be used rather than horse manure - Dairy manure has been shown to contain higher numbers and diversity of SRB than horse or other manure types. Must have a consistent ethanol dose to the barrels. | Data not provided | Same as BCR 4 with the addition of ethanol. Successive alkalinity producing system (SAPS) with manure and limestone | Data not provided | Data not provided | ND = non-detect (< 1)
Treatability Study Technical Memorandum, Blue Ledge Mine Superfund Site, Siskiyou County, California | BLUE LEDGE MINE | CAN000906063 | N/A | N/A | TSP05 | Post operations | BCR 5 | Passive | Successive alkalinity producing system (SAPS) | Pre-treatment | Discharge from reclaimed waste rock pile 1 (WRP1) area (adits, runoff, and groundwater seeps) | N | Pre-treatment | Data not provided | Rogue River – Siskiyou National Forest in Northern California/no constraints noted | Pilot | September - December 2012 | Lead | Pb, dissolved | µg/L | N | N/A | 11.8 | ND | 78.8136 | [9 empty] | Data not provided | Data not provided | Data not provided | Data not provided | Data not provided | Data not provided | Data not provided | Data not provided |  | Influent | 3.07 | 8.64 | mg/L | 5.49 | °C | Data not provided | N/A | Data not provided | N/A | 515.3 | mV | 561 | µS/cm | None | N/A | Data not provided | Data not provided | Data not provided | Data not provided | Data not provided | Data not provided | Data not provided | Data not provided | The short time period of the study and cold weather/cold influent water appear to have had an overall negative effect on establishing robust microbial communities and sustaining sulfate reduction. | Data not provided | Fresh dairy cow manure should be used rather than horse manure - Dairy manure has been shown to contain higher numbers and diversity of SRB than horse or other manure types. Must have a consistent ethanol dose to the barrels. | Data not provided | Same as BCR 4 with the addition of ethanol. Successive alkalinity producing system (SAPS) with manure and limestone | Data not provided | Data not provided | ND = non-detect (< 5)
Treatability Study Technical Memorandum, Blue Ledge Mine Superfund Site, Siskiyou County, California | BLUE LEDGE MINE | CAN000906063 | N/A | N/A | TSP05 | Post operations | BCR 5 | Passive | Successive alkalinity producing system (SAPS) | Pre-treatment | Discharge from reclaimed waste rock pile 1 (WRP1) area (adits, runoff, and groundwater seeps) | N | Pre-treatment | Data not provided | Rogue River – Siskiyou National Forest in Northern California/no constraints noted | Pilot | September - December 2012 | Lead | Pb, total | µg/L | N | N/A |  |  |  | 3.4 | ND | 85.2941 | [6 empty] | Data not provided | Data not provided | Data not provided | Data not provided | Data not provided | Data not provided | Data not provided | Data not provided |  | Influent | 3.15 | 9.09 | mg/L | 5.76 | °C | Data not provided | N/A | Data not provided | N/A | 260.6 | mV | 2255 | µS/cm | None | N/A | Data not provided | Data not provided | Data not provided | Data not provided | Data not provided | Data not provided | Data not provided | Data not provided | The short time period of the study and cold weather/cold influent water appear to have had an overall negative effect on establishing robust microbial communities and sustaining sulfate reduction. | Data not provided | Fresh dairy cow manure should be used rather than horse manure - Dairy manure has been shown to contain higher numbers and diversity of SRB than horse or other manure types. Must have a consistent ethanol dose to the barrels. | Data not provided | Same as BCR 4 with the addition of ethanol. Successive alkalinity producing system (SAPS) with manure and limestone | Data not provided | Data not provided | ND = non-detect (< 1)
Treatability Study Technical Memorandum, Blue Ledge Mine Superfund Site, Siskiyou County, California | BLUE LEDGE MINE | CAN000906063 | N/A | N/A | TSP05 | Post operations | BCR 5 | Passive | Successive alkalinity producing system (SAPS) | Pre-treatment | Discharge from reclaimed waste rock pile 1 (WRP1) area (adits, runoff, and groundwater seeps) | N | Pre-treatment | Data not provided | Rogue River – Siskiyou National Forest in Northern California/no constraints noted | Pilot | September - December 2012 | Lead | Pb, dissolved | µg/L | N | N/A |  |  |  | 3.4 | ND | 85.2941 | [6 empty] | Data not provided | Data not provided | Data not provided | Data not provided | Data not provided | Data not provided | Data not provided | Data not provided |  | Influent | 3.15 | 9.09 | mg/L | 5.76 | °C | Data not provided | N/A | Data not provided | N/A | 260.6 | mV | 2255 | µS/cm | None | N/A | Data not provided | Data not provided | Data not provided | Data not provided | Data not provided | Data not provided | Data not provided | Data not provided | The short time period of the study and cold weather/cold influent water appear to have had an overall negative effect on establishing robust microbial communities and sustaining sulfate reduction. | Data not provided | Fresh dairy cow manure should be used rather than horse manure - Dairy manure has been shown to contain higher numbers and diversity of SRB than horse or other manure types. Must have a consistent ethanol dose to the barrels. | Data not provided | Same as BCR 4 with the addition of ethanol. Successive alkalinity producing system (SAPS) with manure and limestone | Data not provided | Data not provided | ND = non-detect (< 1)
Treatability Study Technical Memorandum, Blue Ledge Mine Superfund Site, Siskiyou County, California | BLUE LEDGE MINE | CAN000906063 | N/A | N/A | TSP05 | Post operations | BCR 5 | Passive | Successive alkalinity producing system (SAPS) | Pre-treatment | Discharge from reclaimed waste rock pile 1 (WRP1) area (adits, runoff, and groundwater seeps) | N | Pre-treatment | Data not provided | Rogue River – Siskiyou National Forest in Northern California/no constraints noted | Pilot | September - December 2012 | Lead | Pb, total | µg/L | N | N/A | [6 empty] | 16.7 | ND | Not Applicable |  |  |  | Data not provided | Data not provided | Data not provided | Data not provided | Data not provided | Data not provided | Data not provided | Data not provided |  | Effluent | 6.14 | 7.74 | mg/L | 15.79 | °C | Data not provided | N/A | Data not provided | N/A | 78.9 | mV | 4040 | µS/cm | None | N/A | Data not provided | Data not provided | Data not provided | Data not provided | Data not provided | Data not provided | Data not provided | Data not provided | The short time period of the study and cold weather/cold influent water appear to have had an overall negative effect on establishing robust microbial communities and sustaining sulfate reduction. | Data not provided | Fresh dairy cow manure should be used rather than horse manure - Dairy manure has been shown to contain higher numbers and diversity of SRB than horse or other manure types. Must have a consistent ethanol dose to the barrels. | Data not provided | Same as BCR 4 with the addition of ethanol. Successive alkalinity producing system (SAPS) with manure and limestone | Data not provided | Multiple limits of detection over time of study. Value is the max effluent value not qualified as non-detect. Range of non-detect values is < 1 - < 10. | ND = non-detect (< 10)
Treatability Study Technical Memorandum, Blue Ledge Mine Superfund Site, Siskiyou County, California | BLUE LEDGE MINE | CAN000906063 | N/A | N/A | TSP05 | Post operations | BCR 5 | Passive | Successive alkalinity producing system (SAPS) | Pre-treatment | Discharge from reclaimed waste rock pile 1 (WRP1) area (adits, runoff, and groundwater seeps) | N | Pre-treatment | Data not provided | Rogue River – Siskiyou National Forest in Northern California/no constraints noted | Pilot | September - December 2012 | Lead | Pb, dissolved | µg/L | N | N/A | [6 empty] | ND | ND | Not Applicable |  |  |  | Data not provided | Data not provided | Data not provided | Data not provided | Data not provided | Data not provided | Data not provided | Data not provided |  | Effluent (range for the period of record) | 6.14–6.99 | 0.87–7.74 | mg/L | 4.63–15.79 | °C | Data not provided | N/A | Data not provided | N/A | (-)226.9–78.9 | mV | 670–4,338 | µS/cm | None | N/A | Data not provided | Data not provided | Data not provided | Data not provided | Data not provided | Data not provided | Data not provided | Data not provided | The short time period of the study and cold weather/cold influent water appear to have had an overall negative effect on establishing robust microbial communities and sustaining sulfate reduction. | Data not provided | Fresh dairy cow manure should be used rather than horse manure - Dairy manure has been shown to contain higher numbers and diversity of SRB than horse or other manure types. Must have a consistent ethanol dose to the barrels. | Data not provided | Same as BCR 4 with the addition of ethanol. Successive alkalinity producing system (SAPS) with manure and limestone | Data not provided | Data not provided | ND = non-detect (ranges from < 1 - < 10)
Treatability Study Technical Memorandum, Blue Ledge Mine Superfund Site, Siskiyou County, California | BLUE LEDGE MINE | CAN000906063 | N/A | N/A | TSP05 | Post operations | BCR 5 | Passive | Successive alkalinity producing system (SAPS) | Pre-treatment | Discharge from reclaimed waste rock pile 1 (WRP1) area (adits, runoff, and groundwater seeps) | N | Pre-treatment | Data not provided | Rogue River – Siskiyou National Forest in Northern California/no constraints noted | Pilot | September - December 2012 | Lead | Pb, total | µg/L | N | N/A | [9 empty] | 16.7 | ND | Not Applicable | Data not provided | Data not provided | Data not provided | Data not provided | Data not provided | Data not provided | Data not provided | Data not provided |  | Effluent | 6.14 | 7.74 | mg/L | 15.79 | °C | Data not provided | N/A | Data not provided | N/A | 78.9 | mV | 4040 | µS/cm | None | N/A | Data not provided | Data not provided | Data not provided | Data not provided | Data not provided | Data not provided | Data not provided | Data not provided | The short time period of the study and cold weather/cold influent water appear to have had an overall negative effect on establishing robust microbial communities and sustaining sulfate reduction. | Data not provided | Fresh dairy cow manure should be used rather than horse manure - Dairy manure has been shown to contain higher numbers and diversity of SRB than horse or other manure types. Must have a consistent ethanol dose to the barrels. | Data not provided | Same as BCR 4 with the addition of ethanol. Successive alkalinity producing system (SAPS) with manure and limestone | Data not provided | Multiple limits of detection over time of study. Value is the min effluent value not qualified as non-detect. Range of non-detect values is < 1 - < 10. | ND = non-detect (< 10)
Treatability Study Technical Memorandum, Blue Ledge Mine Superfund Site, Siskiyou County, California | BLUE LEDGE MINE | CAN000906063 | N/A | N/A | TSP05 | Post operations | BCR 5 | Passive | Successive alkalinity producing system (SAPS) | Pre-treatment | Discharge from reclaimed waste rock pile 1 (WRP1) area (adits, runoff, and groundwater seeps) | N | Pre-treatment | Data not provided | Rogue River – Siskiyou National Forest in Northern California/no constraints noted | Pilot | September - December 2012 | Lead | Pb, dissolved | µg/L | N | N/A | [9 empty] | ND | ND | Not Applicable | Data not provided | Data not provided | Data not provided | Data not provided | Data not provided | Data not provided | Data not provided | Data not provided |  | Effluent (range for the period of record) | 6.14–6.99 | 0.87–7.74 | mg/L | 4.63–15.79 | °C | Data not provided | N/A | Data not provided | N/A | (-)226.9–78.9 | mV | 670–4,338 | µS/cm | None | N/A | Data not provided | Data not provided | Data not provided | Data not provided | Data not provided | Data not provided | Data not provided | Data not provided | The short time period of the study and cold weather/cold influent water appear to have had an overall negative effect on establishing robust microbial communities and sustaining sulfate reduction. | Data not provided | Fresh dairy cow manure should be used rather than horse manure - Dairy manure has been shown to contain higher numbers and diversity of SRB than horse or other manure types. Must have a consistent ethanol dose to the barrels. | Data not provided | Same as BCR 4 with the addition of ethanol. Successive alkalinity producing system (SAPS) with manure and limestone | Data not provided | Data not provided | ND = non-detect (ranges from < 1 - < 10)
Treatability Study Technical Memorandum, Blue Ledge Mine Superfund Site, Siskiyou County, California | BLUE LEDGE MINE | CAN000906063 | N/A | N/A | TSP01 | Post operations | BCR 1 | Passive | Biochemical reactor (BCR) | No pre-treatment | Discharge from reclaimed waste rock pile 1 (WRP1) area (adits, runoff, and groundwater seeps) | N | BCR without pre-treatment | Data not provided | Rogue River – Siskiyou National Forest in Northern California/no constraints noted | Pilot | September - December 2012 | Antimony | Sb, total | µg/L | N | N/A | ND | < 2–< 20 | Not Applicable | [9 empty] | Data not provided | Data not provided | Data not provided | Data not provided | Data not provided | Data not provided | Data not provided | Data not provided |  | Influent (range for the period of record) | 2.87–3.24 | 8.22–10.72 | mg/L | 3.83–11.45 | °C | Data not provided | N/A | Data not provided | N/A | 222–515.3 | mV | 702–2,255 | µS/cm | None | N/A | Data not provided | Data not provided | Data not provided | Data not provided | Data not provided | Data not provided | Data not provided | Data not provided | The short time period of the study and cold weather/cold influent water appear to have had an overall negative effect on establishing robust microbial communities and sustaining sulfate reduction. | Data not provided | Fresh dairy cow manure should be used rather than horse manure - Dairy manure has been shown to contain higher numbers and diversity of SRB than horse or other manure types. Must have a consistent ethanol dose to the barrels. | Data not provided | Substrate: standard wood based substrate (wood chips and sawdust) | Data not provided | Data not provided | ND = non-detect. All influent and effluent values below the detection limit (range of < 2 to < 20).
Treatability Study Technical Memorandum, Blue Ledge Mine Superfund Site, Siskiyou County, California | BLUE LEDGE MINE | CAN000906063 | N/A | N/A | TSP01 | Post operations | BCR 1 | Passive | Biochemical reactor (BCR) | No pre-treatment | Discharge from reclaimed waste rock pile 1 (WRP1) area (adits, runoff, and groundwater seeps) | N | BCR without pre-treatment | Data not provided | Rogue River – Siskiyou National Forest in Northern California/no constraints noted | Pilot | September - December 2012 | Antimony | Sb, dissolved | µg/L | N | N/A | ND | < 2–< 20 | Not Applicable | [9 empty] | Data not provided | Data not provided | Data not provided | Data not provided | Data not provided | Data not provided | Data not provided | Data not provided |  | Influent (range for the period of record) | 2.87–3.24 | 8.22–10.72 | mg/L | 3.83–11.45 | °C | Data not provided | N/A | Data not provided | N/A | 222–515.3 | mV | 702–2,255 | µS/cm | None | N/A | Data not provided | Data not provided | Data not provided | Data not provided | Data not provided | Data not provided | Data not provided | Data not provided | The short time period of the study and cold weather/cold influent water appear to have had an overall negative effect on establishing robust microbial communities and sustaining sulfate reduction. | Data not provided | Fresh dairy cow manure should be used rather than horse manure - Dairy manure has been shown to contain higher numbers and diversity of SRB than horse or other manure types. Must have a consistent ethanol dose to the barrels. | Data not provided | Substrate: standard wood based substrate (wood chips and sawdust) | Data not provided | Data not provided | ND = non-detect. All influent and effluent values below the detection limit (range of < 2 to < 20).
Treatability Study Technical Memorandum, Blue Ledge Mine Superfund Site, Siskiyou County, California | BLUE LEDGE MINE | CAN000906063 | N/A | N/A | TSP01 | Post operations | BCR 1 | Passive | Biochemical reactor (BCR) | No pre-treatment | Discharge from reclaimed waste rock pile 1 (WRP1) area (adits, runoff, and groundwater seeps) | N | BCR without pre-treatment | Data not provided | Rogue River – Siskiyou National Forest in Northern California/no constraints noted | Pilot | September - December 2012 | Antimony | Sb, total | µg/L | N | N/A |  |  |  | ND | < 2–< 20 | Not Applicable | [6 empty] | Data not provided | Data not provided | Data not provided | Data not provided | Data not provided | Data not provided | Data not provided | Data not provided |  | Influent (range for the period of record) | 2.87–3.24 | 8.22–10.72 | mg/L | 3.83–11.45 | °C | Data not provided | N/A | Data not provided | N/A | 222–515.3 | mV | 702–2,255 | µS/cm | None | N/A | Data not provided | Data not provided | Data not provided | Data not provided | Data not provided | Data not provided | Data not provided | Data not provided | The short time period of the study and cold weather/cold influent water appear to have had an overall negative effect on establishing robust microbial communities and sustaining sulfate reduction. | Data not provided | Fresh dairy cow manure should be used rather than horse manure - Dairy manure has been shown to contain higher numbers and diversity of SRB than horse or other manure types. Must have a consistent ethanol dose to the barrels. | Data not provided | Substrate: standard wood based substrate (wood chips and sawdust) | Data not provided | Data not provided | ND = non-detect. All influent and effluent values below the detection limit (range of < 2 to < 20).
Treatability Study Technical Memorandum, Blue Ledge Mine Superfund Site, Siskiyou County, California | BLUE LEDGE MINE | CAN000906063 | N/A | N/A | TSP01 | Post operations | BCR 1 | Passive | Biochemical reactor (BCR) | No pre-treatment | Discharge from reclaimed waste rock pile 1 (WRP1) area (adits, runoff, and groundwater seeps) | N | BCR without pre-treatment | Data not provided | Rogue River – Siskiyou National Forest in Northern California/no constraints noted | Pilot | September - December 2012 | Antimony | Sb, dissolved | µg/L | N | N/A |  |  |  | ND | < 2–< 20 | Not Applicable | [6 empty] | Data not provided | Data not provided | Data not provided | Data not provided | Data not provided | Data not provided | Data not provided | Data not provided |  | Influent (range for the period of record) | 2.87–3.24 | 8.22–10.72 | mg/L | 3.83–11.45 | °C | Data not provided | N/A | Data not provided | N/A | 222–515.3 | mV | 702–2,255 | µS/cm | None | N/A | Data not provided | Data not provided | Data not provided | Data not provided | Data not provided | Data not provided | Data not provided | Data not provided | The short time period of the study and cold weather/cold influent water appear to have had an overall negative effect on establishing robust microbial communities and sustaining sulfate reduction. | Data not provided | Fresh dairy cow manure should be used rather than horse manure - Dairy manure has been shown to contain higher numbers and diversity of SRB than horse or other manure types. Must have a consistent ethanol dose to the barrels. | Data not provided | Substrate: standard wood based substrate (wood chips and sawdust) | Data not provided | Data not provided | ND = non-detect. All influent and effluent values below the detection limit (range of < 2 to < 20).
Treatability Study Technical Memorandum, Blue Ledge Mine Superfund Site, Siskiyou County, California | BLUE LEDGE MINE | CAN000906063 | N/A | N/A | TSP01 | Post operations | BCR 1 | Passive | Biochemical reactor (BCR) | No pre-treatment | Discharge from reclaimed waste rock pile 1 (WRP1) area (adits, runoff, and groundwater seeps) | N | BCR without pre-treatment | Data not provided | Rogue River – Siskiyou National Forest in Northern California/no constraints noted | Pilot | September - December 2012 | Antimony | Sb, total | µg/L | N | N/A | [6 empty] | ND | ND | Not Applicable |  |  |  | Data not provided | Data not provided | Data not provided | Data not provided | Data not provided | Data not provided | Data not provided | Data not provided |  | Effluent (range for the period of record) | 5.71–6.75 | 1.03–8.05 | mg/L | 4.08–14.73 | °C | Data not provided | N/A | Data not provided | N/A | (-)78.3–249.4 | mV | 799–5,058 | µS/cm | None | N/A | Data not provided | Data not provided | Data not provided | Data not provided | Data not provided | Data not provided | Data not provided | Data not provided | The short time period of the study and cold weather/cold influent water appear to have had an overall negative effect on establishing robust microbial communities and sustaining sulfate reduction. | Data not provided | Fresh dairy cow manure should be used rather than horse manure - Dairy manure has been shown to contain higher numbers and diversity of SRB than horse or other manure types. Must have a consistent ethanol dose to the barrels. | Data not provided | Substrate: standard wood based substrate (wood chips and sawdust) | Data not provided | Data not provided | ND = non-detect. All influent and effluent values below the detection limit (range of < 2 to < 20).
Treatability Study Technical Memorandum, Blue Ledge Mine Superfund Site, Siskiyou County, California | BLUE LEDGE MINE | CAN000906063 | N/A | N/A | TSP01 | Post operations | BCR 1 | Passive | Biochemical reactor (BCR) | No pre-treatment | Discharge from reclaimed waste rock pile 1 (WRP1) area (adits, runoff, and groundwater seeps) | N | BCR without pre-treatment | Data not provided | Rogue River – Siskiyou National Forest in Northern California/no constraints noted | Pilot | September - December 2012 | Antimony | Sb, dissolved | µg/L | N | N/A | [6 empty] | ND | ND | Not Applicable |  |  |  | Data not provided | Data not provided | Data not provided | Data not provided | Data not provided | Data not provided | Data not provided | Data not provided |  | Effluent (range for the period of record) | 5.71–6.75 | 1.03–8.05 | mg/L | 4.08–14.73 | °C | Data not provided | N/A | Data not provided | N/A | (-)78.3–249.4 | mV | 799–5,058 | µS/cm | None | N/A | Data not provided | Data not provided | Data not provided | Data not provided | Data not provided | Data not provided | Data not provided | Data not provided | The short time period of the study and cold weather/cold influent water appear to have had an overall negative effect on establishing robust microbial communities and sustaining sulfate reduction. | Data not provided | Fresh dairy cow manure should be used rather than horse manure - Dairy manure has been shown to contain higher numbers and diversity of SRB than horse or other manure types. Must have a consistent ethanol dose to the barrels. | Data not provided | Substrate: standard wood based substrate (wood chips and sawdust) | Data not provided | Data not provided | ND = non-detect. All influent and effluent values below the detection limit (range of < 2 to < 20).
Treatability Study Technical Memorandum, Blue Ledge Mine Superfund Site, Siskiyou County, California | BLUE LEDGE MINE | CAN000906063 | N/A | N/A | TSP01 | Post operations | BCR 1 | Passive | Biochemical reactor (BCR) | No pre-treatment | Discharge from reclaimed waste rock pile 1 (WRP1) area (adits, runoff, and groundwater seeps) | N | BCR without pre-treatment | Data not provided | Rogue River – Siskiyou National Forest in Northern California/no constraints noted | Pilot | September - December 2012 | Antimony | Sb, total | µg/L | N | N/A | [9 empty] | ND | ND | Not Applicable | Data not provided | Data not provided | Data not provided | Data not provided | Data not provided | Data not provided | Data not provided | Data not provided |  | Effluent (range for the period of record) | 5.71–6.75 | 1.03–8.05 | mg/L | 4.08–14.73 | °C | Data not provided | N/A | Data not provided | N/A | (-)78.3–249.4 | mV | 799–5,058 | µS/cm | None | N/A | Data not provided | Data not provided | Data not provided | Data not provided | Data not provided | Data not provided | Data not provided | Data not provided | The short time period of the study and cold weather/cold influent water appear to have had an overall negative effect on establishing robust microbial communities and sustaining sulfate reduction. | Data not provided | Fresh dairy cow manure should be used rather than horse manure - Dairy manure has been shown to contain higher numbers and diversity of SRB than horse or other manure types. Must have a consistent ethanol dose to the barrels. | Data not provided | Substrate: standard wood based substrate (wood chips and sawdust) | Data not provided | Data not provided | ND = non-detect. All influent and effluent values below the detection limit (range of < 2 to < 20).
Treatability Study Technical Memorandum, Blue Ledge Mine Superfund Site, Siskiyou County, California | BLUE LEDGE MINE | CAN000906063 | N/A | N/A | TSP01 | Post operations | BCR 1 | Passive | Biochemical reactor (BCR) | No pre-treatment | Discharge from reclaimed waste rock pile 1 (WRP1) area (adits, runoff, and groundwater seeps) | N | BCR without pre-treatment | Data not provided | Rogue River – Siskiyou National Forest in Northern California/no constraints noted | Pilot | September - December 2012 | Antimony | Sb, dissolved | µg/L | N | N/A | [9 empty] | ND | ND | Not Applicable | Data not provided | Data not provided | Data not provided | Data not provided | Data not provided | Data not provided | Data not provided | Data not provided |  | Effluent (range for the period of record) | 5.71–6.75 | 1.03–8.05 | mg/L | 4.08–14.73 | °C | Data not provided | N/A | Data not provided | N/A | (-)78.3–249.4 | mV | 799–5,058 | µS/cm | None | N/A | Data not provided | Data not provided | Data not provided | Data not provided | Data not provided | Data not provided | Data not provided | Data not provided | The short time period of the study and cold weather/cold influent water appear to have had an overall negative effect on establishing robust microbial communities and sustaining sulfate reduction. | Data not provided | Fresh dairy cow manure should be used rather than horse manure - Dairy manure has been shown to contain higher numbers and diversity of SRB than horse or other manure types. Must have a consistent ethanol dose to the barrels. | Data not provided | Substrate: standard wood based substrate (wood chips and sawdust) | Data not provided | Data not provided | ND = non-detect. All influent and effluent values below the detection limit (range of < 2 to < 20).
Treatability Study Technical Memorandum, Blue Ledge Mine Superfund Site, Siskiyou County, California | BLUE LEDGE MINE | CAN000906063 | N/A | N/A | TSP02 | Post operations | BCR 2 | Passive | Biochemical reactor (BCR) | No pre-treatment | Discharge from reclaimed waste rock pile 1 (WRP1) area (adits, runoff, and groundwater seeps) | N | BCR without pre-treatment | Data not provided | Rogue River – Siskiyou National Forest in Northern California/no constraints noted | Pilot | September - December 2012 | Antimony | Sb, total | µg/L | N | N/A | ND | < 2–< 20 | Not Applicable | [9 empty] | Data not provided | Data not provided | Data not provided | Data not provided | Data not provided | Data not provided | Data not provided | Data not provided |  | Influent (range for the period of record) | 2.87–3.24 | 8.22–10.72 | mg/L | 3.83–11.45 | °C | Data not provided | N/A | Data not provided | N/A | 222–515.3 | mV | 702–2,255 | µS/cm | None | N/A | Data not provided | Data not provided | Data not provided | Data not provided | Data not provided | Data not provided | Data not provided | Data not provided | The short time period of the study and cold weather/cold influent water appear to have had an overall negative effect on establishing robust microbial communities and sustaining sulfate reduction. | Data not provided | Fresh dairy cow manure should be used rather than horse manure - Dairy manure has been shown to contain higher numbers and diversity of SRB than horse or other manure types. Must have a consistent ethanol dose to the barrels. | Data not provided | Substrate: standard wood based substrate (wood chips and sawdust) with compost (horse manure) | Data not provided | Data not provided | ND = non-detect. All influent and effluent values below the detection limit (range of < 2 to < 20).
Treatability Study Technical Memorandum, Blue Ledge Mine Superfund Site, Siskiyou County, California | BLUE LEDGE MINE | CAN000906063 | N/A | N/A | TSP02 | Post operations | BCR 2 | Passive | Biochemical reactor (BCR) | No pre-treatment | Discharge from reclaimed waste rock pile 1 (WRP1) area (adits, runoff, and groundwater seeps) | N | BCR without pre-treatment | Data not provided | Rogue River – Siskiyou National Forest in Northern California/no constraints noted | Pilot | September - December 2012 | Antimony | Sb, dissolved | µg/L | N | N/A | ND | < 2–< 20 | Not Applicable | [9 empty] | Data not provided | Data not provided | Data not provided | Data not provided | Data not provided | Data not provided | Data not provided | Data not provided |  | Influent (range for the period of record) | 2.87–3.24 | 8.22–10.72 | mg/L | 3.83–11.45 | °C | Data not provided | N/A | Data not provided | N/A | 222–515.3 | mV | 702–2,255 | µS/cm | None | N/A | Data not provided | Data not provided | Data not provided | Data not provided | Data not provided | Data not provided | Data not provided | Data not provided | The short time period of the study and cold weather/cold influent water appear to have had an overall negative effect on establishing robust microbial communities and sustaining sulfate reduction. | Data not provided | Fresh dairy cow manure should be used rather than horse manure - Dairy manure has been shown to contain higher numbers and diversity of SRB than horse or other manure types. Must have a consistent ethanol dose to the barrels. | Data not provided | Substrate: standard wood based substrate (wood chips and sawdust) with compost (horse manure) | Data not provided | Data not provided | ND = non-detect. All influent and effluent values below the detection limit (range of < 2 to < 20).
Treatability Study Technical Memorandum, Blue Ledge Mine Superfund Site, Siskiyou County, California | BLUE LEDGE MINE | CAN000906063 | N/A | N/A | TSP02 | Post operations | BCR 2 | Passive | Biochemical reactor (BCR) | No pre-treatment | Discharge from reclaimed waste rock pile 1 (WRP1) area (adits, runoff, and groundwater seeps) | N | BCR without pre-treatment | Data not provided | Rogue River – Siskiyou National Forest in Northern California/no constraints noted | Pilot | September - December 2012 | Antimony | Sb, total | µg/L | N | N/A |  |  |  | ND | < 2–< 20 | Not Applicable | [6 empty] | Data not provided | Data not provided | Data not provided | Data not provided | Data not provided | Data not provided | Data not provided | Data not provided |  | Influent (range for the period of record) | 2.87–3.24 | 8.22–10.72 | mg/L | 3.83–11.45 | °C | Data not provided | N/A | Data not provided | N/A | 222–515.3 | mV | 702–2,255 | µS/cm | None | N/A | Data not provided | Data not provided | Data not provided | Data not provided | Data not provided | Data not provided | Data not provided | Data not provided | The short time period of the study and cold weather/cold influent water appear to have had an overall negative effect on establishing robust microbial communities and sustaining sulfate reduction. | Data not provided | Fresh dairy cow manure should be used rather than horse manure - Dairy manure has been shown to contain higher numbers and diversity of SRB than horse or other manure types. Must have a consistent ethanol dose to the barrels. | Data not provided | Substrate: standard wood based substrate (wood chips and sawdust) with compost (horse manure) | Data not provided | Data not provided | ND = non-detect. All influent and effluent values below the detection limit (range of < 2 to < 20).
Treatability Study Technical Memorandum, Blue Ledge Mine Superfund Site, Siskiyou County, California | BLUE LEDGE MINE | CAN000906063 | N/A | N/A | TSP02 | Post operations | BCR 2 | Passive | Biochemical reactor (BCR) | No pre-treatment | Discharge from reclaimed waste rock pile 1 (WRP1) area (adits, runoff, and groundwater seeps) | N | BCR without pre-treatment | Data not provided | Rogue River – Siskiyou National Forest in Northern California/no constraints noted | Pilot | September - December 2012 | Antimony | Sb, dissolved | µg/L | N | N/A |  |  |  | ND | < 2–< 20 | Not Applicable | [6 empty] | Data not provided | Data not provided | Data not provided | Data not provided | Data not provided | Data not provided | Data not provided | Data not provided |  | Influent (range for the period of record) | 2.87–3.24 | 8.22–10.72 | mg/L | 3.83–11.45 | °C | Data not provided | N/A | Data not provided | N/A | 222–515.3 | mV | 702–2,255 | µS/cm | None | N/A | Data not provided | Data not provided | Data not provided | Data not provided | Data not provided | Data not provided | Data not provided | Data not provided | The short time period of the study and cold weather/cold influent water appear to have had an overall negative effect on establishing robust microbial communities and sustaining sulfate reduction. | Data not provided | Fresh dairy cow manure should be used rather than horse manure - Dairy manure has been shown to contain higher numbers and diversity of SRB than horse or other manure types. Must have a consistent ethanol dose to the barrels. | Data not provided | Substrate: standard wood based substrate (wood chips and sawdust) with compost (horse manure) | Data not provided | Data not provided | ND = non-detect. All influent and effluent values below the detection limit (range of < 2 to < 20).
Treatability Study Technical Memorandum, Blue Ledge Mine Superfund Site, Siskiyou County, California | BLUE LEDGE MINE | CAN000906063 | N/A | N/A | TSP02 | Post operations | BCR 2 | Passive | Biochemical reactor (BCR) | No pre-treatment | Discharge from reclaimed waste rock pile 1 (WRP1) area (adits, runoff, and groundwater seeps) | N | BCR without pre-treatment | Data not provided | Rogue River – Siskiyou National Forest in Northern California/no constraints noted | Pilot | September - December 2012 | Antimony | Sb, total | µg/L | N | N/A | [6 empty] | ND | ND | Not Applicable |  |  |  | Data not provided | Data not provided | Data not provided | Data not provided | Data not provided | Data not provided | Data not provided | Data not provided |  | Effluent (range for the period of record) | 5.55–6.57 | 1.89–5.54 | mg/L | 5.29–14.93 | °C | Data not provided | N/A | Data not provided | N/A | (-)163.7–79 | mV | 695–5,425 | µS/cm | None | N/A | Data not provided | Data not provided | Data not provided | Data not provided | Data not provided | Data not provided | Data not provided | Data not provided | The short time period of the study and cold weather/cold influent water appear to have had an overall negative effect on establishing robust microbial communities and sustaining sulfate reduction. | Data not provided | Fresh dairy cow manure should be used rather than horse manure - Dairy manure has been shown to contain higher numbers and diversity of SRB than horse or other manure types. Must have a consistent ethanol dose to the barrels. | Data not provided | Substrate: standard wood based substrate (wood chips and sawdust) with compost (horse manure) | Data not provided | Data not provided | ND = non-detect. All influent and effluent values below the detection limit (range of < 2 to < 20).
Treatability Study Technical Memorandum, Blue Ledge Mine Superfund Site, Siskiyou County, California | BLUE LEDGE MINE | CAN000906063 | N/A | N/A | TSP02 | Post operations | BCR 2 | Passive | Biochemical reactor (BCR) | No pre-treatment | Discharge from reclaimed waste rock pile 1 (WRP1) area (adits, runoff, and groundwater seeps) | N | BCR without pre-treatment | Data not provided | Rogue River – Siskiyou National Forest in Northern California/no constraints noted | Pilot | September - December 2012 | Antimony | Sb, dissolved | µg/L | N | N/A | [6 empty] | ND | ND | Not Applicable |  |  |  | Data not provided | Data not provided | Data not provided | Data not provided | Data not provided | Data not provided | Data not provided | Data not provided |  | Effluent (range for the period of record) | 5.55–6.57 | 1.89–5.54 | mg/L | 5.29–14.93 | °C | Data not provided | N/A | Data not provided | N/A | (-)163.7–79 | mV | 695–5,425 | µS/cm | None | N/A | Data not provided | Data not provided | Data not provided | Data not provided | Data not provided | Data not provided | Data not provided | Data not provided | The short time period of the study and cold weather/cold influent water appear to have had an overall negative effect on establishing robust microbial communities and sustaining sulfate reduction. | Data not provided | Fresh dairy cow manure should be used rather than horse manure - Dairy manure has been shown to contain higher numbers and diversity of SRB than horse or other manure types. Must have a consistent ethanol dose to the barrels. | Data not provided | Substrate: standard wood based substrate (wood chips and sawdust) with compost (horse manure) | Data not provided | Data not provided | ND = non-detect. All influent and effluent values below the detection limit (range of < 2 to < 20).
Treatability Study Technical Memorandum, Blue Ledge Mine Superfund Site, Siskiyou County, California | BLUE LEDGE MINE | CAN000906063 | N/A | N/A | TSP02 | Post operations | BCR 2 | Passive | Biochemical reactor (BCR) | No pre-treatment | Discharge from reclaimed waste rock pile 1 (WRP1) area (adits, runoff, and groundwater seeps) | N | BCR without pre-treatment | Data not provided | Rogue River – Siskiyou National Forest in Northern California/no constraints noted | Pilot | September - December 2012 | Antimony | Sb, total | µg/L | N | N/A | [9 empty] | ND | ND | Not Applicable | Data not provided | Data not provided | Data not provided | Data not provided | Data not provided | Data not provided | Data not provided | Data not provided |  | Effluent (range for the period of record) | 5.55–6.57 | 1.89–5.54 | mg/L | 5.29–14.93 | °C | Data not provided | N/A | Data not provided | N/A | (-)163.7–79 | mV | 695–5,425 | µS/cm | None | N/A | Data not provided | Data not provided | Data not provided | Data not provided | Data not provided | Data not provided | Data not provided | Data not provided | The short time period of the study and cold weather/cold influent water appear to have had an overall negative effect on establishing robust microbial communities and sustaining sulfate reduction. | Data not provided | Fresh dairy cow manure should be used rather than horse manure - Dairy manure has been shown to contain higher numbers and diversity of SRB than horse or other manure types. Must have a consistent ethanol dose to the barrels. | Data not provided | Substrate: standard wood based substrate (wood chips and sawdust) with compost (horse manure) | Data not provided | Data not provided | ND = non-detect. All influent and effluent values below the detection limit (range of < 2 to < 20).
Treatability Study Technical Memorandum, Blue Ledge Mine Superfund Site, Siskiyou County, California | BLUE LEDGE MINE | CAN000906063 | N/A | N/A | TSP02 | Post operations | BCR 2 | Passive | Biochemical reactor (BCR) | No pre-treatment | Discharge from reclaimed waste rock pile 1 (WRP1) area (adits, runoff, and groundwater seeps) | N | BCR without pre-treatment | Data not provided | Rogue River – Siskiyou National Forest in Northern California/no constraints noted | Pilot | September - December 2012 | Antimony | Sb, dissolved | µg/L | N | N/A | [9 empty] | ND | ND | Not Applicable | Data not provided | Data not provided | Data not provided | Data not provided | Data not provided | Data not provided | Data not provided | Data not provided |  | Effluent (range for the period of record) | 5.55–6.57 | 1.89–5.54 | mg/L | 5.29–14.93 | °C | Data not provided | N/A | Data not provided | N/A | (-)163.7–79 | mV | 695–5,425 | µS/cm | None | N/A | Data not provided | Data not provided | Data not provided | Data not provided | Data not provided | Data not provided | Data not provided | Data not provided | The short time period of the study and cold weather/cold influent water appear to have had an overall negative effect on establishing robust microbial communities and sustaining sulfate reduction. | Data not provided | Fresh dairy cow manure should be used rather than horse manure - Dairy manure has been shown to contain higher numbers and diversity of SRB than horse or other manure types. Must have a consistent ethanol dose to the barrels. | Data not provided | Substrate: standard wood based substrate (wood chips and sawdust) with compost (horse manure) | Data not provided | Data not provided | ND = non-detect. All influent and effluent values below the detection limit (range of < 2 to < 20).
Treatability Study Technical Memorandum, Blue Ledge Mine Superfund Site, Siskiyou County, California | BLUE LEDGE MINE | CAN000906063 | N/A | N/A | TSP03 | Post operations | BCR 3 | Passive | Biochemical reactor (BCR) | No pre-treatment | Discharge from reclaimed waste rock pile 1 (WRP1) area (adits, runoff, and groundwater seeps) | N | BCR without pre-treatment | Data not provided | Rogue River – Siskiyou National Forest in Northern California/no constraints noted | Pilot | September - December 2012 | Antimony | Sb, total | µg/L | N | N/A | ND | < 2–< 20 | Not Applicable | [9 empty] | Data not provided | Data not provided | Data not provided | Data not provided | Data not provided | Data not provided | Data not provided | Data not provided |  | Influent (range for the period of record) | 2.87–3.24 | 8.22–10.72 | mg/L | 3.83–11.45 | °C | Data not provided | N/A | Data not provided | N/A | 222–515.3 | mV | 702–2,255 | µS/cm | None | N/A | Data not provided | Data not provided | Data not provided | Data not provided | Data not provided | Data not provided | Data not provided | Data not provided | The short time period of the study and cold weather/cold influent water appear to have had an overall negative effect on establishing robust microbial communities and sustaining sulfate reduction. | Data not provided | Fresh dairy cow manure should be used rather than horse manure - Dairy manure has been shown to contain higher numbers and diversity of SRB than horse or other manure types. Must have a consistent ethanol dose to the barrels. | Data not provided | Substrate: ChitoRem | Data not provided | Data not provided | ND = non-detect. All influent and effluent values below the detection limit (range of < 2 to < 20).
Treatability Study Technical Memorandum, Blue Ledge Mine Superfund Site, Siskiyou County, California | BLUE LEDGE MINE | CAN000906063 | N/A | N/A | TSP03 | Post operations | BCR 3 | Passive | Biochemical reactor (BCR) | No pre-treatment | Discharge from reclaimed waste rock pile 1 (WRP1) area (adits, runoff, and groundwater seeps) | N | BCR without pre-treatment | Data not provided | Rogue River – Siskiyou National Forest in Northern California/no constraints noted | Pilot | September - December 2012 | Antimony | Sb, dissolved | µg/L | N | N/A | ND | < 2–< 20 | Not Applicable | [9 empty] | Data not provided | Data not provided | Data not provided | Data not provided | Data not provided | Data not provided | Data not provided | Data not provided |  | Influent (range for the period of record) | 2.87–3.24 | 8.22–10.72 | mg/L | 3.83–11.45 | °C | Data not provided | N/A | Data not provided | N/A | 222–515.3 | mV | 702–2,255 | µS/cm | None | N/A | Data not provided | Data not provided | Data not provided | Data not provided | Data not provided | Data not provided | Data not provided | Data not provided | The short time period of the study and cold weather/cold influent water appear to have had an overall negative effect on establishing robust microbial communities and sustaining sulfate reduction. | Data not provided | Fresh dairy cow manure should be used rather than horse manure - Dairy manure has been shown to contain higher numbers and diversity of SRB than horse or other manure types. Must have a consistent ethanol dose to the barrels. | Data not provided | Substrate: ChitoRem | Data not provided | Data not provided | ND = non-detect. All influent and effluent values below the detection limit (range of < 2 to < 20).
Treatability Study Technical Memorandum, Blue Ledge Mine Superfund Site, Siskiyou County, California | BLUE LEDGE MINE | CAN000906063 | N/A | N/A | TSP03 | Post operations | BCR 3 | Passive | Biochemical reactor (BCR) | No pre-treatment | Discharge from reclaimed waste rock pile 1 (WRP1) area (adits, runoff, and groundwater seeps) | N | BCR without pre-treatment | Data not provided | Rogue River – Siskiyou National Forest in Northern California/no constraints noted | Pilot | September - December 2012 | Antimony | Sb, total | µg/L | N | N/A |  |  |  | ND | < 2–< 20 | Not Applicable | [6 empty] | Data not provided | Data not provided | Data not provided | Data not provided | Data not provided | Data not provided | Data not provided | Data not provided |  | Influent (range for the period of record) | 2.87–3.24 | 8.22–10.72 | mg/L | 3.83–11.45 | °C | Data not provided | N/A | Data not provided | N/A | 222–515.3 | mV | 702–2,255 | µS/cm | None | N/A | Data not provided | Data not provided | Data not provided | Data not provided | Data not provided | Data not provided | Data not provided | Data not provided | The short time period of the study and cold weather/cold influent water appear to have had an overall negative effect on establishing robust microbial communities and sustaining sulfate reduction. | Data not provided | Fresh dairy cow manure should be used rather than horse manure - Dairy manure has been shown to contain higher numbers and diversity of SRB than horse or other manure types. Must have a consistent ethanol dose to the barrels. | Data not provided | Substrate: ChitoRem | Data not provided | Data not provided | ND = non-detect. All influent and effluent values below the detection limit (range of < 2 to < 20).
Treatability Study Technical Memorandum, Blue Ledge Mine Superfund Site, Siskiyou County, California | BLUE LEDGE MINE | CAN000906063 | N/A | N/A | TSP03 | Post operations | BCR 3 | Passive | Biochemical reactor (BCR) | No pre-treatment | Discharge from reclaimed waste rock pile 1 (WRP1) area (adits, runoff, and groundwater seeps) | N | BCR without pre-treatment | Data not provided | Rogue River – Siskiyou National Forest in Northern California/no constraints noted | Pilot | September - December 2012 | Antimony | Sb, dissolved | µg/L | N | N/A |  |  |  | ND | < 2–< 20 | Not Applicable | [6 empty] | Data not provided | Data not provided | Data not provided | Data not provided | Data not provided | Data not provided | Data not provided | Data not provided |  | Influent (range for the period of record) | 2.87–3.24 | 8.22–10.72 | mg/L | 3.83–11.45 | °C | Data not provided | N/A | Data not provided | N/A | 222–515.3 | mV | 702–2,255 | µS/cm | None | N/A | Data not provided | Data not provided | Data not provided | Data not provided | Data not provided | Data not provided | Data not provided | Data not provided | The short time period of the study and cold weather/cold influent water appear to have had an overall negative effect on establishing robust microbial communities and sustaining sulfate reduction. | Data not provided | Fresh dairy cow manure should be used rather than horse manure - Dairy manure has been shown to contain higher numbers and diversity of SRB than horse or other manure types. Must have a consistent ethanol dose to the barrels. | Data not provided | Substrate: ChitoRem | Data not provided | Data not provided | ND = non-detect. All influent and effluent values below the detection limit (range of < 2 to < 20).
Treatability Study Technical Memorandum, Blue Ledge Mine Superfund Site, Siskiyou County, California | BLUE LEDGE MINE | CAN000906063 | N/A | N/A | TSP03 | Post operations | BCR 3 | Passive | Biochemical reactor (BCR) | No pre-treatment | Discharge from reclaimed waste rock pile 1 (WRP1) area (adits, runoff, and groundwater seeps) | N | BCR without pre-treatment | Data not provided | Rogue River – Siskiyou National Forest in Northern California/no constraints noted | Pilot | September - December 2012 | Antimony | Sb, total | µg/L | N | N/A | [6 empty] | ND | ND | Not Applicable |  |  |  | Data not provided | Data not provided | Data not provided | Data not provided | Data not provided | Data not provided | Data not provided | Data not provided |  | Effluent (range for the period of record) | 6.98–7.43 | 1.21–6.48 | mg/L | 5.47–15.37 | °C | Data not provided | N/A | Data not provided | N/A | (-)196–5.4 | mV | 3,074–30,050 | µS/cm | None | N/A | Data not provided | Data not provided | Data not provided | Data not provided | Data not provided | Data not provided | Data not provided | Data not provided | The short time period of the study and cold weather/cold influent water appear to have had an overall negative effect on establishing robust microbial communities and sustaining sulfate reduction. | Data not provided | Fresh dairy cow manure should be used rather than horse manure - Dairy manure has been shown to contain higher numbers and diversity of SRB than horse or other manure types. Must have a consistent ethanol dose to the barrels. | Data not provided | Substrate: ChitoRem | Data not provided | Data not provided | ND = non-detect. All influent and effluent values below the detection limit (range of < 2 to < 20).
Treatability Study Technical Memorandum, Blue Ledge Mine Superfund Site, Siskiyou County, California | BLUE LEDGE MINE | CAN000906063 | N/A | N/A | TSP03 | Post operations | BCR 3 | Passive | Biochemical reactor (BCR) | No pre-treatment | Discharge from reclaimed waste rock pile 1 (WRP1) area (adits, runoff, and groundwater seeps) | N | BCR without pre-treatment | Data not provided | Rogue River – Siskiyou National Forest in Northern California/no constraints noted | Pilot | September - December 2012 | Antimony | Sb, dissolved | µg/L | N | N/A | [6 empty] | ND | ND | Not Applicable |  |  |  | Data not provided | Data not provided | Data not provided | Data not provided | Data not provided | Data not provided | Data not provided | Data not provided |  | Effluent (range for the period of record) | 6.98–7.43 | 1.21–6.48 | mg/L | 5.47–15.37 | °C | Data not provided | N/A | Data not provided | N/A | (-)196–5.4 | mV | 3,074–30,050 | µS/cm | None | N/A | Data not provided | Data not provided | Data not provided | Data not provided | Data not provided | Data not provided | Data not provided | Data not provided | The short time period of the study and cold weather/cold influent water appear to have had an overall negative effect on establishing robust microbial communities and sustaining sulfate reduction. | Data not provided | Fresh dairy cow manure should be used rather than horse manure - Dairy manure has been shown to contain higher numbers and diversity of SRB than horse or other manure types. Must have a consistent ethanol dose to the barrels. | Data not provided | Substrate: ChitoRem | Data not provided | Data not provided | ND = non-detect. All influent and effluent values below the detection limit (range of < 2 to < 20).
Treatability Study Technical Memorandum, Blue Ledge Mine Superfund Site, Siskiyou County, California | BLUE LEDGE MINE | CAN000906063 | N/A | N/A | TSP03 | Post operations | BCR 3 | Passive | Biochemical reactor (BCR) | No pre-treatment | Discharge from reclaimed waste rock pile 1 (WRP1) area (adits, runoff, and groundwater seeps) | N | BCR without pre-treatment | Data not provided | Rogue River – Siskiyou National Forest in Northern California/no constraints noted | Pilot | September - December 2012 | Antimony | Sb, total | µg/L | N | N/A | [9 empty] | ND | ND | Not Applicable | Data not provided | Data not provided | Data not provided | Data not provided | Data not provided | Data not provided | Data not provided | Data not provided |  | Effluent (range for the period of record) | 6.98–7.43 | 1.21–6.48 | mg/L | 5.47–15.37 | °C | Data not provided | N/A | Data not provided | N/A | (-)196–5.4 | mV | 3,074–30,050 | µS/cm | None | N/A | Data not provided | Data not provided | Data not provided | Data not provided | Data not provided | Data not provided | Data not provided | Data not provided | The short time period of the study and cold weather/cold influent water appear to have had an overall negative effect on establishing robust microbial communities and sustaining sulfate reduction. | Data not provided | Fresh dairy cow manure should be used rather than horse manure - Dairy manure has been shown to contain higher numbers and diversity of SRB than horse or other manure types. Must have a consistent ethanol dose to the barrels. | Data not provided | Substrate: ChitoRem | Data not provided | Data not provided | ND = non-detect. All influent and effluent values below the detection limit (range of < 2 to < 20).
Treatability Study Technical Memorandum, Blue Ledge Mine Superfund Site, Siskiyou County, California | BLUE LEDGE MINE | CAN000906063 | N/A | N/A | TSP03 | Post operations | BCR 3 | Passive | Biochemical reactor (BCR) | No pre-treatment | Discharge from reclaimed waste rock pile 1 (WRP1) area (adits, runoff, and groundwater seeps) | N | BCR without pre-treatment | Data not provided | Rogue River – Siskiyou National Forest in Northern California/no constraints noted | Pilot | September - December 2012 | Antimony | Sb, dissolved | µg/L | N | N/A | [9 empty] | ND | ND | Not Applicable | Data not provided | Data not provided | Data not provided | Data not provided | Data not provided | Data not provided | Data not provided | Data not provided |  | Effluent (range for the period of record) | 6.98–7.43 | 1.21–6.48 | mg/L | 5.47–15.37 | °C | Data not provided | N/A | Data not provided | N/A | (-)196–5.4 | mV | 3,074–30,050 | µS/cm | None | N/A | Data not provided | Data not provided | Data not provided | Data not provided | Data not provided | Data not provided | Data not provided | Data not provided | The short time period of the study and cold weather/cold influent water appear to have had an overall negative effect on establishing robust microbial communities and sustaining sulfate reduction. | Data not provided | Fresh dairy cow manure should be used rather than horse manure - Dairy manure has been shown to contain higher numbers and diversity of SRB than horse or other manure types. Must have a consistent ethanol dose to the barrels. | Data not provided | Substrate: ChitoRem | Data not provided | Data not provided | ND = non-detect. All influent and effluent values below the detection limit (range of < 2 to < 20).
Treatability Study Technical Memorandum, Blue Ledge Mine Superfund Site, Siskiyou County, California | BLUE LEDGE MINE | CAN000906063 | N/A | N/A | TSP04 | Post operations | BCR 4 | Passive | Successive alkalinity producing system (SAPS) | Pre-treatment | Discharge from reclaimed waste rock pile 1 (WRP1) area (adits, runoff, and groundwater seeps) | N | Pre-treatment | Data not provided | Rogue River – Siskiyou National Forest in Northern California/no constraints noted | Pilot | September - December 2012 | Antimony | Sb, total | µg/L | N | N/A | ND | < 2–< 20 | Not Applicable | [9 empty] | Data not provided | Data not provided | Data not provided | Data not provided | Data not provided | Data not provided | Data not provided | Data not provided |  | Influent (range for the period of record) | 2.87–3.24 | 8.22–10.72 | mg/L | 3.83–11.45 | °C | Data not provided | N/A | Data not provided | N/A | 222–515.3 | mV | 702–2,255 | µS/cm | None | N/A | Data not provided | Data not provided | Data not provided | Data not provided | Data not provided | Data not provided | Data not provided | Data not provided | The short time period of the study and cold weather/cold influent water appear to have had an overall negative effect on establishing robust microbial communities and sustaining sulfate reduction. | Data not provided | Fresh dairy cow manure should be used rather than horse manure - Dairy manure has been shown to contain higher numbers and diversity of SRB than horse or other manure types. Must have a consistent ethanol dose to the barrels. | Data not provided | Successive alkalinity producing system (SAPS) with manure and limestone | Data not provided | Data not provided | ND = non-detect. All influent and effluent values below the detection limit (range of < 2 to < 20).
Treatability Study Technical Memorandum, Blue Ledge Mine Superfund Site, Siskiyou County, California | BLUE LEDGE MINE | CAN000906063 | N/A | N/A | TSP04 | Post operations | BCR 4 | Passive | Successive alkalinity producing system (SAPS) | Pre-treatment | Discharge from reclaimed waste rock pile 1 (WRP1) area (adits, runoff, and groundwater seeps) | N | Pre-treatment | Data not provided | Rogue River – Siskiyou National Forest in Northern California/no constraints noted | Pilot | September - December 2012 | Antimony | Sb, dissolved | µg/L | N | N/A | ND | < 2–< 20 | Not Applicable | [9 empty] | Data not provided | Data not provided | Data not provided | Data not provided | Data not provided | Data not provided | Data not provided | Data not provided |  | Influent (range for the period of record) | 2.87–3.24 | 8.22–10.72 | mg/L | 3.83–11.45 | °C | Data not provided | N/A | Data not provided | N/A | 222–515.3 | mV | 702–2,255 | µS/cm | None | N/A | Data not provided | Data not provided | Data not provided | Data not provided | Data not provided | Data not provided | Data not provided | Data not provided | The short time period of the study and cold weather/cold influent water appear to have had an overall negative effect on establishing robust microbial communities and sustaining sulfate reduction. | Data not provided | Fresh dairy cow manure should be used rather than horse manure - Dairy manure has been shown to contain higher numbers and diversity of SRB than horse or other manure types. Must have a consistent ethanol dose to the barrels. | Data not provided | Successive alkalinity producing system (SAPS) with manure and limestone | Data not provided | Data not provided | ND = non-detect. All influent and effluent values below the detection limit (range of < 2 to < 20).
Treatability Study Technical Memorandum, Blue Ledge Mine Superfund Site, Siskiyou County, California | BLUE LEDGE MINE | CAN000906063 | N/A | N/A | TSP04 | Post operations | BCR 4 | Passive | Successive alkalinity producing system (SAPS) | Pre-treatment | Discharge from reclaimed waste rock pile 1 (WRP1) area (adits, runoff, and groundwater seeps) | N | Pre-treatment | Data not provided | Rogue River – Siskiyou National Forest in Northern California/no constraints noted | Pilot | September - December 2012 | Antimony | Sb, total | µg/L | N | N/A |  |  |  | ND | < 2–< 20 | Not Applicable | [6 empty] | Data not provided | Data not provided | Data not provided | Data not provided | Data not provided | Data not provided | Data not provided | Data not provided |  | Influent (range for the period of record) | 2.87–3.24 | 8.22–10.72 | mg/L | 3.83–11.45 | °C | Data not provided | N/A | Data not provided | N/A | 222–515.3 | mV | 702–2,255 | µS/cm | None | N/A | Data not provided | Data not provided | Data not provided | Data not provided | Data not provided | Data not provided | Data not provided | Data not provided | The short time period of the study and cold weather/cold influent water appear to have had an overall negative effect on establishing robust microbial communities and sustaining sulfate reduction. | Data not provided | Fresh dairy cow manure should be used rather than horse manure - Dairy manure has been shown to contain higher numbers and diversity of SRB than horse or other manure types. Must have a consistent ethanol dose to the barrels. | Data not provided | Successive alkalinity producing system (SAPS) with manure and limestone | Data not provided | Data not provided | ND = non-detect. All influent and effluent values below the detection limit (range of < 2 to < 20).
Treatability Study Technical Memorandum, Blue Ledge Mine Superfund Site, Siskiyou County, California | BLUE LEDGE MINE | CAN000906063 | N/A | N/A | TSP04 | Post operations | BCR 4 | Passive | Successive alkalinity producing system (SAPS) | Pre-treatment | Discharge from reclaimed waste rock pile 1 (WRP1) area (adits, runoff, and groundwater seeps) | N | Pre-treatment | Data not provided | Rogue River – Siskiyou National Forest in Northern California/no constraints noted | Pilot | September - December 2012 | Antimony | Sb, dissolved | µg/L | N | N/A |  |  |  | ND | < 2–< 20 | Not Applicable | [6 empty] | Data not provided | Data not provided | Data not provided | Data not provided | Data not provided | Data not provided | Data not provided | Data not provided |  | Influent (range for the period of record) | 2.87–3.24 | 8.22–10.72 | mg/L | 3.83–11.45 | °C | Data not provided | N/A | Data not provided | N/A | 222–515.3 | mV | 702–2,255 | µS/cm | None | N/A | Data not provided | Data not provided | Data not provided | Data not provided | Data not provided | Data not provided | Data not provided | Data not provided | The short time period of the study and cold weather/cold influent water appear to have had an overall negative effect on establishing robust microbial communities and sustaining sulfate reduction. | Data not provided | Fresh dairy cow manure should be used rather than horse manure - Dairy manure has been shown to contain higher numbers and diversity of SRB than horse or other manure types. Must have a consistent ethanol dose to the barrels. | Data not provided | Successive alkalinity producing system (SAPS) with manure and limestone | Data not provided | Data not provided | ND = non-detect. All influent and effluent values below the detection limit (range of < 2 to < 20).
Treatability Study Technical Memorandum, Blue Ledge Mine Superfund Site, Siskiyou County, California | BLUE LEDGE MINE | CAN000906063 | N/A | N/A | TSP04 | Post operations | BCR 4 | Passive | Successive alkalinity producing system (SAPS) | Pre-treatment | Discharge from reclaimed waste rock pile 1 (WRP1) area (adits, runoff, and groundwater seeps) | N | Pre-treatment | Data not provided | Rogue River – Siskiyou National Forest in Northern California/no constraints noted | Pilot | September - December 2012 | Antimony | Sb, total | µg/L | N | N/A | [6 empty] | ND | ND | Not Applicable |  |  |  | Data not provided | Data not provided | Data not provided | Data not provided | Data not provided | Data not provided | Data not provided | Data not provided |  | Effluent (range for the period of record) | 6.81–7.2 | 0.82–7.22 | mg/L | 4.5–15.84 | °C | Data not provided | N/A | Data not provided | N/A | (-)229.5–50.7 | mV | 638–2,969 | µS/cm | None | N/A | Data not provided | Data not provided | Data not provided | Data not provided | Data not provided | Data not provided | Data not provided | Data not provided | The short time period of the study and cold weather/cold influent water appear to have had an overall negative effect on establishing robust microbial communities and sustaining sulfate reduction. | Data not provided | Fresh dairy cow manure should be used rather than horse manure - Dairy manure has been shown to contain higher numbers and diversity of SRB than horse or other manure types. Must have a consistent ethanol dose to the barrels. | Data not provided | Successive alkalinity producing system (SAPS) with manure and limestone | Data not provided | Data not provided | ND = non-detect. All influent and effluent values below the detection limit (range of < 2 to < 20).
Treatability Study Technical Memorandum, Blue Ledge Mine Superfund Site, Siskiyou County, California | BLUE LEDGE MINE | CAN000906063 | N/A | N/A | TSP04 | Post operations | BCR 4 | Passive | Successive alkalinity producing system (SAPS) | Pre-treatment | Discharge from reclaimed waste rock pile 1 (WRP1) area (adits, runoff, and groundwater seeps) | N | Pre-treatment | Data not provided | Rogue River – Siskiyou National Forest in Northern California/no constraints noted | Pilot | September - December 2012 | Antimony | Sb, dissolved | µg/L | N | N/A | [6 empty] | ND | ND | Not Applicable |  |  |  | Data not provided | Data not provided | Data not provided | Data not provided | Data not provided | Data not provided | Data not provided | Data not provided |  | Effluent (range for the period of record) | 6.81–7.2 | 0.82–7.22 | mg/L | 4.5–15.84 | °C | Data not provided | N/A | Data not provided | N/A | (-)229.5–50.7 | mV | 638–2,969 | µS/cm | None | N/A | Data not provided | Data not provided | Data not provided | Data not provided | Data not provided | Data not provided | Data not provided | Data not provided | The short time period of the study and cold weather/cold influent water appear to have had an overall negative effect on establishing robust microbial communities and sustaining sulfate reduction. | Data not provided | Fresh dairy cow manure should be used rather than horse manure - Dairy manure has been shown to contain higher numbers and diversity of SRB than horse or other manure types. Must have a consistent ethanol dose to the barrels. | Data not provided | Successive alkalinity producing system (SAPS) with manure and limestone | Data not provided | Data not provided | ND = non-detect. All influent and effluent values below the detection limit (range of < 2 to < 20).
Treatability Study Technical Memorandum, Blue Ledge Mine Superfund Site, Siskiyou County, California | BLUE LEDGE MINE | CAN000906063 | N/A | N/A | TSP04 | Post operations | BCR 4 | Passive | Successive alkalinity producing system (SAPS) | Pre-treatment | Discharge from reclaimed waste rock pile 1 (WRP1) area (adits, runoff, and groundwater seeps) | N | Pre-treatment | Data not provided | Rogue River – Siskiyou National Forest in Northern California/no constraints noted | Pilot | September - December 2012 | Antimony | Sb, total | µg/L | N | N/A | [9 empty] | ND | ND | Not Applicable | Data not provided | Data not provided | Data not provided | Data not provided | Data not provided | Data not provided | Data not provided | Data not provided |  | Effluent (range for the period of record) | 6.81–7.2 | 0.82–7.22 | mg/L | 4.5–15.84 | °C | Data not provided | N/A | Data not provided | N/A | (-)229.5–50.7 | mV | 638–2,969 | µS/cm | None | N/A | Data not provided | Data not provided | Data not provided | Data not provided | Data not provided | Data not provided | Data not provided | Data not provided | The short time period of the study and cold weather/cold influent water appear to have had an overall negative effect on establishing robust microbial communities and sustaining sulfate reduction. | Data not provided | Fresh dairy cow manure should be used rather than horse manure - Dairy manure has been shown to contain higher numbers and diversity of SRB than horse or other manure types. Must have a consistent ethanol dose to the barrels. | Data not provided | Successive alkalinity producing system (SAPS) with manure and limestone | Data not provided | Data not provided | ND = non-detect. All influent and effluent values below the detection limit (range of < 2 to < 20).
Treatability Study Technical Memorandum, Blue Ledge Mine Superfund Site, Siskiyou County, California | BLUE LEDGE MINE | CAN000906063 | N/A | N/A | TSP04 | Post operations | BCR 4 | Passive | Successive alkalinity producing system (SAPS) | Pre-treatment | Discharge from reclaimed waste rock pile 1 (WRP1) area (adits, runoff, and groundwater seeps) | N | Pre-treatment | Data not provided | Rogue River – Siskiyou National Forest in Northern California/no constraints noted | Pilot | September - December 2012 | Antimony | Sb, dissolved | µg/L | N | N/A | [9 empty] | ND | ND | Not Applicable | Data not provided | Data not provided | Data not provided | Data not provided | Data not provided | Data not provided | Data not provided | Data not provided |  | Effluent (range for the period of record) | 6.81–7.2 | 0.82–7.22 | mg/L | 4.5–15.84 | °C | Data not provided | N/A | Data not provided | N/A | (-)229.5–50.7 | mV | 638–2,969 | µS/cm | None | N/A | Data not provided | Data not provided | Data not provided | Data not provided | Data not provided | Data not provided | Data not provided | Data not provided | The short time period of the study and cold weather/cold influent water appear to have had an overall negative effect on establishing robust microbial communities and sustaining sulfate reduction. | Data not provided | Fresh dairy cow manure should be used rather than horse manure - Dairy manure has been shown to contain higher numbers and diversity of SRB than horse or other manure types. Must have a consistent ethanol dose to the barrels. | Data not provided | Successive alkalinity producing system (SAPS) with manure and limestone | Data not provided | Data not provided | ND = non-detect. All influent and effluent values below the detection limit (range of < 2 to < 20).
Treatability Study Technical Memorandum, Blue Ledge Mine Superfund Site, Siskiyou County, California | BLUE LEDGE MINE | CAN000906063 | N/A | N/A | TSP05 | Post operations | BCR 5 | Passive | Successive alkalinity producing system (SAPS) | Pre-treatment | Discharge from reclaimed waste rock pile 1 (WRP1) area (adits, runoff, and groundwater seeps) | N | Pre-treatment | Data not provided | Rogue River – Siskiyou National Forest in Northern California/no constraints noted | Pilot | September - December 2012 | Antimony | Sb, total | µg/L | N | N/A | ND | < 2–< 20 | Not Applicable | [9 empty] | Data not provided | Data not provided | Data not provided | Data not provided | Data not provided | Data not provided | Data not provided | Data not provided |  | Influent (range for the period of record) | 2.87–3.24 | 8.22–10.72 | mg/L | 3.83–11.45 | °C | Data not provided | N/A | Data not provided | N/A | 222–515.3 | mV | 702–2,255 | µS/cm | None | N/A | Data not provided | Data not provided | Data not provided | Data not provided | Data not provided | Data not provided | Data not provided | Data not provided | The short time period of the study and cold weather/cold influent water appear to have had an overall negative effect on establishing robust microbial communities and sustaining sulfate reduction. | Data not provided | Fresh dairy cow manure should be used rather than horse manure - Dairy manure has been shown to contain higher numbers and diversity of SRB than horse or other manure types. Must have a consistent ethanol dose to the barrels. | Data not provided | Same as BCR 4 with the addition of ethanol. Successive alkalinity producing system (SAPS) with manure and limestone | Data not provided | Data not provided | ND = non-detect. All influent and effluent values below the detection limit (range of < 2 to < 20).
Treatability Study Technical Memorandum, Blue Ledge Mine Superfund Site, Siskiyou County, California | BLUE LEDGE MINE | CAN000906063 | N/A | N/A | TSP05 | Post operations | BCR 5 | Passive | Successive alkalinity producing system (SAPS) | Pre-treatment | Discharge from reclaimed waste rock pile 1 (WRP1) area (adits, runoff, and groundwater seeps) | N | Pre-treatment | Data not provided | Rogue River – Siskiyou National Forest in Northern California/no constraints noted | Pilot | September - December 2012 | Antimony | Sb, dissolved | µg/L | N | N/A | ND | < 2–< 20 | Not Applicable | [9 empty] | Data not provided | Data not provided | Data not provided | Data not provided | Data not provided | Data not provided | Data not provided | Data not provided |  | Influent (range for the period of record) | 2.87–3.24 | 8.22–10.72 | mg/L | 3.83–11.45 | °C | Data not provided | N/A | Data not provided | N/A | 222–515.3 | mV | 702–2,255 | µS/cm | None | N/A | Data not provided | Data not provided | Data not provided | Data not provided | Data not provided | Data not provided | Data not provided | Data not provided | The short time period of the study and cold weather/cold influent water appear to have had an overall negative effect on establishing robust microbial communities and sustaining sulfate reduction. | Data not provided | Fresh dairy cow manure should be used rather than horse manure - Dairy manure has been shown to contain higher numbers and diversity of SRB than horse or other manure types. Must have a consistent ethanol dose to the barrels. | Data not provided | Same as BCR 4 with the addition of ethanol. Successive alkalinity producing system (SAPS) with manure and limestone | Data not provided | Data not provided | ND = non-detect. All influent and effluent values below the detection limit (range of < 2 to < 20).
Treatability Study Technical Memorandum, Blue Ledge Mine Superfund Site, Siskiyou County, California | BLUE LEDGE MINE | CAN000906063 | N/A | N/A | TSP05 | Post operations | BCR 5 | Passive | Successive alkalinity producing system (SAPS) | Pre-treatment | Discharge from reclaimed waste rock pile 1 (WRP1) area (adits, runoff, and groundwater seeps) | N | Pre-treatment | Data not provided | Rogue River – Siskiyou National Forest in Northern California/no constraints noted | Pilot | September - December 2012 | Antimony | Sb, total | µg/L | N | N/A |  |  |  | ND | < 2–< 20 | Not Applicable | [6 empty] | Data not provided | Data not provided | Data not provided | Data not provided | Data not provided | Data not provided | Data not provided | Data not provided |  | Influent (range for the period of record) | 2.87–3.24 | 8.22–10.72 | mg/L | 3.83–11.45 | °C | Data not provided | N/A | Data not provided | N/A | 222–515.3 | mV | 702–2,255 | µS/cm | None | N/A | Data not provided | Data not provided | Data not provided | Data not provided | Data not provided | Data not provided | Data not provided | Data not provided | The short time period of the study and cold weather/cold influent water appear to have had an overall negative effect on establishing robust microbial communities and sustaining sulfate reduction. | Data not provided | Fresh dairy cow manure should be used rather than horse manure - Dairy manure has been shown to contain higher numbers and diversity of SRB than horse or other manure types. Must have a consistent ethanol dose to the barrels. | Data not provided | Same as BCR 4 with the addition of ethanol. Successive alkalinity producing system (SAPS) with manure and limestone | Data not provided | Data not provided | ND = non-detect. All influent and effluent values below the detection limit (range of < 2 to < 20).
Treatability Study Technical Memorandum, Blue Ledge Mine Superfund Site, Siskiyou County, California | BLUE LEDGE MINE | CAN000906063 | N/A | N/A | TSP05 | Post operations | BCR 5 | Passive | Successive alkalinity producing system (SAPS) | Pre-treatment | Discharge from reclaimed waste rock pile 1 (WRP1) area (adits, runoff, and groundwater seeps) | N | Pre-treatment | Data not provided | Rogue River – Siskiyou National Forest in Northern California/no constraints noted | Pilot | September - December 2012 | Antimony | Sb, dissolved | µg/L | N | N/A |  |  |  | ND | < 2–< 20 | Not Applicable | [6 empty] | Data not provided | Data not provided | Data not provided | Data not provided | Data not provided | Data not provided | Data not provided | Data not provided |  | Influent (range for the period of record) | 2.87–3.24 | 8.22–10.72 | mg/L | 3.83–11.45 | °C | Data not provided | N/A | Data not provided | N/A | 222–515.3 | mV | 702–2,255 | µS/cm | None | N/A | Data not provided | Data not provided | Data not provided | Data not provided | Data not provided | Data not provided | Data not provided | Data not provided | The short time period of the study and cold weather/cold influent water appear to have had an overall negative effect on establishing robust microbial communities and sustaining sulfate reduction. | Data not provided | Fresh dairy cow manure should be used rather than horse manure - Dairy manure has been shown to contain higher numbers and diversity of SRB than horse or other manure types. Must have a consistent ethanol dose to the barrels. | Data not provided | Same as BCR 4 with the addition of ethanol. Successive alkalinity producing system (SAPS) with manure and limestone | Data not provided | Data not provided | ND = non-detect. All influent and effluent values below the detection limit (range of < 2 to < 20).
Treatability Study Technical Memorandum, Blue Ledge Mine Superfund Site, Siskiyou County, California | BLUE LEDGE MINE | CAN000906063 | N/A | N/A | TSP05 | Post operations | BCR 5 | Passive | Successive alkalinity producing system (SAPS) | Pre-treatment | Discharge from reclaimed waste rock pile 1 (WRP1) area (adits, runoff, and groundwater seeps) | N | Pre-treatment | Data not provided | Rogue River – Siskiyou National Forest in Northern California/no constraints noted | Pilot | September - December 2012 | Antimony | Sb, total | µg/L | N | N/A | [6 empty] | ND | ND | Not Applicable |  |  |  | Data not provided | Data not provided | Data not provided | Data not provided | Data not provided | Data not provided | Data not provided | Data not provided |  | Effluent (range for the period of record) | 6.14–6.99 | 0.87–7.74 | mg/L | 4.63–15.79 | °C | Data not provided | N/A | Data not provided | N/A | (-)226.9–78.9 | mV | 670–4,338 | µS/cm | None | N/A | Data not provided | Data not provided | Data not provided | Data not provided | Data not provided | Data not provided | Data not provided | Data not provided | The short time period of the study and cold weather/cold influent water appear to have had an overall negative effect on establishing robust microbial communities and sustaining sulfate reduction. | Data not provided | Fresh dairy cow manure should be used rather than horse manure - Dairy manure has been shown to contain higher numbers and diversity of SRB than horse or other manure types. Must have a consistent ethanol dose to the barrels. | Data not provided | Same as BCR 4 with the addition of ethanol. Successive alkalinity producing system (SAPS) with manure and limestone | Data not provided | Data not provided | ND = non-detect. All influent and effluent values below the detection limit (range of < 2 to < 20).
Treatability Study Technical Memorandum, Blue Ledge Mine Superfund Site, Siskiyou County, California | BLUE LEDGE MINE | CAN000906063 | N/A | N/A | TSP05 | Post operations | BCR 5 | Passive | Successive alkalinity producing system (SAPS) | Pre-treatment | Discharge from reclaimed waste rock pile 1 (WRP1) area (adits, runoff, and groundwater seeps) | N | Pre-treatment | Data not provided | Rogue River – Siskiyou National Forest in Northern California/no constraints noted | Pilot | September - December 2012 | Antimony | Sb, dissolved | µg/L | N | N/A | [6 empty] | ND | ND | Not Applicable |  |  |  | Data not provided | Data not provided | Data not provided | Data not provided | Data not provided | Data not provided | Data not provided | Data not provided |  | Effluent (range for the period of record) | 6.14–6.99 | 0.87–7.74 | mg/L | 4.63–15.79 | °C | Data not provided | N/A | Data not provided | N/A | (-)226.9–78.9 | mV | 670–4,338 | µS/cm | None | N/A | Data not provided | Data not provided | Data not provided | Data not provided | Data not provided | Data not provided | Data not provided | Data not provided | The short time period of the study and cold weather/cold influent water appear to have had an overall negative effect on establishing robust microbial communities and sustaining sulfate reduction. | Data not provided | Fresh dairy cow manure should be used rather than horse manure - Dairy manure has been shown to contain higher numbers and diversity of SRB than horse or other manure types. Must have a consistent ethanol dose to the barrels. | Data not provided | Same as BCR 4 with the addition of ethanol. Successive alkalinity producing system (SAPS) with manure and limestone | Data not provided | Data not provided | ND = non-detect. All influent and effluent values below the detection limit (range of < 2 to < 20).
Treatability Study Technical Memorandum, Blue Ledge Mine Superfund Site, Siskiyou County, California | BLUE LEDGE MINE | CAN000906063 | N/A | N/A | TSP05 | Post operations | BCR 5 | Passive | Successive alkalinity producing system (SAPS) | Pre-treatment | Discharge from reclaimed waste rock pile 1 (WRP1) area (adits, runoff, and groundwater seeps) | N | Pre-treatment | Data not provided | Rogue River – Siskiyou National Forest in Northern California/no constraints noted | Pilot | September - December 2012 | Antimony | Sb, total | µg/L | N | N/A | [9 empty] | ND | ND | Not Applicable | Data not provided | Data not provided | Data not provided | Data not provided | Data not provided | Data not provided | Data not provided | Data not provided |  | Effluent (range for the period of record) | 6.14–6.99 | 0.87–7.74 | mg/L | 4.63–15.79 | °C | Data not provided | N/A | Data not provided | N/A | (-)226.9–78.9 | mV | 670–4,338 | µS/cm | None | N/A | Data not provided | Data not provided | Data not provided | Data not provided | Data not provided | Data not provided | Data not provided | Data not provided | The short time period of the study and cold weather/cold influent water appear to have had an overall negative effect on establishing robust microbial communities and sustaining sulfate reduction. | Data not provided | Fresh dairy cow manure should be used rather than horse manure - Dairy manure has been shown to contain higher numbers and diversity of SRB than horse or other manure types. Must have a consistent ethanol dose to the barrels. | Data not provided | Same as BCR 4 with the addition of ethanol. Successive alkalinity producing system (SAPS) with manure and limestone | Data not provided | Data not provided | ND = non-detect. All influent and effluent values below the detection limit (range of < 2 to < 20).
Treatability Study Technical Memorandum, Blue Ledge Mine Superfund Site, Siskiyou County, California | BLUE LEDGE MINE | CAN000906063 | N/A | N/A | TSP05 | Post operations | BCR 5 | Passive | Successive alkalinity producing system (SAPS) | Pre-treatment | Discharge from reclaimed waste rock pile 1 (WRP1) area (adits, runoff, and groundwater seeps) | N | Pre-treatment | Data not provided | Rogue River – Siskiyou National Forest in Northern California/no constraints noted | Pilot | September - December 2012 | Antimony | Sb, dissolved | µg/L | N | N/A | [9 empty] | ND | ND | Not Applicable | Data not provided | Data not provided | Data not provided | Data not provided | Data not provided | Data not provided | Data not provided | Data not provided |  | Effluent (range for the period of record) | 6.14–6.99 | 0.87–7.74 | mg/L | 4.63–15.79 | °C | Data not provided | N/A | Data not provided | N/A | (-)226.9–78.9 | mV | 670–4,338 | µS/cm | None | N/A | Data not provided | Data not provided | Data not provided | Data not provided | Data not provided | Data not provided | Data not provided | Data not provided | The short time period of the study and cold weather/cold influent water appear to have had an overall negative effect on establishing robust microbial communities and sustaining sulfate reduction. | Data not provided | Fresh dairy cow manure should be used rather than horse manure - Dairy manure has been shown to contain higher numbers and diversity of SRB than horse or other manure types. Must have a consistent ethanol dose to the barrels. | Data not provided | Same as BCR 4 with the addition of ethanol. Successive alkalinity producing system (SAPS) with manure and limestone | Data not provided | Data not provided | ND = non-detect. All influent and effluent values below the detection limit (range of < 2 to < 20).
Treatability Study Technical Memorandum, Blue Ledge Mine Superfund Site, Siskiyou County, California | BLUE LEDGE MINE | CAN000906063 | N/A | N/A | TSP01 | Post operations | BCR 1 | Passive | Biochemical reactor (BCR) | No pre-treatment | Discharge from reclaimed waste rock pile 1 (WRP1) area (adits, runoff, and groundwater seeps) | N | BCR without pre-treatment | Data not provided | Rogue River – Siskiyou National Forest in Northern California/no constraints noted | Pilot | September - December 2012 | Selenium | Se, total | µg/L | N | N/A | 3 | ND | -316.6667 | [9 empty] | Data not provided | Data not provided | Data not provided | Data not provided | Data not provided | Data not provided | Data not provided | Data not provided |  | Influent | Data not provided | 9.4 | mg/L | 5.97 | °C | Data not provided | N/A | Data not provided | N/A | 439.6 | mV | 1976 | µS/cm | None | N/A | Data not provided | Data not provided | Data not provided | Data not provided | Data not provided | Data not provided | Data not provided | Data not provided | The short time period of the study and cold weather/cold influent water appear to have had an overall negative effect on establishing robust microbial communities and sustaining sulfate reduction. | Data not provided | Fresh dairy cow manure should be used rather than horse manure - Dairy manure has been shown to contain higher numbers and diversity of SRB than horse or other manure types. Must have a consistent ethanol dose to the barrels. | Data not provided | Substrate: standard wood based substrate (wood chips and sawdust) | Data not provided | Multiple limits of detection over time of study. Value is the max influent value not qualified as non-detect. Range of non-detect values is < 5 - < 50. | ND = non-detect (< 25)
Treatability Study Technical Memorandum, Blue Ledge Mine Superfund Site, Siskiyou County, California | BLUE LEDGE MINE | CAN000906063 | N/A | N/A | TSP01 | Post operations | BCR 1 | Passive | Biochemical reactor (BCR) | No pre-treatment | Discharge from reclaimed waste rock pile 1 (WRP1) area (adits, runoff, and groundwater seeps) | N | BCR without pre-treatment | Data not provided | Rogue River – Siskiyou National Forest in Northern California/no constraints noted | Pilot | September - December 2012 | Selenium | Se, dissolved | µg/L | N | N/A | ND | < 5–< 50 | Not Applicable | [9 empty] | Data not provided | Data not provided | Data not provided | Data not provided | Data not provided | Data not provided | Data not provided | Data not provided |  | Influent (range for the period of record) | 2.87–3.24 | 8.22–10.72 | mg/L | 3.83–11.45 | °C | Data not provided | N/A | Data not provided | N/A | 222–515.3 | mV | 561–2,255 | µS/cm | None | N/A | Data not provided | Data not provided | Data not provided | Data not provided | Data not provided | Data not provided | Data not provided | Data not provided | The short time period of the study and cold weather/cold influent water appear to have had an overall negative effect on establishing robust microbial communities and sustaining sulfate reduction. | Data not provided | Fresh dairy cow manure should be used rather than horse manure - Dairy manure has been shown to contain higher numbers and diversity of SRB than horse or other manure types. Must have a consistent ethanol dose to the barrels. | Data not provided | Substrate: standard wood based substrate (wood chips and sawdust) | Data not provided | All influent values are non-detect (range of < 5 to < 50) | ND = Non-detect
Treatability Study Technical Memorandum, Blue Ledge Mine Superfund Site, Siskiyou County, California | BLUE LEDGE MINE | CAN000906063 | N/A | N/A | TSP01 | Post operations | BCR 1 | Passive | Biochemical reactor (BCR) | No pre-treatment | Discharge from reclaimed waste rock pile 1 (WRP1) area (adits, runoff, and groundwater seeps) | N | BCR without pre-treatment | Data not provided | Rogue River – Siskiyou National Forest in Northern California/no constraints noted | Pilot | September - December 2012 | Selenium | Se, total | µg/L | N | N/A |  |  |  | 1.8 | ND | -1288.8889 | [6 empty] | Data not provided | Data not provided | Data not provided | Data not provided | Data not provided | Data not provided | Data not provided | Data not provided |  | Influent | 3.08 | 8.23 | mg/L | 8.55 | °C | Data not provided | N/A | Data not provided | N/A | 243 | mV | 2215 | µS/cm | None | N/A | Data not provided | Data not provided | Data not provided | Data not provided | Data not provided | Data not provided | Data not provided | Data not provided | The short time period of the study and cold weather/cold influent water appear to have had an overall negative effect on establishing robust microbial communities and sustaining sulfate reduction. | Data not provided | Fresh dairy cow manure should be used rather than horse manure - Dairy manure has been shown to contain higher numbers and diversity of SRB than horse or other manure types. Must have a consistent ethanol dose to the barrels. | Data not provided | Substrate: standard wood based substrate (wood chips and sawdust) | Data not provided | Multiple limits of detection over time of study. Value is the min influent value not qualified as non-detect. Range of non-detect values is < 5 - < 50. | ND = non-detect (< 50)
Treatability Study Technical Memorandum, Blue Ledge Mine Superfund Site, Siskiyou County, California | BLUE LEDGE MINE | CAN000906063 | N/A | N/A | TSP01 | Post operations | BCR 1 | Passive | Biochemical reactor (BCR) | No pre-treatment | Discharge from reclaimed waste rock pile 1 (WRP1) area (adits, runoff, and groundwater seeps) | N | BCR without pre-treatment | Data not provided | Rogue River – Siskiyou National Forest in Northern California/no constraints noted | Pilot | September - December 2012 | Selenium | Se, dissolved | µg/L | N | N/A |  |  |  | ND | < 5–< 50 | Not Applicable | [6 empty] | Data not provided | Data not provided | Data not provided | Data not provided | Data not provided | Data not provided | Data not provided | Data not provided |  | Influent (range for the period of record) | 2.87–3.24 | 8.22–10.72 | mg/L | 3.83–11.45 | °C | Data not provided | N/A | Data not provided | N/A | 222–515.3 | mV | 561–2,255 | µS/cm | None | N/A | Data not provided | Data not provided | Data not provided | Data not provided | Data not provided | Data not provided | Data not provided | Data not provided | The short time period of the study and cold weather/cold influent water appear to have had an overall negative effect on establishing robust microbial communities and sustaining sulfate reduction. | Data not provided | Fresh dairy cow manure should be used rather than horse manure - Dairy manure has been shown to contain higher numbers and diversity of SRB than horse or other manure types. Must have a consistent ethanol dose to the barrels. | Data not provided | Substrate: standard wood based substrate (wood chips and sawdust) | Data not provided | All influent values are non-detect (range of < 5 to < 50) | ND = Non-detect
Treatability Study Technical Memorandum, Blue Ledge Mine Superfund Site, Siskiyou County, California | BLUE LEDGE MINE | CAN000906063 | N/A | N/A | TSP01 | Post operations | BCR 1 | Passive | Biochemical reactor (BCR) | No pre-treatment | Discharge from reclaimed waste rock pile 1 (WRP1) area (adits, runoff, and groundwater seeps) | N | BCR without pre-treatment | Data not provided | Rogue River – Siskiyou National Forest in Northern California/no constraints noted | Pilot | September - December 2012 | Selenium | Se, total | µg/L | N | N/A | [6 empty] | ND | ND | Not Applicable |  |  |  | Data not provided | Data not provided | Data not provided | Data not provided | Data not provided | Data not provided | Data not provided | Data not provided |  | Effluent (range for the period of record) | 5.71–6.75 | 1.03–8.05 | mg/L | 4.08–14.73 | °C | Data not provided | N/A | Data not provided | N/A | (-)78.3–249.4 | mV | 799–5,058 | µS/cm | None | N/A | Data not provided | Data not provided | Data not provided | Data not provided | Data not provided | Data not provided | Data not provided | Data not provided | The short time period of the study and cold weather/cold influent water appear to have had an overall negative effect on establishing robust microbial communities and sustaining sulfate reduction. | Data not provided | Fresh dairy cow manure should be used rather than horse manure - Dairy manure has been shown to contain higher numbers and diversity of SRB than horse or other manure types. Must have a consistent ethanol dose to the barrels. | Data not provided | Substrate: standard wood based substrate (wood chips and sawdust) | Data not provided | All effluent values are non-detect (range of < 5 to < 50) | ND = Non-detect
Treatability Study Technical Memorandum, Blue Ledge Mine Superfund Site, Siskiyou County, California | BLUE LEDGE MINE | CAN000906063 | N/A | N/A | TSP01 | Post operations | BCR 1 | Passive | Biochemical reactor (BCR) | No pre-treatment | Discharge from reclaimed waste rock pile 1 (WRP1) area (adits, runoff, and groundwater seeps) | N | BCR without pre-treatment | Data not provided | Rogue River – Siskiyou National Forest in Northern California/no constraints noted | Pilot | September - December 2012 | Selenium | Se, dissolved | µg/L | N | N/A | [6 empty] | ND | ND | Not Applicable |  |  |  | Data not provided | Data not provided | Data not provided | Data not provided | Data not provided | Data not provided | Data not provided | Data not provided |  | Effluent (range for the period of record) | 5.71–6.75 | 1.03–8.05 | mg/L | 4.08–14.73 | °C | Data not provided | N/A | Data not provided | N/A | (-)78.3–249.4 | mV | 799–5,058 | µS/cm | None | N/A | Data not provided | Data not provided | Data not provided | Data not provided | Data not provided | Data not provided | Data not provided | Data not provided | The short time period of the study and cold weather/cold influent water appear to have had an overall negative effect on establishing robust microbial communities and sustaining sulfate reduction. | Data not provided | Fresh dairy cow manure should be used rather than horse manure - Dairy manure has been shown to contain higher numbers and diversity of SRB than horse or other manure types. Must have a consistent ethanol dose to the barrels. | Data not provided | Substrate: standard wood based substrate (wood chips and sawdust) | Data not provided | All effluent values are non-detect (range of < 5 to < 50) | ND = Non-detect
Treatability Study Technical Memorandum, Blue Ledge Mine Superfund Site, Siskiyou County, California | BLUE LEDGE MINE | CAN000906063 | N/A | N/A | TSP01 | Post operations | BCR 1 | Passive | Biochemical reactor (BCR) | No pre-treatment | Discharge from reclaimed waste rock pile 1 (WRP1) area (adits, runoff, and groundwater seeps) | N | BCR without pre-treatment | Data not provided | Rogue River – Siskiyou National Forest in Northern California/no constraints noted | Pilot | September - December 2012 | Selenium | Se, total | µg/L | N | N/A | [9 empty] | ND | ND | Not Applicable | Data not provided | Data not provided | Data not provided | Data not provided | Data not provided | Data not provided | Data not provided | Data not provided |  | Effluent (range for the period of record) | 5.71–6.75 | 1.03–8.05 | mg/L | 4.08–14.73 | °C | Data not provided | N/A | Data not provided | N/A | (-)78.3–249.4 | mV | 799–5,058 | µS/cm | None | N/A | Data not provided | Data not provided | Data not provided | Data not provided | Data not provided | Data not provided | Data not provided | Data not provided | The short time period of the study and cold weather/cold influent water appear to have had an overall negative effect on establishing robust microbial communities and sustaining sulfate reduction. | Data not provided | Fresh dairy cow manure should be used rather than horse manure - Dairy manure has been shown to contain higher numbers and diversity of SRB than horse or other manure types. Must have a consistent ethanol dose to the barrels. | Data not provided | Substrate: standard wood based substrate (wood chips and sawdust) | Data not provided | All effluent values are non-detect (range of < 5 to < 50) | ND = Non-detect
Treatability Study Technical Memorandum, Blue Ledge Mine Superfund Site, Siskiyou County, California | BLUE LEDGE MINE | CAN000906063 | N/A | N/A | TSP01 | Post operations | BCR 1 | Passive | Biochemical reactor (BCR) | No pre-treatment | Discharge from reclaimed waste rock pile 1 (WRP1) area (adits, runoff, and groundwater seeps) | N | BCR without pre-treatment | Data not provided | Rogue River – Siskiyou National Forest in Northern California/no constraints noted | Pilot | September - December 2012 | Selenium | Se, dissolved | µg/L | N | N/A | [9 empty] | ND | ND | Not Applicable | Data not provided | Data not provided | Data not provided | Data not provided | Data not provided | Data not provided | Data not provided | Data not provided |  | Effluent (range for the period of record) | 5.71–6.75 | 1.03–8.05 | mg/L | 4.08–14.73 | °C | Data not provided | N/A | Data not provided | N/A | (-)78.3–249.4 | mV | 799–5,058 | µS/cm | None | N/A | Data not provided | Data not provided | Data not provided | Data not provided | Data not provided | Data not provided | Data not provided | Data not provided | The short time period of the study and cold weather/cold influent water appear to have had an overall negative effect on establishing robust microbial communities and sustaining sulfate reduction. | Data not provided | Fresh dairy cow manure should be used rather than horse manure - Dairy manure has been shown to contain higher numbers and diversity of SRB than horse or other manure types. Must have a consistent ethanol dose to the barrels. | Data not provided | Substrate: standard wood based substrate (wood chips and sawdust) | Data not provided | All effluent values are non-detect (range of < 5 to < 50) | ND = Non-detect
Treatability Study Technical Memorandum, Blue Ledge Mine Superfund Site, Siskiyou County, California | BLUE LEDGE MINE | CAN000906063 | N/A | N/A | TSP02 | Post operations | BCR 2 | Passive | Biochemical reactor (BCR) | No pre-treatment | Discharge from reclaimed waste rock pile 1 (WRP1) area (adits, runoff, and groundwater seeps) | N | BCR without pre-treatment | Data not provided | Rogue River – Siskiyou National Forest in Northern California/no constraints noted | Pilot | September - December 2012 | Selenium | Se, total | µg/L | N | N/A | 3 | 0.58 | 80.6667 | [9 empty] | Data not provided | Data not provided | Data not provided | Data not provided | Data not provided | Data not provided | Data not provided | Data not provided |  | Influent | Data not provided | 9.4 | mg/L | 5.97 | °C | Data not provided | N/A | Data not provided | N/A | 439.6 | mV | 1976 | µS/cm | None | N/A | Data not provided | Data not provided | Data not provided | Data not provided | Data not provided | Data not provided | Data not provided | Data not provided | The short time period of the study and cold weather/cold influent water appear to have had an overall negative effect on establishing robust microbial communities and sustaining sulfate reduction. | Data not provided | Fresh dairy cow manure should be used rather than horse manure - Dairy manure has been shown to contain higher numbers and diversity of SRB than horse or other manure types. Must have a consistent ethanol dose to the barrels. | Data not provided | Substrate: standard wood based substrate (wood chips and sawdust) with compost (horse manure) | Data not provided | Multiple limits of detection over time of study. Value is the max influent value not qualified as non-detect. Range of non-detect values is < 5 - < 50.
Treatability Study Technical Memorandum, Blue Ledge Mine Superfund Site, Siskiyou County, California | BLUE LEDGE MINE | CAN000906063 | N/A | N/A | TSP02 | Post operations | BCR 2 | Passive | Biochemical reactor (BCR) | No pre-treatment | Discharge from reclaimed waste rock pile 1 (WRP1) area (adits, runoff, and groundwater seeps) | N | BCR without pre-treatment | Data not provided | Rogue River – Siskiyou National Forest in Northern California/no constraints noted | Pilot | September - December 2012 | Selenium | Se, dissolved | µg/L | N | N/A | ND | < 5–< 50 | Not Applicable | [9 empty] | Data not provided | Data not provided | Data not provided | Data not provided | Data not provided | Data not provided | Data not provided | Data not provided |  | Influent (range for the period of record) | 2.87–3.24 | 8.22–10.72 | mg/L | 3.83–11.45 | °C | Data not provided | N/A | Data not provided | N/A | 222–515.3 | mV | 561–2,255 | µS/cm | None | N/A | Data not provided | Data not provided | Data not provided | Data not provided | Data not provided | Data not provided | Data not provided | Data not provided | The short time period of the study and cold weather/cold influent water appear to have had an overall negative effect on establishing robust microbial communities and sustaining sulfate reduction. | Data not provided | Fresh dairy cow manure should be used rather than horse manure - Dairy manure has been shown to contain higher numbers and diversity of SRB than horse or other manure types. Must have a consistent ethanol dose to the barrels. | Data not provided | Substrate: standard wood based substrate (wood chips and sawdust) with compost (horse manure) | Data not provided | All influent values are non-detect (range of < 5 to < 50) | ND = Non-detect
Treatability Study Technical Memorandum, Blue Ledge Mine Superfund Site, Siskiyou County, California | BLUE LEDGE MINE | CAN000906063 | N/A | N/A | TSP02 | Post operations | BCR 2 | Passive | Biochemical reactor (BCR) | No pre-treatment | Discharge from reclaimed waste rock pile 1 (WRP1) area (adits, runoff, and groundwater seeps) | N | BCR without pre-treatment | Data not provided | Rogue River – Siskiyou National Forest in Northern California/no constraints noted | Pilot | September - December 2012 | Selenium | Se, total | µg/L | N | N/A |  |  |  | 1.8 | ND | -1288.8889 | [6 empty] | Data not provided | Data not provided | Data not provided | Data not provided | Data not provided | Data not provided | Data not provided | Data not provided |  | Influent | 3.08 | 8.23 | mg/L | 8.55 | °C | Data not provided | N/A | Data not provided | N/A | 243 | mV | 2215 | µS/cm | None | N/A | Data not provided | Data not provided | Data not provided | Data not provided | Data not provided | Data not provided | Data not provided | Data not provided | The short time period of the study and cold weather/cold influent water appear to have had an overall negative effect on establishing robust microbial communities and sustaining sulfate reduction. | Data not provided | Fresh dairy cow manure should be used rather than horse manure - Dairy manure has been shown to contain higher numbers and diversity of SRB than horse or other manure types. Must have a consistent ethanol dose to the barrels. | Data not provided | Substrate: standard wood based substrate (wood chips and sawdust) with compost (horse manure) | Data not provided | Multiple limits of detection over time of study. Value is the min influent value not qualified as non-detect. Range of non-detect values is < 5 - < 50. | ND = non-detect (< 50)
Treatability Study Technical Memorandum, Blue Ledge Mine Superfund Site, Siskiyou County, California | BLUE LEDGE MINE | CAN000906063 | N/A | N/A | TSP02 | Post operations | BCR 2 | Passive | Biochemical reactor (BCR) | No pre-treatment | Discharge from reclaimed waste rock pile 1 (WRP1) area (adits, runoff, and groundwater seeps) | N | BCR without pre-treatment | Data not provided | Rogue River – Siskiyou National Forest in Northern California/no constraints noted | Pilot | September - December 2012 | Selenium | Se, dissolved | µg/L | N | N/A |  |  |  | ND | < 5–< 50 | Not Applicable | [6 empty] | Data not provided | Data not provided | Data not provided | Data not provided | Data not provided | Data not provided | Data not provided | Data not provided |  | Influent (range for the period of record) | 2.87–3.24 | 8.22–10.72 | mg/L | 3.83–11.45 | °C | Data not provided | N/A | Data not provided | N/A | 222–515.3 | mV | 561–2,255 | µS/cm | None | N/A | Data not provided | Data not provided | Data not provided | Data not provided | Data not provided | Data not provided | Data not provided | Data not provided | The short time period of the study and cold weather/cold influent water appear to have had an overall negative effect on establishing robust microbial communities and sustaining sulfate reduction. | Data not provided | Fresh dairy cow manure should be used rather than horse manure - Dairy manure has been shown to contain higher numbers and diversity of SRB than horse or other manure types. Must have a consistent ethanol dose to the barrels. | Data not provided | Substrate: standard wood based substrate (wood chips and sawdust) with compost (horse manure) | Data not provided | All influent values are non-detect (range of < 5 to < 50) | ND = Non-detect
Treatability Study Technical Memorandum, Blue Ledge Mine Superfund Site, Siskiyou County, California | BLUE LEDGE MINE | CAN000906063 | N/A | N/A | TSP02 | Post operations | BCR 2 | Passive | Biochemical reactor (BCR) | No pre-treatment | Discharge from reclaimed waste rock pile 1 (WRP1) area (adits, runoff, and groundwater seeps) | N | BCR without pre-treatment | Data not provided | Rogue River – Siskiyou National Forest in Northern California/no constraints noted | Pilot | September - December 2012 | Selenium | Se, total | µg/L | N | N/A | [6 empty] | 0.58 | 3 | 80.6667 |  |  |  | Data not provided | Data not provided | Data not provided | Data not provided | Data not provided | Data not provided | Data not provided | Data not provided |  | Effluent | Data not provided | 4.97 | mg/L | 6.43 | °C | Data not provided | N/A | Data not provided | N/A | -11.4 | mV | 2089 | µS/cm | None | N/A | Data not provided | Data not provided | Data not provided | Data not provided | Data not provided | Data not provided | Data not provided | Data not provided | The short time period of the study and cold weather/cold influent water appear to have had an overall negative effect on establishing robust microbial communities and sustaining sulfate reduction. | Data not provided | Fresh dairy cow manure should be used rather than horse manure - Dairy manure has been shown to contain higher numbers and diversity of SRB than horse or other manure types. Must have a consistent ethanol dose to the barrels. | Data not provided | Substrate: standard wood based substrate (wood chips and sawdust) with compost (horse manure) | Data not provided | Multiple limits of detection over time of study. Value is the max influent value not qualified as non-detect. Range of non-detect values is < 5 - < 50.
Treatability Study Technical Memorandum, Blue Ledge Mine Superfund Site, Siskiyou County, California | BLUE LEDGE MINE | CAN000906063 | N/A | N/A | TSP02 | Post operations | BCR 2 | Passive | Biochemical reactor (BCR) | No pre-treatment | Discharge from reclaimed waste rock pile 1 (WRP1) area (adits, runoff, and groundwater seeps) | N | BCR without pre-treatment | Data not provided | Rogue River – Siskiyou National Forest in Northern California/no constraints noted | Pilot | September - December 2012 | Selenium | Se, dissolved | µg/L | N | N/A | [6 empty] | ND | ND | Not Applicable |  |  |  | Data not provided | Data not provided | Data not provided | Data not provided | Data not provided | Data not provided | Data not provided | Data not provided |  | Effluent (range for the period of record) | 5.55–6.57 | 1.89–5.54 | mg/L | 5.29–14.93 | °C | Data not provided | N/A | Data not provided | N/A | (-)163.7–79 | mV | 695–5,425 | µS/cm | None | N/A | Data not provided | Data not provided | Data not provided | Data not provided | Data not provided | Data not provided | Data not provided | Data not provided | The short time period of the study and cold weather/cold influent water appear to have had an overall negative effect on establishing robust microbial communities and sustaining sulfate reduction. | Data not provided | Fresh dairy cow manure should be used rather than horse manure - Dairy manure has been shown to contain higher numbers and diversity of SRB than horse or other manure types. Must have a consistent ethanol dose to the barrels. | Data not provided | Substrate: standard wood based substrate (wood chips and sawdust) with compost (horse manure) | Data not provided | All effluent values are non-detect (range of < 5 to < 50) | ND = Non-detect
Treatability Study Technical Memorandum, Blue Ledge Mine Superfund Site, Siskiyou County, California | BLUE LEDGE MINE | CAN000906063 | N/A | N/A | TSP02 | Post operations | BCR 2 | Passive | Biochemical reactor (BCR) | No pre-treatment | Discharge from reclaimed waste rock pile 1 (WRP1) area (adits, runoff, and groundwater seeps) | N | BCR without pre-treatment | Data not provided | Rogue River – Siskiyou National Forest in Northern California/no constraints noted | Pilot | September - December 2012 | Selenium | Se, total | µg/L | N | N/A | [9 empty] | 0.58 | 3 | 80.6667 | Data not provided | Data not provided | Data not provided | Data not provided | Data not provided | Data not provided | Data not provided | Data not provided |  | Effluent | Data not provided | 4.97 | mg/L | 6.43 | °C | Data not provided | N/A | Data not provided | N/A | -11.4 | mV | 2089 | µS/cm | None | N/A | Data not provided | Data not provided | Data not provided | Data not provided | Data not provided | Data not provided | Data not provided | Data not provided | The short time period of the study and cold weather/cold influent water appear to have had an overall negative effect on establishing robust microbial communities and sustaining sulfate reduction. | Data not provided | Fresh dairy cow manure should be used rather than horse manure - Dairy manure has been shown to contain higher numbers and diversity of SRB than horse or other manure types. Must have a consistent ethanol dose to the barrels. | Data not provided | Substrate: standard wood based substrate (wood chips and sawdust) with compost (horse manure) | Data not provided | Multiple limits of detection over time of study. Value is the min influent value not qualified as non-detect. Range of non-detect values is < 5 - < 50.
Treatability Study Technical Memorandum, Blue Ledge Mine Superfund Site, Siskiyou County, California | BLUE LEDGE MINE | CAN000906063 | N/A | N/A | TSP02 | Post operations | BCR 2 | Passive | Biochemical reactor (BCR) | No pre-treatment | Discharge from reclaimed waste rock pile 1 (WRP1) area (adits, runoff, and groundwater seeps) | N | BCR without pre-treatment | Data not provided | Rogue River – Siskiyou National Forest in Northern California/no constraints noted | Pilot | September - December 2012 | Selenium | Se, dissolved | µg/L | N | N/A | [9 empty] | ND | ND | Not Applicable | Data not provided | Data not provided | Data not provided | Data not provided | Data not provided | Data not provided | Data not provided | Data not provided |  | Effluent (range for the period of record) | 5.55–6.57 | 1.89–5.54 | mg/L | 5.29–14.93 | °C | Data not provided | N/A | Data not provided | N/A | (-)163.7–79 | mV | 695–5,425 | µS/cm | None | N/A | Data not provided | Data not provided | Data not provided | Data not provided | Data not provided | Data not provided | Data not provided | Data not provided | The short time period of the study and cold weather/cold influent water appear to have had an overall negative effect on establishing robust microbial communities and sustaining sulfate reduction. | Data not provided | Fresh dairy cow manure should be used rather than horse manure - Dairy manure has been shown to contain higher numbers and diversity of SRB than horse or other manure types. Must have a consistent ethanol dose to the barrels. | Data not provided | Substrate: standard wood based substrate (wood chips and sawdust) with compost (horse manure) | Data not provided | All effluent values are non-detect (range of < 5 to < 50) | ND = Non-detect
Treatability Study Technical Memorandum, Blue Ledge Mine Superfund Site, Siskiyou County, California | BLUE LEDGE MINE | CAN000906063 | N/A | N/A | TSP03 | Post operations | BCR 3 | Passive | Biochemical reactor (BCR) | No pre-treatment | Discharge from reclaimed waste rock pile 1 (WRP1) area (adits, runoff, and groundwater seeps) | N | BCR without pre-treatment | Data not provided | Rogue River – Siskiyou National Forest in Northern California/no constraints noted | Pilot | September - December 2012 | Selenium | Se, total | µg/L | N | N/A | 3 | 6.3 | -110 | [9 empty] | Data not provided | Data not provided | Data not provided | Data not provided | Data not provided | Data not provided | Data not provided | Data not provided |  | Influent | Data not provided | 9.4 | mg/L | 5.97 | °C | Data not provided | N/A | Data not provided | N/A | 439.6 | mV | 1976 | µS/cm | None | N/A | Data not provided | Data not provided | Data not provided | Data not provided | Data not provided | Data not provided | Data not provided | Data not provided | The short time period of the study and cold weather/cold influent water appear to have had an overall negative effect on establishing robust microbial communities and sustaining sulfate reduction. | Data not provided | Fresh dairy cow manure should be used rather than horse manure - Dairy manure has been shown to contain higher numbers and diversity of SRB than horse or other manure types. Must have a consistent ethanol dose to the barrels. | Data not provided | Substrate: ChitoRem | Data not provided | Multiple limits of detection over time of study. Value is the max influent value not qualified as non-detect. Range of non-detect values is < 5 - < 50.
Treatability Study Technical Memorandum, Blue Ledge Mine Superfund Site, Siskiyou County, California | BLUE LEDGE MINE | CAN000906063 | N/A | N/A | TSP03 | Post operations | BCR 3 | Passive | Biochemical reactor (BCR) | No pre-treatment | Discharge from reclaimed waste rock pile 1 (WRP1) area (adits, runoff, and groundwater seeps) | N | BCR without pre-treatment | Data not provided | Rogue River – Siskiyou National Forest in Northern California/no constraints noted | Pilot | September - December 2012 | Selenium | Se, dissolved | µg/L | N | N/A | ND | < 5–69.1 | Not Applicable | [9 empty] | Data not provided | Data not provided | Data not provided | Data not provided | Data not provided | Data not provided | Data not provided | Data not provided |  | Influent (range for the period of record) | 2.87–3.24 | 8.22–10.72 | mg/L | 3.83–11.45 | °C | Data not provided | N/A | Data not provided | N/A | 222–515.3 | mV | 561–2,255 | µS/cm | None | N/A | Data not provided | Data not provided | Data not provided | Data not provided | Data not provided | Data not provided | Data not provided | Data not provided | The short time period of the study and cold weather/cold influent water appear to have had an overall negative effect on establishing robust microbial communities and sustaining sulfate reduction. | Data not provided | Fresh dairy cow manure should be used rather than horse manure - Dairy manure has been shown to contain higher numbers and diversity of SRB than horse or other manure types. Must have a consistent ethanol dose to the barrels. | Data not provided | Substrate: ChitoRem | Data not provided | All influent values are non-detect (range of < 5 to < 50) | ND = Non-detect
Treatability Study Technical Memorandum, Blue Ledge Mine Superfund Site, Siskiyou County, California | BLUE LEDGE MINE | CAN000906063 | N/A | N/A | TSP03 | Post operations | BCR 3 | Passive | Biochemical reactor (BCR) | No pre-treatment | Discharge from reclaimed waste rock pile 1 (WRP1) area (adits, runoff, and groundwater seeps) | N | BCR without pre-treatment | Data not provided | Rogue River – Siskiyou National Forest in Northern California/no constraints noted | Pilot | September - December 2012 | Selenium | Se, total | µg/L | N | N/A |  |  |  | 1.8 | ND | -1288.8889 | [6 empty] | Data not provided | Data not provided | Data not provided | Data not provided | Data not provided | Data not provided | Data not provided | Data not provided |  | Influent | 3.08 | 8.23 | mg/L | 8.55 | °C | Data not provided | N/A | Data not provided | N/A | 243 | mV | 2215 | µS/cm | None | N/A | Data not provided | Data not provided | Data not provided | Data not provided | Data not provided | Data not provided | Data not provided | Data not provided | The short time period of the study and cold weather/cold influent water appear to have had an overall negative effect on establishing robust microbial communities and sustaining sulfate reduction. | Data not provided | Fresh dairy cow manure should be used rather than horse manure - Dairy manure has been shown to contain higher numbers and diversity of SRB than horse or other manure types. Must have a consistent ethanol dose to the barrels. | Data not provided | Substrate: ChitoRem | Data not provided | Multiple limits of detection over time of study. Value is the min influent value not qualified as non-detect. Range of non-detect values is < 5 - < 50. | ND = non-detect (< 50)
Treatability Study Technical Memorandum, Blue Ledge Mine Superfund Site, Siskiyou County, California | BLUE LEDGE MINE | CAN000906063 | N/A | N/A | TSP03 | Post operations | BCR 3 | Passive | Biochemical reactor (BCR) | No pre-treatment | Discharge from reclaimed waste rock pile 1 (WRP1) area (adits, runoff, and groundwater seeps) | N | BCR without pre-treatment | Data not provided | Rogue River – Siskiyou National Forest in Northern California/no constraints noted | Pilot | September - December 2012 | Selenium | Se, dissolved | µg/L | N | N/A |  |  |  | ND | < 5–69.1 | Not Applicable | [6 empty] | Data not provided | Data not provided | Data not provided | Data not provided | Data not provided | Data not provided | Data not provided | Data not provided |  | Influent (range for the period of record) | 2.87–3.24 | 8.22–10.72 | mg/L | 3.83–11.45 | °C | Data not provided | N/A | Data not provided | N/A | 222–515.3 | mV | 561–2,255 | µS/cm | None | N/A | Data not provided | Data not provided | Data not provided | Data not provided | Data not provided | Data not provided | Data not provided | Data not provided | The short time period of the study and cold weather/cold influent water appear to have had an overall negative effect on establishing robust microbial communities and sustaining sulfate reduction. | Data not provided | Fresh dairy cow manure should be used rather than horse manure - Dairy manure has been shown to contain higher numbers and diversity of SRB than horse or other manure types. Must have a consistent ethanol dose to the barrels. | Data not provided | Substrate: ChitoRem | Data not provided | All influent values are non-detect (range of < 5 to < 50) | ND = Non-detect
Treatability Study Technical Memorandum, Blue Ledge Mine Superfund Site, Siskiyou County, California | BLUE LEDGE MINE | CAN000906063 | N/A | N/A | TSP03 | Post operations | BCR 3 | Passive | Biochemical reactor (BCR) | No pre-treatment | Discharge from reclaimed waste rock pile 1 (WRP1) area (adits, runoff, and groundwater seeps) | N | BCR without pre-treatment | Data not provided | Rogue River – Siskiyou National Forest in Northern California/no constraints noted | Pilot | September - December 2012 | Selenium | Se, total | µg/L | N | N/A | [6 empty] | 63.5 | ND | Not Applicable |  |  |  | Data not provided | Data not provided | Data not provided | Data not provided | Data not provided | Data not provided | Data not provided | Data not provided |  | Effluent | 7.16 | 2.12 | mg/L | 15.37 | °C | Data not provided | N/A | Data not provided | N/A | -107.2 | mV | 29030 | µS/cm | None | N/A | Data not provided | Data not provided | Data not provided | Data not provided | Data not provided | Data not provided | Data not provided | Data not provided | The short time period of the study and cold weather/cold influent water appear to have had an overall negative effect on establishing robust microbial communities and sustaining sulfate reduction. | Data not provided | Fresh dairy cow manure should be used rather than horse manure - Dairy manure has been shown to contain higher numbers and diversity of SRB than horse or other manure types. Must have a consistent ethanol dose to the barrels. | Data not provided | Substrate: ChitoRem | Data not provided | Multiple limits of detection over time of study. Value is the max effluent value not qualified as non-detect. Range of non-detect values is < 5 - < 50. | ND = non-detect (< 50)
Treatability Study Technical Memorandum, Blue Ledge Mine Superfund Site, Siskiyou County, California | BLUE LEDGE MINE | CAN000906063 | N/A | N/A | TSP03 | Post operations | BCR 3 | Passive | Biochemical reactor (BCR) | No pre-treatment | Discharge from reclaimed waste rock pile 1 (WRP1) area (adits, runoff, and groundwater seeps) | N | BCR without pre-treatment | Data not provided | Rogue River – Siskiyou National Forest in Northern California/no constraints noted | Pilot | September - December 2012 | Selenium | Se, dissolved | µg/L | N | N/A | [6 empty] | 69.1 | ND | Not Applicable |  |  |  | Data not provided | Data not provided | Data not provided | Data not provided | Data not provided | Data not provided | Data not provided | Data not provided |  | Effluent | 7.16 | 2.12 | mg/L | 15.37 | °C | Data not provided | N/A | Data not provided | N/A | -107.2 | mV | 29030 | µS/cm | None | N/A | Data not provided | Data not provided | Data not provided | Data not provided | Data not provided | Data not provided | Data not provided | Data not provided | The short time period of the study and cold weather/cold influent water appear to have had an overall negative effect on establishing robust microbial communities and sustaining sulfate reduction. | Data not provided | Fresh dairy cow manure should be used rather than horse manure - Dairy manure has been shown to contain higher numbers and diversity of SRB than horse or other manure types. Must have a consistent ethanol dose to the barrels. | Data not provided | Substrate: ChitoRem | Data not provided | Multiple limits of detection over time of study. Value is the max effluent value not qualified as non-detect. Range of non-detect values is < 5 - < 50. | ND = non-detect (< 50)
Treatability Study Technical Memorandum, Blue Ledge Mine Superfund Site, Siskiyou County, California | BLUE LEDGE MINE | CAN000906063 | N/A | N/A | TSP03 | Post operations | BCR 3 | Passive | Biochemical reactor (BCR) | No pre-treatment | Discharge from reclaimed waste rock pile 1 (WRP1) area (adits, runoff, and groundwater seeps) | N | BCR without pre-treatment | Data not provided | Rogue River – Siskiyou National Forest in Northern California/no constraints noted | Pilot | September - December 2012 | Selenium | Se, total | µg/L | N | N/A | [9 empty] | 6.3 | ND | Not Applicable | Data not provided | Data not provided | Data not provided | Data not provided | Data not provided | Data not provided | Data not provided | Data not provided |  | Effluent | Data not provided | 6.48 | mg/L | 6.78 | °C | Data not provided | N/A | Data not provided | N/A | -27 | mV | 9066 | µS/cm | None | N/A | Data not provided | Data not provided | Data not provided | Data not provided | Data not provided | Data not provided | Data not provided | Data not provided | The short time period of the study and cold weather/cold influent water appear to have had an overall negative effect on establishing robust microbial communities and sustaining sulfate reduction. | Data not provided | Fresh dairy cow manure should be used rather than horse manure - Dairy manure has been shown to contain higher numbers and diversity of SRB than horse or other manure types. Must have a consistent ethanol dose to the barrels. | Data not provided | Substrate: ChitoRem | Data not provided | Multiple limits of detection over time of study. Value is the min effluent value not qualified as non-detect. Range of non-detect values is < 5 - < 50. | ND = non-detect (< 25)
Treatability Study Technical Memorandum, Blue Ledge Mine Superfund Site, Siskiyou County, California | BLUE LEDGE MINE | CAN000906063 | N/A | N/A | TSP03 | Post operations | BCR 3 | Passive | Biochemical reactor (BCR) | No pre-treatment | Discharge from reclaimed waste rock pile 1 (WRP1) area (adits, runoff, and groundwater seeps) | N | BCR without pre-treatment | Data not provided | Rogue River – Siskiyou National Forest in Northern California/no constraints noted | Pilot | September - December 2012 | Selenium | Se, dissolved | µg/L | N | N/A | [9 empty] | 69.1 | ND | Not Applicable | Data not provided | Data not provided | Data not provided | Data not provided | Data not provided | Data not provided | Data not provided | Data not provided |  | Effluent | 7.16 | 2.12 | mg/L | 15.37 | °C | Data not provided | N/A | Data not provided | N/A | -107.2 | mV | 29030 | µS/cm | None | N/A | Data not provided | Data not provided | Data not provided | Data not provided | Data not provided | Data not provided | Data not provided | Data not provided | The short time period of the study and cold weather/cold influent water appear to have had an overall negative effect on establishing robust microbial communities and sustaining sulfate reduction. | Data not provided | Fresh dairy cow manure should be used rather than horse manure - Dairy manure has been shown to contain higher numbers and diversity of SRB than horse or other manure types. Must have a consistent ethanol dose to the barrels. | Data not provided | Substrate: ChitoRem | Data not provided | Multiple limits of detection over time of study. Value is the min effluent value not qualified as non-detect. Range of non-detect values is < 5 - < 50. | ND = non-detect (< 50)
Treatability Study Technical Memorandum, Blue Ledge Mine Superfund Site, Siskiyou County, California | BLUE LEDGE MINE | CAN000906063 | N/A | N/A | TSP04 | Post operations | BCR 4 | Passive | Successive alkalinity producing system (SAPS) | Pre-treatment | Discharge from reclaimed waste rock pile 1 (WRP1) area (adits, runoff, and groundwater seeps) | N | Pre-treatment | Data not provided | Rogue River – Siskiyou National Forest in Northern California/no constraints noted | Pilot | September - December 2012 | Selenium | Se, total | µg/L | N | N/A | 3 | ND | -316.6667 | [9 empty] | Data not provided | Data not provided | Data not provided | Data not provided | Data not provided | Data not provided | Data not provided | Data not provided |  | Influent | Data not provided | 9.4 | mg/L | 5.97 | °C | Data not provided | N/A | Data not provided | N/A | 439.6 | mV | 1976 | µS/cm | None | N/A | Data not provided | Data not provided | Data not provided | Data not provided | Data not provided | Data not provided | Data not provided | Data not provided | The short time period of the study and cold weather/cold influent water appear to have had an overall negative effect on establishing robust microbial communities and sustaining sulfate reduction. | Data not provided | Fresh dairy cow manure should be used rather than horse manure - Dairy manure has been shown to contain higher numbers and diversity of SRB than horse or other manure types. Must have a consistent ethanol dose to the barrels. | Data not provided | Successive alkalinity producing system (SAPS) with manure and limestone | Data not provided | Multiple limits of detection over time of study. Value is the max influent value not qualified as non-detect. Range of non-detect values is < 5 - < 50. | ND = non-detect (< 25)
Treatability Study Technical Memorandum, Blue Ledge Mine Superfund Site, Siskiyou County, California | BLUE LEDGE MINE | CAN000906063 | N/A | N/A | TSP04 | Post operations | BCR 4 | Passive | Successive alkalinity producing system (SAPS) | Pre-treatment | Discharge from reclaimed waste rock pile 1 (WRP1) area (adits, runoff, and groundwater seeps) | N | Pre-treatment | Data not provided | Rogue River – Siskiyou National Forest in Northern California/no constraints noted | Pilot | September - December 2012 | Selenium | Se, dissolved | µg/L | N | N/A | ND | < 5–< 50 | Not Applicable | [9 empty] | Data not provided | Data not provided | Data not provided | Data not provided | Data not provided | Data not provided | Data not provided | Data not provided |  | Influent (range for the period of record) | 2.87–3.24 | 8.22–10.72 | mg/L | 3.83–11.45 | °C | Data not provided | N/A | Data not provided | N/A | 222–515.3 | mV | 561–2,255 | µS/cm | None | N/A | Data not provided | Data not provided | Data not provided | Data not provided | Data not provided | Data not provided | Data not provided | Data not provided | The short time period of the study and cold weather/cold influent water appear to have had an overall negative effect on establishing robust microbial communities and sustaining sulfate reduction. | Data not provided | Fresh dairy cow manure should be used rather than horse manure - Dairy manure has been shown to contain higher numbers and diversity of SRB than horse or other manure types. Must have a consistent ethanol dose to the barrels. | Data not provided | Successive alkalinity producing system (SAPS) with manure and limestone | Data not provided | All influent values are non-detect (range of < 5 to < 50) | ND = Non-detect
Treatability Study Technical Memorandum, Blue Ledge Mine Superfund Site, Siskiyou County, California | BLUE LEDGE MINE | CAN000906063 | N/A | N/A | TSP04 | Post operations | BCR 4 | Passive | Successive alkalinity producing system (SAPS) | Pre-treatment | Discharge from reclaimed waste rock pile 1 (WRP1) area (adits, runoff, and groundwater seeps) | N | Pre-treatment | Data not provided | Rogue River – Siskiyou National Forest in Northern California/no constraints noted | Pilot | September - December 2012 | Selenium | Se, total | µg/L | N | N/A |  |  |  | 1.8 | ND | -1288.8889 | [6 empty] | Data not provided | Data not provided | Data not provided | Data not provided | Data not provided | Data not provided | Data not provided | Data not provided |  | Influent | 3.08 | 8.23 | mg/L | 8.55 | °C | Data not provided | N/A | Data not provided | N/A | 243 | mV | 2215 | µS/cm | None | N/A | Data not provided | Data not provided | Data not provided | Data not provided | Data not provided | Data not provided | Data not provided | Data not provided | The short time period of the study and cold weather/cold influent water appear to have had an overall negative effect on establishing robust microbial communities and sustaining sulfate reduction. | Data not provided | Fresh dairy cow manure should be used rather than horse manure - Dairy manure has been shown to contain higher numbers and diversity of SRB than horse or other manure types. Must have a consistent ethanol dose to the barrels. | Data not provided | Successive alkalinity producing system (SAPS) with manure and limestone | Data not provided | Multiple limits of detection over time of study. Value is the min influent value not qualified as non-detect. Range of non-detect values is < 5 - < 50. | ND = non-detect (< 50)
Treatability Study Technical Memorandum, Blue Ledge Mine Superfund Site, Siskiyou County, California | BLUE LEDGE MINE | CAN000906063 | N/A | N/A | TSP04 | Post operations | BCR 4 | Passive | Successive alkalinity producing system (SAPS) | Pre-treatment | Discharge from reclaimed waste rock pile 1 (WRP1) area (adits, runoff, and groundwater seeps) | N | Pre-treatment | Data not provided | Rogue River – Siskiyou National Forest in Northern California/no constraints noted | Pilot | September - December 2012 | Selenium | Se, dissolved | µg/L | N | N/A |  |  |  | ND | < 5–< 50 | Not Applicable | [6 empty] | Data not provided | Data not provided | Data not provided | Data not provided | Data not provided | Data not provided | Data not provided | Data not provided |  | Influent (range for the period of record) | 2.87–3.24 | 8.22–10.72 | mg/L | 3.83–11.45 | °C | Data not provided | N/A | Data not provided | N/A | 222–515.3 | mV | 561–2,255 | µS/cm | None | N/A | Data not provided | Data not provided | Data not provided | Data not provided | Data not provided | Data not provided | Data not provided | Data not provided | The short time period of the study and cold weather/cold influent water appear to have had an overall negative effect on establishing robust microbial communities and sustaining sulfate reduction. | Data not provided | Fresh dairy cow manure should be used rather than horse manure - Dairy manure has been shown to contain higher numbers and diversity of SRB than horse or other manure types. Must have a consistent ethanol dose to the barrels. | Data not provided | Successive alkalinity producing system (SAPS) with manure and limestone | Data not provided | All influent values are non-detect (range of < 5 to < 50) | ND = Non-detect
Treatability Study Technical Memorandum, Blue Ledge Mine Superfund Site, Siskiyou County, California | BLUE LEDGE MINE | CAN000906063 | N/A | N/A | TSP04 | Post operations | BCR 4 | Passive | Successive alkalinity producing system (SAPS) | Pre-treatment | Discharge from reclaimed waste rock pile 1 (WRP1) area (adits, runoff, and groundwater seeps) | N | Pre-treatment | Data not provided | Rogue River – Siskiyou National Forest in Northern California/no constraints noted | Pilot | September - December 2012 | Selenium | Se, total | µg/L | N | N/A | [6 empty] | ND | ND | Not Applicable |  |  |  | Data not provided | Data not provided | Data not provided | Data not provided | Data not provided | Data not provided | Data not provided | Data not provided |  | Effluent (range for the period of record) | 6.81–7.15 | 0.82–7.22 | mg/L | 4.5–15.84 | °C | Data not provided | N/A | Data not provided | N/A | (-)229.5–50.7 | mV | 638–2,969 | µS/cm | None | N/A | Data not provided | Data not provided | Data not provided | Data not provided | Data not provided | Data not provided | Data not provided | Data not provided | The short time period of the study and cold weather/cold influent water appear to have had an overall negative effect on establishing robust microbial communities and sustaining sulfate reduction. | Data not provided | Fresh dairy cow manure should be used rather than horse manure - Dairy manure has been shown to contain higher numbers and diversity of SRB than horse or other manure types. Must have a consistent ethanol dose to the barrels. | Data not provided | Successive alkalinity producing system (SAPS) with manure and limestone | Data not provided | All effluent values are non-detect (range of < 5 to < 50) | ND = Non-detect
Treatability Study Technical Memorandum, Blue Ledge Mine Superfund Site, Siskiyou County, California | BLUE LEDGE MINE | CAN000906063 | N/A | N/A | TSP04 | Post operations | BCR 4 | Passive | Successive alkalinity producing system (SAPS) | Pre-treatment | Discharge from reclaimed waste rock pile 1 (WRP1) area (adits, runoff, and groundwater seeps) | N | Pre-treatment | Data not provided | Rogue River – Siskiyou National Forest in Northern California/no constraints noted | Pilot | September - December 2012 | Selenium | Se, dissolved | µg/L | N | N/A | [6 empty] | ND | ND | Not Applicable |  |  |  | Data not provided | Data not provided | Data not provided | Data not provided | Data not provided | Data not provided | Data not provided | Data not provided |  | Effluent (range for the period of record) | 6.81–7.15 | 0.82–7.22 | mg/L | 4.5–15.84 | °C | Data not provided | N/A | Data not provided | N/A | (-)229.5–50.7 | mV | 638–2,969 | µS/cm | None | N/A | Data not provided | Data not provided | Data not provided | Data not provided | Data not provided | Data not provided | Data not provided | Data not provided | The short time period of the study and cold weather/cold influent water appear to have had an overall negative effect on establishing robust microbial communities and sustaining sulfate reduction. | Data not provided | Fresh dairy cow manure should be used rather than horse manure - Dairy manure has been shown to contain higher numbers and diversity of SRB than horse or other manure types. Must have a consistent ethanol dose to the barrels. | Data not provided | Successive alkalinity producing system (SAPS) with manure and limestone | Data not provided | All effluent values are non-detect (range of < 5 to < 50) | ND = Non-detect
Treatability Study Technical Memorandum, Blue Ledge Mine Superfund Site, Siskiyou County, California | BLUE LEDGE MINE | CAN000906063 | N/A | N/A | TSP04 | Post operations | BCR 4 | Passive | Successive alkalinity producing system (SAPS) | Pre-treatment | Discharge from reclaimed waste rock pile 1 (WRP1) area (adits, runoff, and groundwater seeps) | N | Pre-treatment | Data not provided | Rogue River – Siskiyou National Forest in Northern California/no constraints noted | Pilot | September - December 2012 | Selenium | Se, total | µg/L | N | N/A | [9 empty] | ND | ND | Not Applicable | Data not provided | Data not provided | Data not provided | Data not provided | Data not provided | Data not provided | Data not provided | Data not provided |  | Effluent (range for the period of record) | 6.81–7.15 | 0.82–7.22 | mg/L | 4.5–15.84 | °C | Data not provided | N/A | Data not provided | N/A | (-)229.5–50.7 | mV | 638–2,969 | µS/cm | None | N/A | Data not provided | Data not provided | Data not provided | Data not provided | Data not provided | Data not provided | Data not provided | Data not provided | The short time period of the study and cold weather/cold influent water appear to have had an overall negative effect on establishing robust microbial communities and sustaining sulfate reduction. | Data not provided | Fresh dairy cow manure should be used rather than horse manure - Dairy manure has been shown to contain higher numbers and diversity of SRB than horse or other manure types. Must have a consistent ethanol dose to the barrels. | Data not provided | Successive alkalinity producing system (SAPS) with manure and limestone | Data not provided | All effluent values are non-detect (range of < 5 to < 50) | ND = Non-detect
Treatability Study Technical Memorandum, Blue Ledge Mine Superfund Site, Siskiyou County, California | BLUE LEDGE MINE | CAN000906063 | N/A | N/A | TSP04 | Post operations | BCR 4 | Passive | Successive alkalinity producing system (SAPS) | Pre-treatment | Discharge from reclaimed waste rock pile 1 (WRP1) area (adits, runoff, and groundwater seeps) | N | Pre-treatment | Data not provided | Rogue River – Siskiyou National Forest in Northern California/no constraints noted | Pilot | September - December 2012 | Selenium | Se, dissolved | µg/L | N | N/A | [9 empty] | ND | ND | Not Applicable | Data not provided | Data not provided | Data not provided | Data not provided | Data not provided | Data not provided | Data not provided | Data not provided |  | Effluent (range for the period of record) | 6.81–7.15 | 0.82–7.22 | mg/L | 4.5–15.84 | °C | Data not provided | N/A | Data not provided | N/A | (-)229.5–50.7 | mV | 638–2,969 | µS/cm | None | N/A | Data not provided | Data not provided | Data not provided | Data not provided | Data not provided | Data not provided | Data not provided | Data not provided | The short time period of the study and cold weather/cold influent water appear to have had an overall negative effect on establishing robust microbial communities and sustaining sulfate reduction. | Data not provided | Fresh dairy cow manure should be used rather than horse manure - Dairy manure has been shown to contain higher numbers and diversity of SRB than horse or other manure types. Must have a consistent ethanol dose to the barrels. | Data not provided | Successive alkalinity producing system (SAPS) with manure and limestone | Data not provided | All effluent values are non-detect (range of < 5 to < 50) | ND = Non-detect
Treatability Study Technical Memorandum, Blue Ledge Mine Superfund Site, Siskiyou County, California | BLUE LEDGE MINE | CAN000906063 | N/A | N/A | TSP05 | Post operations | BCR 5 | Passive | Successive alkalinity producing system (SAPS) | Pre-treatment | Discharge from reclaimed waste rock pile 1 (WRP1) area (adits, runoff, and groundwater seeps) | N | Pre-treatment | Data not provided | Rogue River – Siskiyou National Forest in Northern California/no constraints noted | Pilot | September - December 2012 | Selenium | Se, total | µg/L | N | N/A | 3 | ND | -316.6667 | [9 empty] | Data not provided | Data not provided | Data not provided | Data not provided | Data not provided | Data not provided | Data not provided | Data not provided |  | Influent | Data not provided | 9.4 | mg/L | 5.97 | °C | Data not provided | N/A | Data not provided | N/A | 439.6 | mV | 1976 | µS/cm | None | N/A | Data not provided | Data not provided | Data not provided | Data not provided | Data not provided | Data not provided | Data not provided | Data not provided | The short time period of the study and cold weather/cold influent water appear to have had an overall negative effect on establishing robust microbial communities and sustaining sulfate reduction. | Data not provided | Fresh dairy cow manure should be used rather than horse manure - Dairy manure has been shown to contain higher numbers and diversity of SRB than horse or other manure types. Must have a consistent ethanol dose to the barrels. | Data not provided | Same as BCR 4 with the addition of ethanol. Successive alkalinity producing system (SAPS) with manure and limestone | Data not provided | Multiple limits of detection over time of study. Value is the max influent value not qualified as non-detect. Range of non-detect values is < 5 - < 50. | ND = non-detect (< 25)
Treatability Study Technical Memorandum, Blue Ledge Mine Superfund Site, Siskiyou County, California | BLUE LEDGE MINE | CAN000906063 | N/A | N/A | TSP05 | Post operations | BCR 5 | Passive | Successive alkalinity producing system (SAPS) | Pre-treatment | Discharge from reclaimed waste rock pile 1 (WRP1) area (adits, runoff, and groundwater seeps) | N | Pre-treatment | Data not provided | Rogue River – Siskiyou National Forest in Northern California/no constraints noted | Pilot | September - December 2012 | Selenium | Se, dissolved | µg/L | N | N/A | ND | < 5–< 50 | Not Applicable | [9 empty] | Data not provided | Data not provided | Data not provided | Data not provided | Data not provided | Data not provided | Data not provided | Data not provided |  | Influent (range for the period of record) | 2.87–3.24 | 8.22–10.72 | mg/L | 3.83–11.45 | °C | Data not provided | N/A | Data not provided | N/A | 222–515.3 | mV | 561–2,255 | µS/cm | None | N/A | Data not provided | Data not provided | Data not provided | Data not provided | Data not provided | Data not provided | Data not provided | Data not provided | The short time period of the study and cold weather/cold influent water appear to have had an overall negative effect on establishing robust microbial communities and sustaining sulfate reduction. | Data not provided | Fresh dairy cow manure should be used rather than horse manure - Dairy manure has been shown to contain higher numbers and diversity of SRB than horse or other manure types. Must have a consistent ethanol dose to the barrels. | Data not provided | Same as BCR 4 with the addition of ethanol. Successive alkalinity producing system (SAPS) with manure and limestone | Data not provided | All influent values are non-detect (range of < 5 to < 50) | ND = Non-detect
Treatability Study Technical Memorandum, Blue Ledge Mine Superfund Site, Siskiyou County, California | BLUE LEDGE MINE | CAN000906063 | N/A | N/A | TSP05 | Post operations | BCR 5 | Passive | Successive alkalinity producing system (SAPS) | Pre-treatment | Discharge from reclaimed waste rock pile 1 (WRP1) area (adits, runoff, and groundwater seeps) | N | Pre-treatment | Data not provided | Rogue River – Siskiyou National Forest in Northern California/no constraints noted | Pilot | September - December 2012 | Selenium | Se, total | µg/L | N | N/A |  |  |  | 1.8 | ND | -1288.8889 | [6 empty] | Data not provided | Data not provided | Data not provided | Data not provided | Data not provided | Data not provided | Data not provided | Data not provided |  | Influent | 3.08 | 8.23 | mg/L | 8.55 | °C | Data not provided | N/A | Data not provided | N/A | 243 | mV | 2215 | µS/cm | None | N/A | Data not provided | Data not provided | Data not provided | Data not provided | Data not provided | Data not provided | Data not provided | Data not provided | The short time period of the study and cold weather/cold influent water appear to have had an overall negative effect on establishing robust microbial communities and sustaining sulfate reduction. | Data not provided | Fresh dairy cow manure should be used rather than horse manure - Dairy manure has been shown to contain higher numbers and diversity of SRB than horse or other manure types. Must have a consistent ethanol dose to the barrels. | Data not provided | Same as BCR 4 with the addition of ethanol. Successive alkalinity producing system (SAPS) with manure and limestone | Data not provided | Multiple limits of detection over time of study. Value is the min influent value not qualified as non-detect. Range of non-detect values is < 5 - < 50. | ND = non-detect (< 50)
Treatability Study Technical Memorandum, Blue Ledge Mine Superfund Site, Siskiyou County, California | BLUE LEDGE MINE | CAN000906063 | N/A | N/A | TSP05 | Post operations | BCR 5 | Passive | Successive alkalinity producing system (SAPS) | Pre-treatment | Discharge from reclaimed waste rock pile 1 (WRP1) area (adits, runoff, and groundwater seeps) | N | Pre-treatment | Data not provided | Rogue River – Siskiyou National Forest in Northern California/no constraints noted | Pilot | September - December 2012 | Selenium | Se, dissolved | µg/L | N | N/A |  |  |  | ND | < 5–< 50 | Not Applicable | [6 empty] | Data not provided | Data not provided | Data not provided | Data not provided | Data not provided | Data not provided | Data not provided | Data not provided |  | Influent (range for the period of record) | 2.87–3.24 | 8.22–10.72 | mg/L | 3.83–11.45 | °C | Data not provided | N/A | Data not provided | N/A | 222–515.3 | mV | 561–2,255 | µS/cm | None | N/A | Data not provided | Data not provided | Data not provided | Data not provided | Data not provided | Data not provided | Data not provided | Data not provided | The short time period of the study and cold weather/cold influent water appear to have had an overall negative effect on establishing robust microbial communities and sustaining sulfate reduction. | Data not provided | Fresh dairy cow manure should be used rather than horse manure - Dairy manure has been shown to contain higher numbers and diversity of SRB than horse or other manure types. Must have a consistent ethanol dose to the barrels. | Data not provided | Same as BCR 4 with the addition of ethanol. Successive alkalinity producing system (SAPS) with manure and limestone | Data not provided | All influent values are non-detect (range of < 5 to < 50) | ND = Non-detect
Treatability Study Technical Memorandum, Blue Ledge Mine Superfund Site, Siskiyou County, California | BLUE LEDGE MINE | CAN000906063 | N/A | N/A | TSP05 | Post operations | BCR 5 | Passive | Successive alkalinity producing system (SAPS) | Pre-treatment | Discharge from reclaimed waste rock pile 1 (WRP1) area (adits, runoff, and groundwater seeps) | N | Pre-treatment | Data not provided | Rogue River – Siskiyou National Forest in Northern California/no constraints noted | Pilot | September - December 2012 | Selenium | Se, total | µg/L | N | N/A | [6 empty] | ND | ND | Not Applicable |  |  |  | Data not provided | Data not provided | Data not provided | Data not provided | Data not provided | Data not provided | Data not provided | Data not provided |  | Effluent (range for the period of record) | 6.14–6.99 | 0.87–7.74 | mg/L | 4.63–15.79 | °C | Data not provided | N/A | Data not provided | N/A | (-)226.9–78.9 | mV | 670–4,338 | µS/cm | None | N/A | Data not provided | Data not provided | Data not provided | Data not provided | Data not provided | Data not provided | Data not provided | Data not provided | The short time period of the study and cold weather/cold influent water appear to have had an overall negative effect on establishing robust microbial communities and sustaining sulfate reduction. | Data not provided | Fresh dairy cow manure should be used rather than horse manure - Dairy manure has been shown to contain higher numbers and diversity of SRB than horse or other manure types. Must have a consistent ethanol dose to the barrels. | Data not provided | Same as BCR 4 with the addition of ethanol. Successive alkalinity producing system (SAPS) with manure and limestone | Data not provided | All effluent values are non-detect (range of < 5 to < 50) | ND = Non-detect
Treatability Study Technical Memorandum, Blue Ledge Mine Superfund Site, Siskiyou County, California | BLUE LEDGE MINE | CAN000906063 | N/A | N/A | TSP05 | Post operations | BCR 5 | Passive | Successive alkalinity producing system (SAPS) | Pre-treatment | Discharge from reclaimed waste rock pile 1 (WRP1) area (adits, runoff, and groundwater seeps) | N | Pre-treatment | Data not provided | Rogue River – Siskiyou National Forest in Northern California/no constraints noted | Pilot | September - December 2012 | Selenium | Se, dissolved | µg/L | N | N/A | [6 empty] | ND | ND | Not Applicable |  |  |  | Data not provided | Data not provided | Data not provided | Data not provided | Data not provided | Data not provided | Data not provided | Data not provided |  | Effluent (range for the period of record) | 6.14–6.99 | 0.87–7.74 | mg/L | 4.63–15.79 | °C | Data not provided | N/A | Data not provided | N/A | (-)226.9–78.9 | mV | 670–4,338 | µS/cm | None | N/A | Data not provided | Data not provided | Data not provided | Data not provided | Data not provided | Data not provided | Data not provided | Data not provided | The short time period of the study and cold weather/cold influent water appear to have had an overall negative effect on establishing robust microbial communities and sustaining sulfate reduction. | Data not provided | Fresh dairy cow manure should be used rather than horse manure - Dairy manure has been shown to contain higher numbers and diversity of SRB than horse or other manure types. Must have a consistent ethanol dose to the barrels. | Data not provided | Same as BCR 4 with the addition of ethanol. Successive alkalinity producing system (SAPS) with manure and limestone | Data not provided | All effluent values are non-detect (range of < 5 to < 50) | ND = Non-detect
Treatability Study Technical Memorandum, Blue Ledge Mine Superfund Site, Siskiyou County, California | BLUE LEDGE MINE | CAN000906063 | N/A | N/A | TSP05 | Post operations | BCR 5 | Passive | Successive alkalinity producing system (SAPS) | Pre-treatment | Discharge from reclaimed waste rock pile 1 (WRP1) area (adits, runoff, and groundwater seeps) | N | Pre-treatment | Data not provided | Rogue River – Siskiyou National Forest in Northern California/no constraints noted | Pilot | September - December 2012 | Selenium | Se, total | µg/L | N | N/A | [9 empty] | ND | ND | Not Applicable | Data not provided | Data not provided | Data not provided | Data not provided | Data not provided | Data not provided | Data not provided | Data not provided |  | Effluent (range for the period of record) | 6.14–6.99 | 0.87–7.74 | mg/L | 4.63–15.79 | °C | Data not provided | N/A | Data not provided | N/A | (-)226.9–78.9 | mV | 670–4,338 | µS/cm | None | N/A | Data not provided | Data not provided | Data not provided | Data not provided | Data not provided | Data not provided | Data not provided | Data not provided | The short time period of the study and cold weather/cold influent water appear to have had an overall negative effect on establishing robust microbial communities and sustaining sulfate reduction. | Data not provided | Fresh dairy cow manure should be used rather than horse manure - Dairy manure has been shown to contain higher numbers and diversity of SRB than horse or other manure types. Must have a consistent ethanol dose to the barrels. | Data not provided | Same as BCR 4 with the addition of ethanol. Successive alkalinity producing system (SAPS) with manure and limestone | Data not provided | All effluent values are non-detect (range of < 5 to < 50) | ND = Non-detect
Treatability Study Technical Memorandum, Blue Ledge Mine Superfund Site, Siskiyou County, California | BLUE LEDGE MINE | CAN000906063 | N/A | N/A | TSP05 | Post operations | BCR 5 | Passive | Successive alkalinity producing system (SAPS) | Pre-treatment | Discharge from reclaimed waste rock pile 1 (WRP1) area (adits, runoff, and groundwater seeps) | N | Pre-treatment | Data not provided | Rogue River – Siskiyou National Forest in Northern California/no constraints noted | Pilot | September - December 2012 | Selenium | Se, dissolved | µg/L | N | N/A | [9 empty] | ND | ND | Not Applicable | Data not provided | Data not provided | Data not provided | Data not provided | Data not provided | Data not provided | Data not provided | Data not provided |  | Effluent (range for the period of record) | 6.14–6.99 | 0.87–7.74 | mg/L | 4.63–15.79 | °C | Data not provided | N/A | Data not provided | N/A | (-)226.9–78.9 | mV | 670–4,338 | µS/cm | None | N/A | Data not provided | Data not provided | Data not provided | Data not provided | Data not provided | Data not provided | Data not provided | Data not provided | The short time period of the study and cold weather/cold influent water appear to have had an overall negative effect on establishing robust microbial communities and sustaining sulfate reduction. | Data not provided | Fresh dairy cow manure should be used rather than horse manure - Dairy manure has been shown to contain higher numbers and diversity of SRB than horse or other manure types. Must have a consistent ethanol dose to the barrels. | Data not provided | Same as BCR 4 with the addition of ethanol. Successive alkalinity producing system (SAPS) with manure and limestone | Data not provided | All effluent values are non-detect (range of < 5 to < 50) | ND = Non-detect
Treatability Study Technical Memorandum, Blue Ledge Mine Superfund Site, Siskiyou County, California | BLUE LEDGE MINE | CAN000906063 | N/A | N/A | TSP01 | Post operations | BCR 1 | Passive | Biochemical reactor (BCR) | No pre-treatment | Discharge from reclaimed waste rock pile 1 (WRP1) area (adits, runoff, and groundwater seeps) | N | BCR without pre-treatment | Data not provided | Rogue River – Siskiyou National Forest in Northern California/no constraints noted | Pilot | September - December 2012 | Sulfate | Sulfate (SO42-) | mg/L | N | N/A | 610 | 570 | 6.5574 | [9 empty] | Data not provided | Data not provided | Data not provided | Data not provided | Data not provided | Data not provided | Data not provided | Data not provided |  | Influent | 3.14 | 9.29 | mg/L | 8.83 | °C | Data not provided | N/A | Data not provided | N/A | 225.6 | mV | 1149 | µS/cm | None | N/A | Data not provided | Data not provided | Data not provided | Data not provided | Data not provided | Data not provided | Data not provided | Data not provided | The short time period of the study and cold weather/cold influent water appear to have had an overall negative effect on establishing robust microbial communities and sustaining sulfate reduction. | Data not provided | Fresh dairy cow manure should be used rather than horse manure - Dairy manure has been shown to contain higher numbers and diversity of SRB than horse or other manure types. Must have a consistent ethanol dose to the barrels. | Data not provided | Substrate: standard wood based substrate (wood chips and sawdust) | Data not provided | Data not provided
Treatability Study Technical Memorandum, Blue Ledge Mine Superfund Site, Siskiyou County, California | BLUE LEDGE MINE | CAN000906063 | N/A | N/A | TSP01 | Post operations | BCR 1 | Passive | Biochemical reactor (BCR) | No pre-treatment | Discharge from reclaimed waste rock pile 1 (WRP1) area (adits, runoff, and groundwater seeps) | N | BCR without pre-treatment | Data not provided | Rogue River – Siskiyou National Forest in Northern California/no constraints noted | Pilot | September - December 2012 | Sulfate | Sulfate (SO42-) | mg/L | N | N/A |  |  |  | 210 | 380 | -80.9524 | [6 empty] | Data not provided | Data not provided | Data not provided | Data not provided | Data not provided | Data not provided | Data not provided | Data not provided |  | Influent | 3.07 | 8.64 | mg/L | 5.49 | °C | Data not provided | N/A | Data not provided | N/A | 515.3 | mV | 561 | µS/cm | None | N/A | Data not provided | Data not provided | Data not provided | Data not provided | Data not provided | Data not provided | Data not provided | Data not provided | The short time period of the study and cold weather/cold influent water appear to have had an overall negative effect on establishing robust microbial communities and sustaining sulfate reduction. | Data not provided | Fresh dairy cow manure should be used rather than horse manure - Dairy manure has been shown to contain higher numbers and diversity of SRB than horse or other manure types. Must have a consistent ethanol dose to the barrels. | Data not provided | Substrate: standard wood based substrate (wood chips and sawdust) | Data not provided | Data not provided
Treatability Study Technical Memorandum, Blue Ledge Mine Superfund Site, Siskiyou County, California | BLUE LEDGE MINE | CAN000906063 | N/A | N/A | TSP01 | Post operations | BCR 1 | Passive | Biochemical reactor (BCR) | No pre-treatment | Discharge from reclaimed waste rock pile 1 (WRP1) area (adits, runoff, and groundwater seeps) | N | BCR without pre-treatment | Data not provided | Rogue River – Siskiyou National Forest in Northern California/no constraints noted | Pilot | September - December 2012 | Sulfate | Sulfate (SO42-) | mg/L | N | N/A | [6 empty] | 750 | 540 | -38.8889 |  |  |  | Data not provided | Data not provided | Data not provided | Data not provided | Data not provided | Data not provided | Data not provided | Data not provided |  | Effluent | 5.77 | 8.05 | mg/L | 14.73 | °C | Data not provided | N/A | Data not provided | N/A | 249.4 | mV | 2656 | µS/cm | None | N/A | Data not provided | Data not provided | Data not provided | Data not provided | Data not provided | Data not provided | Data not provided | Data not provided | The short time period of the study and cold weather/cold influent water appear to have had an overall negative effect on establishing robust microbial communities and sustaining sulfate reduction. | Data not provided | Fresh dairy cow manure should be used rather than horse manure - Dairy manure has been shown to contain higher numbers and diversity of SRB than horse or other manure types. Must have a consistent ethanol dose to the barrels. | Data not provided | Substrate: standard wood based substrate (wood chips and sawdust) | Data not provided | Data not provided
Treatability Study Technical Memorandum, Blue Ledge Mine Superfund Site, Siskiyou County, California | BLUE LEDGE MINE | CAN000906063 | N/A | N/A | TSP01 | Post operations | BCR 1 | Passive | Biochemical reactor (BCR) | No pre-treatment | Discharge from reclaimed waste rock pile 1 (WRP1) area (adits, runoff, and groundwater seeps) | N | BCR without pre-treatment | Data not provided | Rogue River – Siskiyou National Forest in Northern California/no constraints noted | Pilot | September - December 2012 | Sulfate | Sulfate (SO42-) | mg/L | N | N/A | [9 empty] | 290 | 270 | -7.4074 | Data not provided | Data not provided | Data not provided | Data not provided | Data not provided | Data not provided | Data not provided | Data not provided |  | Effluent | 6.61 | 2.84 | mg/L | 5.33 | °C | Data not provided | N/A | Data not provided | N/A | -2.3 | mV | 799 | µS/cm | None | N/A | Data not provided | Data not provided | Data not provided | Data not provided | Data not provided | Data not provided | Data not provided | Data not provided | The short time period of the study and cold weather/cold influent water appear to have had an overall negative effect on establishing robust microbial communities and sustaining sulfate reduction. | Data not provided | Fresh dairy cow manure should be used rather than horse manure - Dairy manure has been shown to contain higher numbers and diversity of SRB than horse or other manure types. Must have a consistent ethanol dose to the barrels. | Data not provided | Substrate: standard wood based substrate (wood chips and sawdust) | Data not provided | Data not provided
Treatability Study Technical Memorandum, Blue Ledge Mine Superfund Site, Siskiyou County, California | BLUE LEDGE MINE | CAN000906063 | N/A | N/A | TSP02 | Post operations | BCR 2 | Passive | Biochemical reactor (BCR) | No pre-treatment | Discharge from reclaimed waste rock pile 1 (WRP1) area (adits, runoff, and groundwater seeps) | N | BCR without pre-treatment | Data not provided | Rogue River – Siskiyou National Forest in Northern California/no constraints noted | Pilot | September - December 2012 | Sulfate | Sulfate (SO42-) | mg/L | N | N/A | 610 | 600 | 1.6393 | [9 empty] | Data not provided | Data not provided | Data not provided | Data not provided | Data not provided | Data not provided | Data not provided | Data not provided |  | Influent | 3.14 | 9.29 | mg/L | 8.83 | °C | Data not provided | N/A | Data not provided | N/A | 225.6 | mV | 1149 | µS/cm | None | N/A | Data not provided | Data not provided | Data not provided | Data not provided | Data not provided | Data not provided | Data not provided | Data not provided | The short time period of the study and cold weather/cold influent water appear to have had an overall negative effect on establishing robust microbial communities and sustaining sulfate reduction. | Data not provided | Fresh dairy cow manure should be used rather than horse manure - Dairy manure has been shown to contain higher numbers and diversity of SRB than horse or other manure types. Must have a consistent ethanol dose to the barrels. | Data not provided | Substrate: standard wood based substrate (wood chips and sawdust) with compost (horse manure) | Data not provided | Data not provided
Treatability Study Technical Memorandum, Blue Ledge Mine Superfund Site, Siskiyou County, California | BLUE LEDGE MINE | CAN000906063 | N/A | N/A | TSP02 | Post operations | BCR 2 | Passive | Biochemical reactor (BCR) | No pre-treatment | Discharge from reclaimed waste rock pile 1 (WRP1) area (adits, runoff, and groundwater seeps) | N | BCR without pre-treatment | Data not provided | Rogue River – Siskiyou National Forest in Northern California/no constraints noted | Pilot | September - December 2012 | Sulfate | Sulfate (SO42-) | mg/L | N | N/A |  |  |  | 210 | 350 | -66.6667 | [6 empty] | Data not provided | Data not provided | Data not provided | Data not provided | Data not provided | Data not provided | Data not provided | Data not provided |  | Influent | 3.07 | 8.64 | mg/L | 5.49 | °C | Data not provided | N/A | Data not provided | N/A | 515.3 | mV | 561 | µS/cm | None | N/A | Data not provided | Data not provided | Data not provided | Data not provided | Data not provided | Data not provided | Data not provided | Data not provided | The short time period of the study and cold weather/cold influent water appear to have had an overall negative effect on establishing robust microbial communities and sustaining sulfate reduction. | Data not provided | Fresh dairy cow manure should be used rather than horse manure - Dairy manure has been shown to contain higher numbers and diversity of SRB than horse or other manure types. Must have a consistent ethanol dose to the barrels. | Data not provided | Substrate: standard wood based substrate (wood chips and sawdust) with compost (horse manure) | Data not provided | Data not provided
Treatability Study Technical Memorandum, Blue Ledge Mine Superfund Site, Siskiyou County, California | BLUE LEDGE MINE | CAN000906063 | N/A | N/A | TSP02 | Post operations | BCR 2 | Passive | Biochemical reactor (BCR) | No pre-treatment | Discharge from reclaimed waste rock pile 1 (WRP1) area (adits, runoff, and groundwater seeps) | N | BCR without pre-treatment | Data not provided | Rogue River – Siskiyou National Forest in Northern California/no constraints noted | Pilot | September - December 2012 | Sulfate | Sulfate (SO42-) | mg/L | N | N/A | [6 empty] | 810 | 540 | -50 |  |  |  | Data not provided | Data not provided | Data not provided | Data not provided | Data not provided | Data not provided | Data not provided | Data not provided |  | Effluent | 5.55 | 5.45 | mg/L | 14.93 | °C | Data not provided | N/A | Data not provided | N/A | 79 | mV | 5425 | µS/cm | None | N/A | Data not provided | Data not provided | Data not provided | Data not provided | Data not provided | Data not provided | Data not provided | Data not provided | The short time period of the study and cold weather/cold influent water appear to have had an overall negative effect on establishing robust microbial communities and sustaining sulfate reduction. | Data not provided | Fresh dairy cow manure should be used rather than horse manure - Dairy manure has been shown to contain higher numbers and diversity of SRB than horse or other manure types. Must have a consistent ethanol dose to the barrels. | Data not provided | Substrate: standard wood based substrate (wood chips and sawdust) with compost (horse manure) | Data not provided | Data not provided
Treatability Study Technical Memorandum, Blue Ledge Mine Superfund Site, Siskiyou County, California | BLUE LEDGE MINE | CAN000906063 | N/A | N/A | TSP02 | Post operations | BCR 2 | Passive | Biochemical reactor (BCR) | No pre-treatment | Discharge from reclaimed waste rock pile 1 (WRP1) area (adits, runoff, and groundwater seeps) | N | BCR without pre-treatment | Data not provided | Rogue River – Siskiyou National Forest in Northern California/no constraints noted | Pilot | September - December 2012 | Sulfate | Sulfate (SO42-) | mg/L | N | N/A | [9 empty] | 270 | 270 | 0 | Data not provided | Data not provided | Data not provided | Data not provided | Data not provided | Data not provided | Data not provided | Data not provided |  | Effluent | 6.33 | 4.77 | mg/L | 5.69 | °C | Data not provided | N/A | Data not provided | N/A | -102.9 | mV | 698 | µS/cm | None | N/A | Data not provided | Data not provided | Data not provided | Data not provided | Data not provided | Data not provided | Data not provided | Data not provided | The short time period of the study and cold weather/cold influent water appear to have had an overall negative effect on establishing robust microbial communities and sustaining sulfate reduction. | Data not provided | Fresh dairy cow manure should be used rather than horse manure - Dairy manure has been shown to contain higher numbers and diversity of SRB than horse or other manure types. Must have a consistent ethanol dose to the barrels. | Data not provided | Substrate: standard wood based substrate (wood chips and sawdust) with compost (horse manure) | Data not provided | Data not provided
Treatability Study Technical Memorandum, Blue Ledge Mine Superfund Site, Siskiyou County, California | BLUE LEDGE MINE | CAN000906063 | N/A | N/A | TSP03 | Post operations | BCR 3 | Passive | Biochemical reactor (BCR) | No pre-treatment | Discharge from reclaimed waste rock pile 1 (WRP1) area (adits, runoff, and groundwater seeps) | N | BCR without pre-treatment | Data not provided | Rogue River – Siskiyou National Forest in Northern California/no constraints noted | Pilot | September - December 2012 | Sulfate | Sulfate (SO42-) | mg/L | N | N/A | 610 | 590 | 3.2787 | [9 empty] | Data not provided | Data not provided | Data not provided | Data not provided | Data not provided | Data not provided | Data not provided | Data not provided |  | Influent | 3.14 | 9.29 | mg/L | 8.83 | °C | Data not provided | N/A | Data not provided | N/A | 225.6 | mV | 1149 | µS/cm | None | N/A | Data not provided | Data not provided | Data not provided | Data not provided | Data not provided | Data not provided | Data not provided | Data not provided | The short time period of the study and cold weather/cold influent water appear to have had an overall negative effect on establishing robust microbial communities and sustaining sulfate reduction. | Data not provided | Fresh dairy cow manure should be used rather than horse manure - Dairy manure has been shown to contain higher numbers and diversity of SRB than horse or other manure types. Must have a consistent ethanol dose to the barrels. | Data not provided | Substrate: ChitoRem | Data not provided | Data not provided
Treatability Study Technical Memorandum, Blue Ledge Mine Superfund Site, Siskiyou County, California | BLUE LEDGE MINE | CAN000906063 | N/A | N/A | TSP03 | Post operations | BCR 3 | Passive | Biochemical reactor (BCR) | No pre-treatment | Discharge from reclaimed waste rock pile 1 (WRP1) area (adits, runoff, and groundwater seeps) | N | BCR without pre-treatment | Data not provided | Rogue River – Siskiyou National Forest in Northern California/no constraints noted | Pilot | September - December 2012 | Sulfate | Sulfate (SO42-) | mg/L | N | N/A |  |  |  | 210 | 420 | -100 | [6 empty] | Data not provided | Data not provided | Data not provided | Data not provided | Data not provided | Data not provided | Data not provided | Data not provided |  | Influent | 3.07 | 8.64 | mg/L | 5.49 | °C | Data not provided | N/A | Data not provided | N/A | 515.3 | mV | 561 | µS/cm | None | N/A | Data not provided | Data not provided | Data not provided | Data not provided | Data not provided | Data not provided | Data not provided | Data not provided | The short time period of the study and cold weather/cold influent water appear to have had an overall negative effect on establishing robust microbial communities and sustaining sulfate reduction. | Data not provided | Fresh dairy cow manure should be used rather than horse manure - Dairy manure has been shown to contain higher numbers and diversity of SRB than horse or other manure types. Must have a consistent ethanol dose to the barrels. | Data not provided | Substrate: ChitoRem | Data not provided | Data not provided
Treatability Study Technical Memorandum, Blue Ledge Mine Superfund Site, Siskiyou County, California | BLUE LEDGE MINE | CAN000906063 | N/A | N/A | TSP03 | Post operations | BCR 3 | Passive | Biochemical reactor (BCR) | No pre-treatment | Discharge from reclaimed waste rock pile 1 (WRP1) area (adits, runoff, and groundwater seeps) | N | BCR without pre-treatment | Data not provided | Rogue River – Siskiyou National Forest in Northern California/no constraints noted | Pilot | September - December 2012 | Sulfate | Sulfate (SO42-) | mg/L | N | N/A | [6 empty] | 760 | 540 | -40.7407 |  |  |  | Data not provided | Data not provided | Data not provided | Data not provided | Data not provided | Data not provided | Data not provided | Data not provided |  | Effluent | 7.16 | 2.12 | mg/L | 15.37 | °C | Data not provided | N/A | Data not provided | N/A | -107.2 | mV | 29030 | µS/cm | None | N/A | Data not provided | Data not provided | Data not provided | Data not provided | Data not provided | Data not provided | Data not provided | Data not provided | The short time period of the study and cold weather/cold influent water appear to have had an overall negative effect on establishing robust microbial communities and sustaining sulfate reduction. | Data not provided | Fresh dairy cow manure should be used rather than horse manure - Dairy manure has been shown to contain higher numbers and diversity of SRB than horse or other manure types. Must have a consistent ethanol dose to the barrels. | Data not provided | Substrate: ChitoRem | Data not provided | Data not provided
Treatability Study Technical Memorandum, Blue Ledge Mine Superfund Site, Siskiyou County, California | BLUE LEDGE MINE | CAN000906063 | N/A | N/A | TSP03 | Post operations | BCR 3 | Passive | Biochemical reactor (BCR) | No pre-treatment | Discharge from reclaimed waste rock pile 1 (WRP1) area (adits, runoff, and groundwater seeps) | N | BCR without pre-treatment | Data not provided | Rogue River – Siskiyou National Forest in Northern California/no constraints noted | Pilot | September - December 2012 | Sulfate | Sulfate (SO42-) | mg/L | N | N/A | [9 empty] | 300 | 270 | -11.1111 | Data not provided | Data not provided | Data not provided | Data not provided | Data not provided | Data not provided | Data not provided | Data not provided |  | Effluent | 7.22 | 1.89 | mg/L | 5.47 | °C | Data not provided | N/A | Data not provided | N/A | -134.2 | mV | 3074 | µS/cm | None | N/A | Data not provided | Data not provided | Data not provided | Data not provided | Data not provided | Data not provided | Data not provided | Data not provided | The short time period of the study and cold weather/cold influent water appear to have had an overall negative effect on establishing robust microbial communities and sustaining sulfate reduction. | Data not provided | Fresh dairy cow manure should be used rather than horse manure - Dairy manure has been shown to contain higher numbers and diversity of SRB than horse or other manure types. Must have a consistent ethanol dose to the barrels. | Data not provided | Substrate: ChitoRem | Data not provided | Data not provided
Treatability Study Technical Memorandum, Blue Ledge Mine Superfund Site, Siskiyou County, California | BLUE LEDGE MINE | CAN000906063 | N/A | N/A | TSP04 | Post operations | BCR 4 | Passive | Successive alkalinity producing system (SAPS) | Pre-treatment | Discharge from reclaimed waste rock pile 1 (WRP1) area (adits, runoff, and groundwater seeps) | N | Pre-treatment | Data not provided | Rogue River – Siskiyou National Forest in Northern California/no constraints noted | Pilot | September - December 2012 | Sulfate | Sulfate (SO42-) | mg/L | N | N/A | 610 | 470 | 22.9508 | [9 empty] | Data not provided | Data not provided | Data not provided | Data not provided | Data not provided | Data not provided | Data not provided | Data not provided |  | Influent | 3.14 | 9.29 | mg/L | 8.83 | °C | Data not provided | N/A | Data not provided | N/A | 225.6 | mV | 1149 | µS/cm | None | N/A | Data not provided | Data not provided | Data not provided | Data not provided | Data not provided | Data not provided | Data not provided | Data not provided | The short time period of the study and cold weather/cold influent water appear to have had an overall negative effect on establishing robust microbial communities and sustaining sulfate reduction. | Data not provided | Fresh dairy cow manure should be used rather than horse manure - Dairy manure has been shown to contain higher numbers and diversity of SRB than horse or other manure types. Must have a consistent ethanol dose to the barrels. | Data not provided | Successive alkalinity producing system (SAPS) with manure and limestone | Data not provided | Data not provided
Treatability Study Technical Memorandum, Blue Ledge Mine Superfund Site, Siskiyou County, California | BLUE LEDGE MINE | CAN000906063 | N/A | N/A | TSP04 | Post operations | BCR 4 | Passive | Successive alkalinity producing system (SAPS) | Pre-treatment | Discharge from reclaimed waste rock pile 1 (WRP1) area (adits, runoff, and groundwater seeps) | N | Pre-treatment | Data not provided | Rogue River – Siskiyou National Forest in Northern California/no constraints noted | Pilot | September - December 2012 | Sulfate | Sulfate (SO42-) | mg/L | N | N/A |  |  |  | 210 | 310 | -47.619 | [6 empty] | Data not provided | Data not provided | Data not provided | Data not provided | Data not provided | Data not provided | Data not provided | Data not provided |  | Influent | 3.07 | 8.64 | mg/L | 5.49 | °C | Data not provided | N/A | Data not provided | N/A | 515.3 | mV | 561 | µS/cm | None | N/A | Data not provided | Data not provided | Data not provided | Data not provided | Data not provided | Data not provided | Data not provided | Data not provided | The short time period of the study and cold weather/cold influent water appear to have had an overall negative effect on establishing robust microbial communities and sustaining sulfate reduction. | Data not provided | Fresh dairy cow manure should be used rather than horse manure - Dairy manure has been shown to contain higher numbers and diversity of SRB than horse or other manure types. Must have a consistent ethanol dose to the barrels. | Data not provided | Successive alkalinity producing system (SAPS) with manure and limestone | Data not provided | Data not provided
Treatability Study Technical Memorandum, Blue Ledge Mine Superfund Site, Siskiyou County, California | BLUE LEDGE MINE | CAN000906063 | N/A | N/A | TSP04 | Post operations | BCR 4 | Passive | Successive alkalinity producing system (SAPS) | Pre-treatment | Discharge from reclaimed waste rock pile 1 (WRP1) area (adits, runoff, and groundwater seeps) | N | Pre-treatment | Data not provided | Rogue River – Siskiyou National Forest in Northern California/no constraints noted | Pilot | September - December 2012 | Sulfate | Sulfate (SO42-) | mg/L | N | N/A | [6 empty] | 510 | 410 | -24.3902 |  |  |  | Data not provided | Data not provided | Data not provided | Data not provided | Data not provided | Data not provided | Data not provided | Data not provided |  | Effluent | 7.06 | 4.78 | mg/L | 6.28 | °C | Data not provided | N/A | Data not provided | N/A | -60 | mV | 1996 | µS/cm | None | N/A | Data not provided | Data not provided | Data not provided | Data not provided | Data not provided | Data not provided | Data not provided | Data not provided | The short time period of the study and cold weather/cold influent water appear to have had an overall negative effect on establishing robust microbial communities and sustaining sulfate reduction. | Data not provided | Fresh dairy cow manure should be used rather than horse manure - Dairy manure has been shown to contain higher numbers and diversity of SRB than horse or other manure types. Must have a consistent ethanol dose to the barrels. | Data not provided | Successive alkalinity producing system (SAPS) with manure and limestone | Data not provided | Data not provided
Treatability Study Technical Memorandum, Blue Ledge Mine Superfund Site, Siskiyou County, California | BLUE LEDGE MINE | CAN000906063 | N/A | N/A | TSP04 | Post operations | BCR 4 | Passive | Successive alkalinity producing system (SAPS) | Pre-treatment | Discharge from reclaimed waste rock pile 1 (WRP1) area (adits, runoff, and groundwater seeps) | N | Pre-treatment | Data not provided | Rogue River – Siskiyou National Forest in Northern California/no constraints noted | Pilot | September - December 2012 | Sulfate | Sulfate (SO42-) | mg/L | N | N/A | [9 empty] | 220 | 270 | 18.5185 | Data not provided | Data not provided | Data not provided | Data not provided | Data not provided | Data not provided | Data not provided | Data not provided |  | Effluent | 6.98 | 2.44 | mg/L | 5.35 | °C | Data not provided | N/A | Data not provided | N/A | -150.4 | mV | 638 | µS/cm | None | N/A | Data not provided | Data not provided | Data not provided | Data not provided | Data not provided | Data not provided | Data not provided | Data not provided | The short time period of the study and cold weather/cold influent water appear to have had an overall negative effect on establishing robust microbial communities and sustaining sulfate reduction. | Data not provided | Fresh dairy cow manure should be used rather than horse manure - Dairy manure has been shown to contain higher numbers and diversity of SRB than horse or other manure types. Must have a consistent ethanol dose to the barrels. | Data not provided | Successive alkalinity producing system (SAPS) with manure and limestone | Data not provided | Data not provided
Treatability Study Technical Memorandum, Blue Ledge Mine Superfund Site, Siskiyou County, California | BLUE LEDGE MINE | CAN000906063 | N/A | N/A | TSP05 | Post operations | BCR 5 | Passive | Successive alkalinity producing system (SAPS) | Pre-treatment | Discharge from reclaimed waste rock pile 1 (WRP1) area (adits, runoff, and groundwater seeps) | N | Pre-treatment | Data not provided | Rogue River – Siskiyou National Forest in Northern California/no constraints noted | Pilot | September - December 2012 | Sulfate | Sulfate (SO42-) | mg/L | N | N/A | 610 | 490 | 19.6721 | [9 empty] | Data not provided | Data not provided | Data not provided | Data not provided | Data not provided | Data not provided | Data not provided | Data not provided |  | Influent | 3.14 | 9.29 | mg/L | 8.83 | °C | Data not provided | N/A | Data not provided | N/A | 225.6 | mV | 1149 | µS/cm | None | N/A | Data not provided | Data not provided | Data not provided | Data not provided | Data not provided | Data not provided | Data not provided | Data not provided | The short time period of the study and cold weather/cold influent water appear to have had an overall negative effect on establishing robust microbial communities and sustaining sulfate reduction. | Data not provided | Fresh dairy cow manure should be used rather than horse manure - Dairy manure has been shown to contain higher numbers and diversity of SRB than horse or other manure types. Must have a consistent ethanol dose to the barrels. | Data not provided | Same as BCR 4 with the addition of ethanol. Successive alkalinity producing system (SAPS) with manure and limestone | Data not provided | Data not provided
Treatability Study Technical Memorandum, Blue Ledge Mine Superfund Site, Siskiyou County, California | BLUE LEDGE MINE | CAN000906063 | N/A | N/A | TSP05 | Post operations | BCR 5 | Passive | Successive alkalinity producing system (SAPS) | Pre-treatment | Discharge from reclaimed waste rock pile 1 (WRP1) area (adits, runoff, and groundwater seeps) | N | Pre-treatment | Data not provided | Rogue River – Siskiyou National Forest in Northern California/no constraints noted | Pilot | September - December 2012 | Sulfate | Sulfate (SO42-) | mg/L | N | N/A |  |  |  | 210 | 230 | -9.5238 | [6 empty] | Data not provided | Data not provided | Data not provided | Data not provided | Data not provided | Data not provided | Data not provided | Data not provided |  | Influent | 3.07 | 8.64 | mg/L | 5.49 | °C | Data not provided | N/A | Data not provided | N/A | 515.3 | mV | 561 | µS/cm | None | N/A | Data not provided | Data not provided | Data not provided | Data not provided | Data not provided | Data not provided | Data not provided | Data not provided | The short time period of the study and cold weather/cold influent water appear to have had an overall negative effect on establishing robust microbial communities and sustaining sulfate reduction. | Data not provided | Fresh dairy cow manure should be used rather than horse manure - Dairy manure has been shown to contain higher numbers and diversity of SRB than horse or other manure types. Must have a consistent ethanol dose to the barrels. | Data not provided | Same as BCR 4 with the addition of ethanol. Successive alkalinity producing system (SAPS) with manure and limestone | Data not provided | Data not provided
Treatability Study Technical Memorandum, Blue Ledge Mine Superfund Site, Siskiyou County, California | BLUE LEDGE MINE | CAN000906063 | N/A | N/A | TSP05 | Post operations | BCR 5 | Passive | Successive alkalinity producing system (SAPS) | Pre-treatment | Discharge from reclaimed waste rock pile 1 (WRP1) area (adits, runoff, and groundwater seeps) | N | Pre-treatment | Data not provided | Rogue River – Siskiyou National Forest in Northern California/no constraints noted | Pilot | September - December 2012 | Sulfate | Sulfate (SO42-) | mg/L | N | N/A | [6 empty] | 520 | 410 | -26.8293 |  |  |  | Data not provided | Data not provided | Data not provided | Data not provided | Data not provided | Data not provided | Data not provided | Data not provided |  | Effluent | 6.89 | 4.73 | mg/L | 6.38 | °C | Data not provided | N/A | Data not provided | N/A | -58.6 | mV | 2294 | µS/cm | None | N/A | Data not provided | Data not provided | Data not provided | Data not provided | Data not provided | Data not provided | Data not provided | Data not provided | The short time period of the study and cold weather/cold influent water appear to have had an overall negative effect on establishing robust microbial communities and sustaining sulfate reduction. | Data not provided | Fresh dairy cow manure should be used rather than horse manure - Dairy manure has been shown to contain higher numbers and diversity of SRB than horse or other manure types. Must have a consistent ethanol dose to the barrels. | Data not provided | Same as BCR 4 with the addition of ethanol. Successive alkalinity producing system (SAPS) with manure and limestone | Data not provided | Data not provided
Treatability Study Technical Memorandum, Blue Ledge Mine Superfund Site, Siskiyou County, California | BLUE LEDGE MINE | CAN000906063 | N/A | N/A | TSP05 | Post operations | BCR 5 | Passive | Successive alkalinity producing system (SAPS) | Pre-treatment | Discharge from reclaimed waste rock pile 1 (WRP1) area (adits, runoff, and groundwater seeps) | N | Pre-treatment | Data not provided | Rogue River – Siskiyou National Forest in Northern California/no constraints noted | Pilot | September - December 2012 | Sulfate | Sulfate (SO42-) | mg/L | N | N/A | [9 empty] | 150 | 270 | 44.4444 | Data not provided | Data not provided | Data not provided | Data not provided | Data not provided | Data not provided | Data not provided | Data not provided |  | Effluent | 6.55 | 1.22 | mg/L | 4.74 | °C | Data not provided | N/A | Data not provided | N/A | -201.9 | mV | 683 | µS/cm | None | N/A | Data not provided | Data not provided | Data not provided | Data not provided | Data not provided | Data not provided | Data not provided | Data not provided | The short time period of the study and cold weather/cold influent water appear to have had an overall negative effect on establishing robust microbial communities and sustaining sulfate reduction. | Data not provided | Fresh dairy cow manure should be used rather than horse manure - Dairy manure has been shown to contain higher numbers and diversity of SRB than horse or other manure types. Must have a consistent ethanol dose to the barrels. | Data not provided | Same as BCR 4 with the addition of ethanol. Successive alkalinity producing system (SAPS) with manure and limestone | Data not provided | Data not provided
Treatability Study Technical Memorandum, Blue Ledge Mine Superfund Site, Siskiyou County, California | BLUE LEDGE MINE | CAN000906063 | N/A | N/A | TSP01 | Post operations | BCR 1 | Passive | Biochemical reactor (BCR) | No pre-treatment | Discharge from reclaimed waste rock pile 1 (WRP1) area (adits, runoff, and groundwater seeps) | N | BCR without pre-treatment | Data not provided | Rogue River – Siskiyou National Forest in Northern California/no constraints noted | Pilot | September - December 2012 | Sulfide | Sulfide | mg/L | N | N/A | ND | 3.1 | Not Applicable | [9 empty] | Data not provided | Data not provided | Data not provided | Data not provided | Data not provided | Data not provided | Data not provided | Data not provided |  | Influent | 2.87 | 10.72 | mg/L | 11.45 | °C | Data not provided | N/A | Data not provided | N/A | 222 | mV | 1137 | µS/cm | None | N/A | Data not provided | Data not provided | Data not provided | Data not provided | Data not provided | Data not provided | Data not provided | Data not provided | The short time period of the study and cold weather/cold influent water appear to have had an overall negative effect on establishing robust microbial communities and sustaining sulfate reduction. | Data not provided | Fresh dairy cow manure should be used rather than horse manure - Dairy manure has been shown to contain higher numbers and diversity of SRB than horse or other manure types. Must have a consistent ethanol dose to the barrels. | Data not provided | Substrate: standard wood based substrate (wood chips and sawdust) | Data not provided | There is only one influent observation and it is non-detect with a value of < 1 | ND = non-detect
Treatability Study Technical Memorandum, Blue Ledge Mine Superfund Site, Siskiyou County, California | BLUE LEDGE MINE | CAN000906063 | N/A | N/A | TSP01 | Post operations | BCR 1 | Passive | Biochemical reactor (BCR) | No pre-treatment | Discharge from reclaimed waste rock pile 1 (WRP1) area (adits, runoff, and groundwater seeps) | N | BCR without pre-treatment | Data not provided | Rogue River – Siskiyou National Forest in Northern California/no constraints noted | Pilot | September - December 2012 | Sulfide | Sulfide | mg/L | N | N/A |  |  |  | ND | 3.1 | Not Applicable | [6 empty] | Data not provided | Data not provided | Data not provided | Data not provided | Data not provided | Data not provided | Data not provided | Data not provided |  | Influent | 2.87 | 10.72 | mg/L | 11.45 | °C | Data not provided | N/A | Data not provided | N/A | 222 | mV | 1137 | µS/cm | None | N/A | Data not provided | Data not provided | Data not provided | Data not provided | Data not provided | Data not provided | Data not provided | Data not provided | The short time period of the study and cold weather/cold influent water appear to have had an overall negative effect on establishing robust microbial communities and sustaining sulfate reduction. | Data not provided | Fresh dairy cow manure should be used rather than horse manure - Dairy manure has been shown to contain higher numbers and diversity of SRB than horse or other manure types. Must have a consistent ethanol dose to the barrels. | Data not provided | Substrate: standard wood based substrate (wood chips and sawdust) | Data not provided | There is only one influent observation and it is non-detect with a value of < 1 | ND = non-detect
Treatability Study Technical Memorandum, Blue Ledge Mine Superfund Site, Siskiyou County, California | BLUE LEDGE MINE | CAN000906063 | N/A | N/A | TSP01 | Post operations | BCR 1 | Passive | Biochemical reactor (BCR) | No pre-treatment | Discharge from reclaimed waste rock pile 1 (WRP1) area (adits, runoff, and groundwater seeps) | N | BCR without pre-treatment | Data not provided | Rogue River – Siskiyou National Forest in Northern California/no constraints noted | Pilot | September - December 2012 | Sulfide | Sulfide | mg/L | N | N/A | [6 empty] | 3.1 | ND | Not Applicable |  |  |  | Data not provided | Data not provided | Data not provided | Data not provided | Data not provided | Data not provided | Data not provided | Data not provided |  | Effluent | 5.77 | 8.05 | mg/L | 14.73 | °C | Data not provided | N/A | Data not provided | N/A | 249.4 | mV | 2656 | µS/cm | None | N/A | Data not provided | Data not provided | Data not provided | Data not provided | Data not provided | Data not provided | Data not provided | Data not provided | The short time period of the study and cold weather/cold influent water appear to have had an overall negative effect on establishing robust microbial communities and sustaining sulfate reduction. | Data not provided | Fresh dairy cow manure should be used rather than horse manure - Dairy manure has been shown to contain higher numbers and diversity of SRB than horse or other manure types. Must have a consistent ethanol dose to the barrels. | Data not provided | Substrate: standard wood based substrate (wood chips and sawdust) | Data not provided | There is only one influent observation and it is non-detect with a value of < 1. Multiple limits of detection over time of study. Value is the max effluent value not qualified as non-detect. Non-detect values is < 1. | ND = non-detect
Treatability Study Technical Memorandum, Blue Ledge Mine Superfund Site, Siskiyou County, California | BLUE LEDGE MINE | CAN000906063 | N/A | N/A | TSP01 | Post operations | BCR 1 | Passive | Biochemical reactor (BCR) | No pre-treatment | Discharge from reclaimed waste rock pile 1 (WRP1) area (adits, runoff, and groundwater seeps) | N | BCR without pre-treatment | Data not provided | Rogue River – Siskiyou National Forest in Northern California/no constraints noted | Pilot | September - December 2012 | Sulfide | Sulfide | mg/L | N | N/A | [9 empty] | 0.69 | Data not provided | Not Applicable | Data not provided | Data not provided | Data not provided | Data not provided | Data not provided | Data not provided | Data not provided | Data not provided |  | Effluent | 6.5 | 2.27 | mg/L | 10.13 | °C | Data not provided | N/A | Data not provided | N/A | -43 | mV | 2538 | µS/cm | None | N/A | Data not provided | Data not provided | Data not provided | Data not provided | Data not provided | Data not provided | Data not provided | Data not provided | The short time period of the study and cold weather/cold influent water appear to have had an overall negative effect on establishing robust microbial communities and sustaining sulfate reduction. | Data not provided | Fresh dairy cow manure should be used rather than horse manure - Dairy manure has been shown to contain higher numbers and diversity of SRB than horse or other manure types. Must have a consistent ethanol dose to the barrels. | Data not provided | Substrate: standard wood based substrate (wood chips and sawdust) | Data not provided | There is only one influent observation and it is non-detect with a value of < 1. Multiple limits of detection over time of study. Value is the min effluent value not qualified as non-detect. Non-detect values is < 1. | ND = non-detect
Treatability Study Technical Memorandum, Blue Ledge Mine Superfund Site, Siskiyou County, California | BLUE LEDGE MINE | CAN000906063 | N/A | N/A | TSP02 | Post operations | BCR 2 | Passive | Biochemical reactor (BCR) | No pre-treatment | Discharge from reclaimed waste rock pile 1 (WRP1) area (adits, runoff, and groundwater seeps) | N | BCR without pre-treatment | Data not provided | Rogue River – Siskiyou National Forest in Northern California/no constraints noted | Pilot | September - December 2012 | Sulfide | Sulfide | mg/L | N | N/A | ND | 1.9 | Not Applicable | [9 empty] | Data not provided | Data not provided | Data not provided | Data not provided | Data not provided | Data not provided | Data not provided | Data not provided |  | Influent | 2.87 | 10.72 | mg/L | 11.45 | °C | Data not provided | N/A | Data not provided | N/A | 222 | mV | 1137 | µS/cm | None | N/A | Data not provided | Data not provided | Data not provided | Data not provided | Data not provided | Data not provided | Data not provided | Data not provided | The short time period of the study and cold weather/cold influent water appear to have had an overall negative effect on establishing robust microbial communities and sustaining sulfate reduction. | Data not provided | Fresh dairy cow manure should be used rather than horse manure - Dairy manure has been shown to contain higher numbers and diversity of SRB than horse or other manure types. Must have a consistent ethanol dose to the barrels. | Data not provided | Substrate: standard wood based substrate (wood chips and sawdust) with compost (horse manure) | Data not provided | There is only one influent observation and it is non-detect with a value of < 1 | ND = non-detect
Treatability Study Technical Memorandum, Blue Ledge Mine Superfund Site, Siskiyou County, California | BLUE LEDGE MINE | CAN000906063 | N/A | N/A | TSP02 | Post operations | BCR 2 | Passive | Biochemical reactor (BCR) | No pre-treatment | Discharge from reclaimed waste rock pile 1 (WRP1) area (adits, runoff, and groundwater seeps) | N | BCR without pre-treatment | Data not provided | Rogue River – Siskiyou National Forest in Northern California/no constraints noted | Pilot | September - December 2012 | Sulfide | Sulfide | mg/L | N | N/A |  |  |  | ND | 1.9 | Not Applicable | [6 empty] | Data not provided | Data not provided | Data not provided | Data not provided | Data not provided | Data not provided | Data not provided | Data not provided |  | Influent | 2.87 | 10.72 | mg/L | 11.45 | °C | Data not provided | N/A | Data not provided | N/A | 222 | mV | 1137 | µS/cm | None | N/A | Data not provided | Data not provided | Data not provided | Data not provided | Data not provided | Data not provided | Data not provided | Data not provided | The short time period of the study and cold weather/cold influent water appear to have had an overall negative effect on establishing robust microbial communities and sustaining sulfate reduction. | Data not provided | Fresh dairy cow manure should be used rather than horse manure - Dairy manure has been shown to contain higher numbers and diversity of SRB than horse or other manure types. Must have a consistent ethanol dose to the barrels. | Data not provided | Substrate: standard wood based substrate (wood chips and sawdust) with compost (horse manure) | Data not provided | There is only one influent observation and it is non-detect with a value of < 1 | ND = non-detect
Treatability Study Technical Memorandum, Blue Ledge Mine Superfund Site, Siskiyou County, California | BLUE LEDGE MINE | CAN000906063 | N/A | N/A | TSP02 | Post operations | BCR 2 | Passive | Biochemical reactor (BCR) | No pre-treatment | Discharge from reclaimed waste rock pile 1 (WRP1) area (adits, runoff, and groundwater seeps) | N | BCR without pre-treatment | Data not provided | Rogue River – Siskiyou National Forest in Northern California/no constraints noted | Pilot | September - December 2012 | Sulfide | Sulfide | mg/L | N | N/A | [6 empty] | 2.4 | Data not provided | Not Applicable |  |  |  | Data not provided | Data not provided | Data not provided | Data not provided | Data not provided | Data not provided | Data not provided | Data not provided |  | Effluent | 5.83 | 2.51 | mg/L | 11.23 | °C | Data not provided | N/A | Data not provided | N/A | 60.3 | mV | 4597 | µS/cm | None | N/A | Data not provided | Data not provided | Data not provided | Data not provided | Data not provided | Data not provided | Data not provided | Data not provided | The short time period of the study and cold weather/cold influent water appear to have had an overall negative effect on establishing robust microbial communities and sustaining sulfate reduction. | Data not provided | Fresh dairy cow manure should be used rather than horse manure - Dairy manure has been shown to contain higher numbers and diversity of SRB than horse or other manure types. Must have a consistent ethanol dose to the barrels. | Data not provided | Substrate: standard wood based substrate (wood chips and sawdust) with compost (horse manure) | Data not provided | There is only one influent observation and it is non-detect with a value of < 1. Multiple limits of detection over time of study. Value is the max effluent value not qualified as non-detect. Non-detect values is < 1. | ND = non-detect
Treatability Study Technical Memorandum, Blue Ledge Mine Superfund Site, Siskiyou County, California | BLUE LEDGE MINE | CAN000906063 | N/A | N/A | TSP02 | Post operations | BCR 2 | Passive | Biochemical reactor (BCR) | No pre-treatment | Discharge from reclaimed waste rock pile 1 (WRP1) area (adits, runoff, and groundwater seeps) | N | BCR without pre-treatment | Data not provided | Rogue River – Siskiyou National Forest in Northern California/no constraints noted | Pilot | September - December 2012 | Sulfide | Sulfide | mg/L | N | N/A | [9 empty] | 1.9 | ND | Not Applicable | Data not provided | Data not provided | Data not provided | Data not provided | Data not provided | Data not provided | Data not provided | Data not provided |  | Effluent | 5.55 | 5.45 | mg/L | 14.93 | °C | Data not provided | N/A | Data not provided | N/A | 79 | mV | 5425 | µS/cm | None | N/A | Data not provided | Data not provided | Data not provided | Data not provided | Data not provided | Data not provided | Data not provided | Data not provided | The short time period of the study and cold weather/cold influent water appear to have had an overall negative effect on establishing robust microbial communities and sustaining sulfate reduction. | Data not provided | Fresh dairy cow manure should be used rather than horse manure - Dairy manure has been shown to contain higher numbers and diversity of SRB than horse or other manure types. Must have a consistent ethanol dose to the barrels. | Data not provided | Substrate: standard wood based substrate (wood chips and sawdust) with compost (horse manure) | Data not provided | There is only one influent observation and it is non-detect with a value of < 1. Multiple limits of detection over time of study. Value is the min effluent value not qualified as non-detect. Non-detect values is < 1. | ND = non-detect
Treatability Study Technical Memorandum, Blue Ledge Mine Superfund Site, Siskiyou County, California | BLUE LEDGE MINE | CAN000906063 | N/A | N/A | TSP03 | Post operations | BCR 3 | Passive | Biochemical reactor (BCR) | No pre-treatment | Discharge from reclaimed waste rock pile 1 (WRP1) area (adits, runoff, and groundwater seeps) | N | BCR without pre-treatment | Data not provided | Rogue River – Siskiyou National Forest in Northern California/no constraints noted | Pilot | September - December 2012 | Sulfide | Sulfide | mg/L | N | N/A | ND | 5.9 | Not Applicable | [9 empty] | Data not provided | Data not provided | Data not provided | Data not provided | Data not provided | Data not provided | Data not provided | Data not provided |  | Influent | 2.87 | 10.72 | mg/L | 11.45 | °C | Data not provided | N/A | Data not provided | N/A | 222 | mV | 1137 | µS/cm | None | N/A | Data not provided | Data not provided | Data not provided | Data not provided | Data not provided | Data not provided | Data not provided | Data not provided | The short time period of the study and cold weather/cold influent water appear to have had an overall negative effect on establishing robust microbial communities and sustaining sulfate reduction. | Data not provided | Fresh dairy cow manure should be used rather than horse manure - Dairy manure has been shown to contain higher numbers and diversity of SRB than horse or other manure types. Must have a consistent ethanol dose to the barrels. | Data not provided | Substrate: ChitoRem | Data not provided | There is only one influent observation and it is non-detect with a value of < 1 | ND = non-detect
Treatability Study Technical Memorandum, Blue Ledge Mine Superfund Site, Siskiyou County, California | BLUE LEDGE MINE | CAN000906063 | N/A | N/A | TSP03 | Post operations | BCR 3 | Passive | Biochemical reactor (BCR) | No pre-treatment | Discharge from reclaimed waste rock pile 1 (WRP1) area (adits, runoff, and groundwater seeps) | N | BCR without pre-treatment | Data not provided | Rogue River – Siskiyou National Forest in Northern California/no constraints noted | Pilot | September - December 2012 | Sulfide | Sulfide | mg/L | N | N/A |  |  |  | ND | 5.9 | Not Applicable | [6 empty] | Data not provided | Data not provided | Data not provided | Data not provided | Data not provided | Data not provided | Data not provided | Data not provided |  | Influent | 2.87 | 10.72 | mg/L | 11.45 | °C | Data not provided | N/A | Data not provided | N/A | 222 | mV | 1137 | µS/cm | None | N/A | Data not provided | Data not provided | Data not provided | Data not provided | Data not provided | Data not provided | Data not provided | Data not provided | The short time period of the study and cold weather/cold influent water appear to have had an overall negative effect on establishing robust microbial communities and sustaining sulfate reduction. | Data not provided | Fresh dairy cow manure should be used rather than horse manure - Dairy manure has been shown to contain higher numbers and diversity of SRB than horse or other manure types. Must have a consistent ethanol dose to the barrels. | Data not provided | Substrate: ChitoRem | Data not provided | There is only one influent observation and it is non-detect with a value of < 1 | ND = non-detect
Treatability Study Technical Memorandum, Blue Ledge Mine Superfund Site, Siskiyou County, California | BLUE LEDGE MINE | CAN000906063 | N/A | N/A | TSP03 | Post operations | BCR 3 | Passive | Biochemical reactor (BCR) | No pre-treatment | Discharge from reclaimed waste rock pile 1 (WRP1) area (adits, runoff, and groundwater seeps) | N | BCR without pre-treatment | Data not provided | Rogue River – Siskiyou National Forest in Northern California/no constraints noted | Pilot | September - December 2012 | Sulfide | Sulfide | mg/L | N | N/A | [6 empty] | 5.9 | ND | Not Applicable |  |  |  | Data not provided | Data not provided | Data not provided | Data not provided | Data not provided | Data not provided | Data not provided | Data not provided |  | Effluent | 7.16 | 2.12 | mg/L | 15.37 | °C | Data not provided | N/A | Data not provided | N/A | -107.2 | mV | 29030 | µS/cm | None | N/A | Data not provided | Data not provided | Data not provided | Data not provided | Data not provided | Data not provided | Data not provided | Data not provided | The short time period of the study and cold weather/cold influent water appear to have had an overall negative effect on establishing robust microbial communities and sustaining sulfate reduction. | Data not provided | Fresh dairy cow manure should be used rather than horse manure - Dairy manure has been shown to contain higher numbers and diversity of SRB than horse or other manure types. Must have a consistent ethanol dose to the barrels. | Data not provided | Substrate: ChitoRem | Data not provided | There is only one influent observation and it is non-detect with a value of < 1. Multiple limits of detection over time of study. Value is the max effluent value not qualified as non-detect. Non-detect values is < 1. | ND = non-detect
Treatability Study Technical Memorandum, Blue Ledge Mine Superfund Site, Siskiyou County, California | BLUE LEDGE MINE | CAN000906063 | N/A | N/A | TSP03 | Post operations | BCR 3 | Passive | Biochemical reactor (BCR) | No pre-treatment | Discharge from reclaimed waste rock pile 1 (WRP1) area (adits, runoff, and groundwater seeps) | N | BCR without pre-treatment | Data not provided | Rogue River – Siskiyou National Forest in Northern California/no constraints noted | Pilot | September - December 2012 | Sulfide | Sulfide | mg/L | N | N/A | [9 empty] | 0.6 | Data not provided | Not Applicable | Data not provided | Data not provided | Data not provided | Data not provided | Data not provided | Data not provided | Data not provided | Data not provided |  | Effluent | 7.37 | 5.28 | mg/L | 5.93 | °C | Data not provided | N/A | Data not provided | N/A | -39.6 | mV | 7189 | µS/cm | None | N/A | Data not provided | Data not provided | Data not provided | Data not provided | Data not provided | Data not provided | Data not provided | Data not provided | The short time period of the study and cold weather/cold influent water appear to have had an overall negative effect on establishing robust microbial communities and sustaining sulfate reduction. | Data not provided | Fresh dairy cow manure should be used rather than horse manure - Dairy manure has been shown to contain higher numbers and diversity of SRB than horse or other manure types. Must have a consistent ethanol dose to the barrels. | Data not provided | Substrate: ChitoRem | Data not provided | There is only one influent observation and it is non-detect with a value of < 1. Multiple limits of detection over time of study. Value is the min effluent value not qualified as non-detect. Non-detect values is < 1. | ND = non-detect
Treatability Study Technical Memorandum, Blue Ledge Mine Superfund Site, Siskiyou County, California | BLUE LEDGE MINE | CAN000906063 | N/A | N/A | TSP04 | Post operations | BCR 4 | Passive | Successive alkalinity producing system (SAPS) | Pre-treatment | Discharge from reclaimed waste rock pile 1 (WRP1) area (adits, runoff, and groundwater seeps) | N | Pre-treatment | Data not provided | Rogue River – Siskiyou National Forest in Northern California/no constraints noted | Pilot | September - December 2012 | Sulfide | Sulfide | mg/L | N | N/A | ND | 4.3 | Not Applicable | [9 empty] | Data not provided | Data not provided | Data not provided | Data not provided | Data not provided | Data not provided | Data not provided | Data not provided |  | Influent | 2.87 | 10.72 | mg/L | 11.45 | °C | Data not provided | N/A | Data not provided | N/A | 222 | mV | 1137 | µS/cm | None | N/A | Data not provided | Data not provided | Data not provided | Data not provided | Data not provided | Data not provided | Data not provided | Data not provided | The short time period of the study and cold weather/cold influent water appear to have had an overall negative effect on establishing robust microbial communities and sustaining sulfate reduction. | Data not provided | Fresh dairy cow manure should be used rather than horse manure - Dairy manure has been shown to contain higher numbers and diversity of SRB than horse or other manure types. Must have a consistent ethanol dose to the barrels. | Data not provided | Successive alkalinity producing system (SAPS) with manure and limestone | Data not provided | There is only one influent observation and it is non-detect with a value of < 1 | ND = non-detect
Treatability Study Technical Memorandum, Blue Ledge Mine Superfund Site, Siskiyou County, California | BLUE LEDGE MINE | CAN000906063 | N/A | N/A | TSP04 | Post operations | BCR 4 | Passive | Successive alkalinity producing system (SAPS) | Pre-treatment | Discharge from reclaimed waste rock pile 1 (WRP1) area (adits, runoff, and groundwater seeps) | N | Pre-treatment | Data not provided | Rogue River – Siskiyou National Forest in Northern California/no constraints noted | Pilot | September - December 2012 | Sulfide | Sulfide | mg/L | N | N/A |  |  |  | ND | 4.3 | Not Applicable | [6 empty] | Data not provided | Data not provided | Data not provided | Data not provided | Data not provided | Data not provided | Data not provided | Data not provided |  | Influent | 2.87 | 10.72 | mg/L | 11.45 | °C | Data not provided | N/A | Data not provided | N/A | 222 | mV | 1137 | µS/cm | None | N/A | Data not provided | Data not provided | Data not provided | Data not provided | Data not provided | Data not provided | Data not provided | Data not provided | The short time period of the study and cold weather/cold influent water appear to have had an overall negative effect on establishing robust microbial communities and sustaining sulfate reduction. | Data not provided | Fresh dairy cow manure should be used rather than horse manure - Dairy manure has been shown to contain higher numbers and diversity of SRB than horse or other manure types. Must have a consistent ethanol dose to the barrels. | Data not provided | Successive alkalinity producing system (SAPS) with manure and limestone | Data not provided | There is only one influent observation and it is non-detect with a value of < 1 | ND = non-detect
Treatability Study Technical Memorandum, Blue Ledge Mine Superfund Site, Siskiyou County, California | BLUE LEDGE MINE | CAN000906063 | N/A | N/A | TSP04 | Post operations | BCR 4 | Passive | Successive alkalinity producing system (SAPS) | Pre-treatment | Discharge from reclaimed waste rock pile 1 (WRP1) area (adits, runoff, and groundwater seeps) | N | Pre-treatment | Data not provided | Rogue River – Siskiyou National Forest in Northern California/no constraints noted | Pilot | September - December 2012 | Sulfide | Sulfide | mg/L | N | N/A | [6 empty] | 4.3 | ND | Not Applicable |  |  |  | Data not provided | Data not provided | Data not provided | Data not provided | Data not provided | Data not provided | Data not provided | Data not provided |  | Effluent | 7.15 | 4.64 | mg/L | 15.84 | °C | Data not provided | N/A | Data not provided | N/A | -24 | mV | 2969 | µS/cm | None | N/A | Data not provided | Data not provided | Data not provided | Data not provided | Data not provided | Data not provided | Data not provided | Data not provided | The short time period of the study and cold weather/cold influent water appear to have had an overall negative effect on establishing robust microbial communities and sustaining sulfate reduction. | Data not provided | Fresh dairy cow manure should be used rather than horse manure - Dairy manure has been shown to contain higher numbers and diversity of SRB than horse or other manure types. Must have a consistent ethanol dose to the barrels. | Data not provided | Successive alkalinity producing system (SAPS) with manure and limestone | Data not provided | There is only one influent observation and it is non-detect with a value of < 1. Multiple limits of detection over time of study. Value is the max effluent value not qualified as non-detect. Non-detect values is < 1. | ND = non-detect
Treatability Study Technical Memorandum, Blue Ledge Mine Superfund Site, Siskiyou County, California | BLUE LEDGE MINE | CAN000906063 | N/A | N/A | TSP04 | Post operations | BCR 4 | Passive | Successive alkalinity producing system (SAPS) | Pre-treatment | Discharge from reclaimed waste rock pile 1 (WRP1) area (adits, runoff, and groundwater seeps) | N | Pre-treatment | Data not provided | Rogue River – Siskiyou National Forest in Northern California/no constraints noted | Pilot | September - December 2012 | Sulfide | Sulfide | mg/L | N | N/A | [9 empty] | 0.64 | Data not provided | Not Applicable | Data not provided | Data not provided | Data not provided | Data not provided | Data not provided | Data not provided | Data not provided | Data not provided |  | Effluent | 6.89 | 0.82 | mg/L | 6.58 | °C | Data not provided | N/A | Data not provided | N/A | -146.9 | mV | 854 | µS/cm | None | N/A | Data not provided | Data not provided | Data not provided | Data not provided | Data not provided | Data not provided | Data not provided | Data not provided | The short time period of the study and cold weather/cold influent water appear to have had an overall negative effect on establishing robust microbial communities and sustaining sulfate reduction. | Data not provided | Fresh dairy cow manure should be used rather than horse manure - Dairy manure has been shown to contain higher numbers and diversity of SRB than horse or other manure types. Must have a consistent ethanol dose to the barrels. | Data not provided | Successive alkalinity producing system (SAPS) with manure and limestone | Data not provided | There is only one influent observation and it is non-detect with a value of < 1. Multiple limits of detection over time of study. Value is the min effluent value not qualified as non-detect. Non-detect values is < 1. | ND = non-detect
Treatability Study Technical Memorandum, Blue Ledge Mine Superfund Site, Siskiyou County, California | BLUE LEDGE MINE | CAN000906063 | N/A | N/A | TSP05 | Post operations | BCR 5 | Passive | Successive alkalinity producing system (SAPS) | Pre-treatment | Discharge from reclaimed waste rock pile 1 (WRP1) area (adits, runoff, and groundwater seeps) | N | Pre-treatment | Data not provided | Rogue River – Siskiyou National Forest in Northern California/no constraints noted | Pilot | September - December 2012 | Sulfide | Sulfide | mg/L | N | N/A | ND | 5.5 | Not Applicable | [9 empty] | Data not provided | Data not provided | Data not provided | Data not provided | Data not provided | Data not provided | Data not provided | Data not provided |  | Influent | 2.87 | 10.72 | mg/L | 11.45 | °C | Data not provided | N/A | Data not provided | N/A | 222 | mV | 1137 | µS/cm | None | N/A | Data not provided | Data not provided | Data not provided | Data not provided | Data not provided | Data not provided | Data not provided | Data not provided | The short time period of the study and cold weather/cold influent water appear to have had an overall negative effect on establishing robust microbial communities and sustaining sulfate reduction. | Data not provided | Fresh dairy cow manure should be used rather than horse manure - Dairy manure has been shown to contain higher numbers and diversity of SRB than horse or other manure types. Must have a consistent ethanol dose to the barrels. | Data not provided | Same as BCR 4 with the addition of ethanol. Successive alkalinity producing system (SAPS) with manure and limestone | Data not provided | There is only one influent observation and it is non-detect with a value of < 1 | ND = non-detect
Treatability Study Technical Memorandum, Blue Ledge Mine Superfund Site, Siskiyou County, California | BLUE LEDGE MINE | CAN000906063 | N/A | N/A | TSP05 | Post operations | BCR 5 | Passive | Successive alkalinity producing system (SAPS) | Pre-treatment | Discharge from reclaimed waste rock pile 1 (WRP1) area (adits, runoff, and groundwater seeps) | N | Pre-treatment | Data not provided | Rogue River – Siskiyou National Forest in Northern California/no constraints noted | Pilot | September - December 2012 | Sulfide | Sulfide | mg/L | N | N/A |  |  |  | ND | 5.5 | Not Applicable | [6 empty] | Data not provided | Data not provided | Data not provided | Data not provided | Data not provided | Data not provided | Data not provided | Data not provided |  | Influent | 2.87 | 10.72 | mg/L | 11.45 | °C | Data not provided | N/A | Data not provided | N/A | 222 | mV | 1137 | µS/cm | None | N/A | Data not provided | Data not provided | Data not provided | Data not provided | Data not provided | Data not provided | Data not provided | Data not provided | The short time period of the study and cold weather/cold influent water appear to have had an overall negative effect on establishing robust microbial communities and sustaining sulfate reduction. | Data not provided | Fresh dairy cow manure should be used rather than horse manure - Dairy manure has been shown to contain higher numbers and diversity of SRB than horse or other manure types. Must have a consistent ethanol dose to the barrels. | Data not provided | Same as BCR 4 with the addition of ethanol. Successive alkalinity producing system (SAPS) with manure and limestone | Data not provided | There is only one influent observation and it is non-detect with a value of < 1 | ND = non-detect
Treatability Study Technical Memorandum, Blue Ledge Mine Superfund Site, Siskiyou County, California | BLUE LEDGE MINE | CAN000906063 | N/A | N/A | TSP05 | Post operations | BCR 5 | Passive | Successive alkalinity producing system (SAPS) | Pre-treatment | Discharge from reclaimed waste rock pile 1 (WRP1) area (adits, runoff, and groundwater seeps) | N | Pre-treatment | Data not provided | Rogue River – Siskiyou National Forest in Northern California/no constraints noted | Pilot | September - December 2012 | Sulfide | Sulfide | mg/L | N | N/A | [6 empty] | 5.5 | ND | Not Applicable |  |  |  | Data not provided | Data not provided | Data not provided | Data not provided | Data not provided | Data not provided | Data not provided | Data not provided |  | Effluent | 6.14 | 7.74 | mg/L | 15.79 | °C | Data not provided | N/A | Data not provided | N/A | 78.9 | mV | 4040 | µS/cm | None | N/A | Data not provided | Data not provided | Data not provided | Data not provided | Data not provided | Data not provided | Data not provided | Data not provided | The short time period of the study and cold weather/cold influent water appear to have had an overall negative effect on establishing robust microbial communities and sustaining sulfate reduction. | Data not provided | Fresh dairy cow manure should be used rather than horse manure - Dairy manure has been shown to contain higher numbers and diversity of SRB than horse or other manure types. Must have a consistent ethanol dose to the barrels. | Data not provided | Same as BCR 4 with the addition of ethanol. Successive alkalinity producing system (SAPS) with manure and limestone | Data not provided | There is only one influent observation and it is non-detect with a value of < 1. Multiple limits of detection over time of study. Value is the max effluent value not qualified as non-detect. Non-detect values is < 1. | ND = non-detect
Treatability Study Technical Memorandum, Blue Ledge Mine Superfund Site, Siskiyou County, California | BLUE LEDGE MINE | CAN000906063 | N/A | N/A | TSP05 | Post operations | BCR 5 | Passive | Successive alkalinity producing system (SAPS) | Pre-treatment | Discharge from reclaimed waste rock pile 1 (WRP1) area (adits, runoff, and groundwater seeps) | N | Pre-treatment | Data not provided | Rogue River – Siskiyou National Forest in Northern California/no constraints noted | Pilot | September - December 2012 | Sulfide | Sulfide | mg/L | N | N/A | [9 empty] | 1.6 | Data not provided | Not Applicable | Data not provided | Data not provided | Data not provided | Data not provided | Data not provided | Data not provided | Data not provided | Data not provided |  | Effluent | 6.55 | 1.22 | mg/L | 4.74 | °C | Data not provided | N/A | Data not provided | N/A | -201.9 | mV | 683 | µS/cm | None | N/A | Data not provided | Data not provided | Data not provided | Data not provided | Data not provided | Data not provided | Data not provided | Data not provided | The short time period of the study and cold weather/cold influent water appear to have had an overall negative effect on establishing robust microbial communities and sustaining sulfate reduction. | Data not provided | Fresh dairy cow manure should be used rather than horse manure - Dairy manure has been shown to contain higher numbers and diversity of SRB than horse or other manure types. Must have a consistent ethanol dose to the barrels. | Data not provided | Same as BCR 4 with the addition of ethanol. Successive alkalinity producing system (SAPS) with manure and limestone | Data not provided | There is only one influent observation and it is non-detect with a value of < 1. Multiple limits of detection over time of study. Value is the min effluent value not qualified as non-detect. Non-detect values is < 1. | ND = non-detect
Treatability Study Technical Memorandum, Blue Ledge Mine Superfund Site, Siskiyou County, California | BLUE LEDGE MINE | CAN000906063 | N/A | N/A | TSP01 | Post operations | BCR 1 | Passive | Biochemical reactor (BCR) | No pre-treatment | Discharge from reclaimed waste rock pile 1 (WRP1) area (adits, runoff, and groundwater seeps) | N | BCR without pre-treatment | Data not provided | Rogue River – Siskiyou National Forest in Northern California/no constraints noted | Pilot | September - December 2012 | Total Dissolved Solids | TDS | mg/L | N | N/A | 910 | 980 | -7.6923 | [9 empty] | Data not provided | Data not provided | Data not provided | Data not provided | Data not provided | Data not provided | Data not provided | Data not provided |  | Influent | 3.15 | 9.09 | mg/L | 5.76 | °C | Data not provided | N/A | Data not provided | N/A | 260.6 | mV | 2255 | µS/cm | None | N/A | Data not provided | Data not provided | Data not provided | Data not provided | Data not provided | Data not provided | Data not provided | Data not provided | The short time period of the study and cold weather/cold influent water appear to have had an overall negative effect on establishing robust microbial communities and sustaining sulfate reduction. | Data not provided | Fresh dairy cow manure should be used rather than horse manure - Dairy manure has been shown to contain higher numbers and diversity of SRB than horse or other manure types. Must have a consistent ethanol dose to the barrels. | Data not provided | Substrate: standard wood based substrate (wood chips and sawdust) | Data not provided | Data not provided
Treatability Study Technical Memorandum, Blue Ledge Mine Superfund Site, Siskiyou County, California | BLUE LEDGE MINE | CAN000906063 | N/A | N/A | TSP01 | Post operations | BCR 1 | Passive | Biochemical reactor (BCR) | No pre-treatment | Discharge from reclaimed waste rock pile 1 (WRP1) area (adits, runoff, and groundwater seeps) | N | BCR without pre-treatment | Data not provided | Rogue River – Siskiyou National Forest in Northern California/no constraints noted | Pilot | September - December 2012 | Total Dissolved Solids | TDS | mg/L | N | N/A |  |  |  | 260 | 790 | -203.8462 | [6 empty] | Data not provided | Data not provided | Data not provided | Data not provided | Data not provided | Data not provided | Data not provided | Data not provided |  | Influent | 3.07 | 8.64 | mg/L | 5.49 | °C | Data not provided | N/A | Data not provided | N/A | 515.3 | mV | 561 | µS/cm | None | N/A | Data not provided | Data not provided | Data not provided | Data not provided | Data not provided | Data not provided | Data not provided | Data not provided | The short time period of the study and cold weather/cold influent water appear to have had an overall negative effect on establishing robust microbial communities and sustaining sulfate reduction. | Data not provided | Fresh dairy cow manure should be used rather than horse manure - Dairy manure has been shown to contain higher numbers and diversity of SRB than horse or other manure types. Must have a consistent ethanol dose to the barrels. | Data not provided | Substrate: standard wood based substrate (wood chips and sawdust) | Data not provided | Data not provided
Treatability Study Technical Memorandum, Blue Ledge Mine Superfund Site, Siskiyou County, California | BLUE LEDGE MINE | CAN000906063 | N/A | N/A | TSP01 | Post operations | BCR 1 | Passive | Biochemical reactor (BCR) | No pre-treatment | Discharge from reclaimed waste rock pile 1 (WRP1) area (adits, runoff, and groundwater seeps) | N | BCR without pre-treatment | Data not provided | Rogue River – Siskiyou National Forest in Northern California/no constraints noted | Pilot | September - December 2012 | Total Dissolved Solids | TDS | mg/L | N | N/A | [6 empty] | 5900 | 820 | -619.5122 |  |  |  | Data not provided | Data not provided | Data not provided | Data not provided | Data not provided | Data not provided | Data not provided | Data not provided |  | Effluent | 5.77 | 8.05 | mg/L | 14.73 | °C | Data not provided | N/A | Data not provided | N/A | 249.4 | mV | 2656 | µS/cm | None | N/A | Data not provided | Data not provided | Data not provided | Data not provided | Data not provided | Data not provided | Data not provided | Data not provided | The short time period of the study and cold weather/cold influent water appear to have had an overall negative effect on establishing robust microbial communities and sustaining sulfate reduction. | Data not provided | Fresh dairy cow manure should be used rather than horse manure - Dairy manure has been shown to contain higher numbers and diversity of SRB than horse or other manure types. Must have a consistent ethanol dose to the barrels. | Data not provided | Substrate: standard wood based substrate (wood chips and sawdust) | Data not provided | Data not provided
Treatability Study Technical Memorandum, Blue Ledge Mine Superfund Site, Siskiyou County, California | BLUE LEDGE MINE | CAN000906063 | N/A | N/A | TSP01 | Post operations | BCR 1 | Passive | Biochemical reactor (BCR) | No pre-treatment | Discharge from reclaimed waste rock pile 1 (WRP1) area (adits, runoff, and groundwater seeps) | N | BCR without pre-treatment | Data not provided | Rogue River – Siskiyou National Forest in Northern California/no constraints noted | Pilot | September - December 2012 | Total Dissolved Solids | TDS | mg/L | N | N/A | [9 empty] | 580 | 350 | -65.7143 | Data not provided | Data not provided | Data not provided | Data not provided | Data not provided | Data not provided | Data not provided | Data not provided |  | Effluent | 6.61 | 2.84 | mg/L | 5.33 | °C | Data not provided | N/A | Data not provided | N/A | -2.3 | mV | 799 | µS/cm | None | N/A | Data not provided | Data not provided | Data not provided | Data not provided | Data not provided | Data not provided | Data not provided | Data not provided | The short time period of the study and cold weather/cold influent water appear to have had an overall negative effect on establishing robust microbial communities and sustaining sulfate reduction. | Data not provided | Fresh dairy cow manure should be used rather than horse manure - Dairy manure has been shown to contain higher numbers and diversity of SRB than horse or other manure types. Must have a consistent ethanol dose to the barrels. | Data not provided | Substrate: standard wood based substrate (wood chips and sawdust) | Data not provided | Data not provided
Treatability Study Technical Memorandum, Blue Ledge Mine Superfund Site, Siskiyou County, California | BLUE LEDGE MINE | CAN000906063 | N/A | N/A | TSP02 | Post operations | BCR 2 | Passive | Biochemical reactor (BCR) | No pre-treatment | Discharge from reclaimed waste rock pile 1 (WRP1) area (adits, runoff, and groundwater seeps) | N | BCR without pre-treatment | Data not provided | Rogue River – Siskiyou National Forest in Northern California/no constraints noted | Pilot | September - December 2012 | Total Dissolved Solids | TDS | mg/L | N | N/A | 910 | 900 | 1.0989 | [9 empty] | Data not provided | Data not provided | Data not provided | Data not provided | Data not provided | Data not provided | Data not provided | Data not provided |  | Influent | 3.15 | 9.09 | mg/L | 5.76 | °C | Data not provided | N/A | Data not provided | N/A | 260.6 | mV | 2255 | µS/cm | None | N/A | Data not provided | Data not provided | Data not provided | Data not provided | Data not provided | Data not provided | Data not provided | Data not provided | The short time period of the study and cold weather/cold influent water appear to have had an overall negative effect on establishing robust microbial communities and sustaining sulfate reduction. | Data not provided | Fresh dairy cow manure should be used rather than horse manure - Dairy manure has been shown to contain higher numbers and diversity of SRB than horse or other manure types. Must have a consistent ethanol dose to the barrels. | Data not provided | Substrate: standard wood based substrate (wood chips and sawdust) with compost (horse manure) | Data not provided | Data not provided
Treatability Study Technical Memorandum, Blue Ledge Mine Superfund Site, Siskiyou County, California | BLUE LEDGE MINE | CAN000906063 | N/A | N/A | TSP02 | Post operations | BCR 2 | Passive | Biochemical reactor (BCR) | No pre-treatment | Discharge from reclaimed waste rock pile 1 (WRP1) area (adits, runoff, and groundwater seeps) | N | BCR without pre-treatment | Data not provided | Rogue River – Siskiyou National Forest in Northern California/no constraints noted | Pilot | September - December 2012 | Total Dissolved Solids | TDS | mg/L | N | N/A |  |  |  | 260 | 720 | -176.9231 | [6 empty] | Data not provided | Data not provided | Data not provided | Data not provided | Data not provided | Data not provided | Data not provided | Data not provided |  | Influent | 3.07 | 8.64 | mg/L | 5.49 | °C | Data not provided | N/A | Data not provided | N/A | 515.3 | mV | 561 | µS/cm | None | N/A | Data not provided | Data not provided | Data not provided | Data not provided | Data not provided | Data not provided | Data not provided | Data not provided | The short time period of the study and cold weather/cold influent water appear to have had an overall negative effect on establishing robust microbial communities and sustaining sulfate reduction. | Data not provided | Fresh dairy cow manure should be used rather than horse manure - Dairy manure has been shown to contain higher numbers and diversity of SRB than horse or other manure types. Must have a consistent ethanol dose to the barrels. | Data not provided | Substrate: standard wood based substrate (wood chips and sawdust) with compost (horse manure) | Data not provided | Data not provided
Treatability Study Technical Memorandum, Blue Ledge Mine Superfund Site, Siskiyou County, California | BLUE LEDGE MINE | CAN000906063 | N/A | N/A | TSP02 | Post operations | BCR 2 | Passive | Biochemical reactor (BCR) | No pre-treatment | Discharge from reclaimed waste rock pile 1 (WRP1) area (adits, runoff, and groundwater seeps) | N | BCR without pre-treatment | Data not provided | Rogue River – Siskiyou National Forest in Northern California/no constraints noted | Pilot | September - December 2012 | Total Dissolved Solids | TDS | mg/L | N | N/A | [6 empty] | 6000 | 820 | -631.7073 |  |  |  | Data not provided | Data not provided | Data not provided | Data not provided | Data not provided | Data not provided | Data not provided | Data not provided |  | Effluent | 5.55 | 5.45 | mg/L | 14.93 | °C | Data not provided | N/A | Data not provided | N/A | 79 | mV | 5425 | µS/cm | None | N/A | Data not provided | Data not provided | Data not provided | Data not provided | Data not provided | Data not provided | Data not provided | Data not provided | The short time period of the study and cold weather/cold influent water appear to have had an overall negative effect on establishing robust microbial communities and sustaining sulfate reduction. | Data not provided | Fresh dairy cow manure should be used rather than horse manure - Dairy manure has been shown to contain higher numbers and diversity of SRB than horse or other manure types. Must have a consistent ethanol dose to the barrels. | Data not provided | Substrate: standard wood based substrate (wood chips and sawdust) with compost (horse manure) | Data not provided | Data not provided
Treatability Study Technical Memorandum, Blue Ledge Mine Superfund Site, Siskiyou County, California | BLUE LEDGE MINE | CAN000906063 | N/A | N/A | TSP02 | Post operations | BCR 2 | Passive | Biochemical reactor (BCR) | No pre-treatment | Discharge from reclaimed waste rock pile 1 (WRP1) area (adits, runoff, and groundwater seeps) | N | BCR without pre-treatment | Data not provided | Rogue River – Siskiyou National Forest in Northern California/no constraints noted | Pilot | September - December 2012 | Total Dissolved Solids | TDS | mg/L | N | N/A | [9 empty] | 510 | 350 | -45.7143 | Data not provided | Data not provided | Data not provided | Data not provided | Data not provided | Data not provided | Data not provided | Data not provided |  | Effluent | 6.33 | 4.77 | mg/L | 5.69 | °C | Data not provided | N/A | Data not provided | N/A | -102.9 | mV | 698 | µS/cm | None | N/A | Data not provided | Data not provided | Data not provided | Data not provided | Data not provided | Data not provided | Data not provided | Data not provided | The short time period of the study and cold weather/cold influent water appear to have had an overall negative effect on establishing robust microbial communities and sustaining sulfate reduction. | Data not provided | Fresh dairy cow manure should be used rather than horse manure - Dairy manure has been shown to contain higher numbers and diversity of SRB than horse or other manure types. Must have a consistent ethanol dose to the barrels. | Data not provided | Substrate: standard wood based substrate (wood chips and sawdust) with compost (horse manure) | Data not provided | Data not provided
Treatability Study Technical Memorandum, Blue Ledge Mine Superfund Site, Siskiyou County, California | BLUE LEDGE MINE | CAN000906063 | N/A | N/A | TSP03 | Post operations | BCR 3 | Passive | Biochemical reactor (BCR) | No pre-treatment | Discharge from reclaimed waste rock pile 1 (WRP1) area (adits, runoff, and groundwater seeps) | N | BCR without pre-treatment | Data not provided | Rogue River – Siskiyou National Forest in Northern California/no constraints noted | Pilot | September - December 2012 | Total Dissolved Solids | TDS | mg/L | N | N/A | 910 | 3000 | -229.6703 | [9 empty] | Data not provided | Data not provided | Data not provided | Data not provided | Data not provided | Data not provided | Data not provided | Data not provided |  | Influent | 3.15 | 9.09 | mg/L | 5.76 | °C | Data not provided | N/A | Data not provided | N/A | 260.6 | mV | 2255 | µS/cm | None | N/A | Data not provided | Data not provided | Data not provided | Data not provided | Data not provided | Data not provided | Data not provided | Data not provided | The short time period of the study and cold weather/cold influent water appear to have had an overall negative effect on establishing robust microbial communities and sustaining sulfate reduction. | Data not provided | Fresh dairy cow manure should be used rather than horse manure - Dairy manure has been shown to contain higher numbers and diversity of SRB than horse or other manure types. Must have a consistent ethanol dose to the barrels. | Data not provided | Substrate: ChitoRem | Data not provided | Data not provided
Treatability Study Technical Memorandum, Blue Ledge Mine Superfund Site, Siskiyou County, California | BLUE LEDGE MINE | CAN000906063 | N/A | N/A | TSP03 | Post operations | BCR 3 | Passive | Biochemical reactor (BCR) | No pre-treatment | Discharge from reclaimed waste rock pile 1 (WRP1) area (adits, runoff, and groundwater seeps) | N | BCR without pre-treatment | Data not provided | Rogue River – Siskiyou National Forest in Northern California/no constraints noted | Pilot | September - December 2012 | Total Dissolved Solids | TDS | mg/L | N | N/A |  |  |  | 260 | 3000 | -1053.8462 | [6 empty] | Data not provided | Data not provided | Data not provided | Data not provided | Data not provided | Data not provided | Data not provided | Data not provided |  | Influent | 3.07 | 8.64 | mg/L | 5.49 | °C | Data not provided | N/A | Data not provided | N/A | 515.3 | mV | 561 | µS/cm | None | N/A | Data not provided | Data not provided | Data not provided | Data not provided | Data not provided | Data not provided | Data not provided | Data not provided | The short time period of the study and cold weather/cold influent water appear to have had an overall negative effect on establishing robust microbial communities and sustaining sulfate reduction. | Data not provided | Fresh dairy cow manure should be used rather than horse manure - Dairy manure has been shown to contain higher numbers and diversity of SRB than horse or other manure types. Must have a consistent ethanol dose to the barrels. | Data not provided | Substrate: ChitoRem | Data not provided | Data not provided
Treatability Study Technical Memorandum, Blue Ledge Mine Superfund Site, Siskiyou County, California | BLUE LEDGE MINE | CAN000906063 | N/A | N/A | TSP03 | Post operations | BCR 3 | Passive | Biochemical reactor (BCR) | No pre-treatment | Discharge from reclaimed waste rock pile 1 (WRP1) area (adits, runoff, and groundwater seeps) | N | BCR without pre-treatment | Data not provided | Rogue River – Siskiyou National Forest in Northern California/no constraints noted | Pilot | September - December 2012 | Total Dissolved Solids | TDS | mg/L | N | N/A | [6 empty] | 27000 | 820 | -3192.6829 |  |  |  | Data not provided | Data not provided | Data not provided | Data not provided | Data not provided | Data not provided | Data not provided | Data not provided |  | Effluent | 7.16 | 2.12 | mg/L | 15.37 | °C | Data not provided | N/A | Data not provided | N/A | -107.2 | mV | 29030 | µS/cm | None | N/A | Data not provided | Data not provided | Data not provided | Data not provided | Data not provided | Data not provided | Data not provided | Data not provided | The short time period of the study and cold weather/cold influent water appear to have had an overall negative effect on establishing robust microbial communities and sustaining sulfate reduction. | Data not provided | Fresh dairy cow manure should be used rather than horse manure - Dairy manure has been shown to contain higher numbers and diversity of SRB than horse or other manure types. Must have a consistent ethanol dose to the barrels. | Data not provided | Substrate: ChitoRem | Data not provided | Data not provided
Treatability Study Technical Memorandum, Blue Ledge Mine Superfund Site, Siskiyou County, California | BLUE LEDGE MINE | CAN000906063 | N/A | N/A | TSP03 | Post operations | BCR 3 | Passive | Biochemical reactor (BCR) | No pre-treatment | Discharge from reclaimed waste rock pile 1 (WRP1) area (adits, runoff, and groundwater seeps) | N | BCR without pre-treatment | Data not provided | Rogue River – Siskiyou National Forest in Northern California/no constraints noted | Pilot | September - December 2012 | Total Dissolved Solids | TDS | mg/L | N | N/A | [9 empty] | 1900 | 350 | -442.8571 | Data not provided | Data not provided | Data not provided | Data not provided | Data not provided | Data not provided | Data not provided | Data not provided |  | Effluent | 7.22 | 1.89 | mg/L | 5.47 | °C | Data not provided | N/A | Data not provided | N/A | -134.2 | mV | 3074 | µS/cm | None | N/A | Data not provided | Data not provided | Data not provided | Data not provided | Data not provided | Data not provided | Data not provided | Data not provided | The short time period of the study and cold weather/cold influent water appear to have had an overall negative effect on establishing robust microbial communities and sustaining sulfate reduction. | Data not provided | Fresh dairy cow manure should be used rather than horse manure - Dairy manure has been shown to contain higher numbers and diversity of SRB than horse or other manure types. Must have a consistent ethanol dose to the barrels. | Data not provided | Substrate: ChitoRem | Data not provided | Data not provided
Treatability Study Technical Memorandum, Blue Ledge Mine Superfund Site, Siskiyou County, California | BLUE LEDGE MINE | CAN000906063 | N/A | N/A | TSP04 | Post operations | BCR 4 | Passive | Successive alkalinity producing system (SAPS) | Pre-treatment | Discharge from reclaimed waste rock pile 1 (WRP1) area (adits, runoff, and groundwater seeps) | N | Pre-treatment | Data not provided | Rogue River – Siskiyou National Forest in Northern California/no constraints noted | Pilot | September - December 2012 | Total Dissolved Solids | TDS | mg/L | N | N/A | 910 | 880 | 3.2967 | [9 empty] | Data not provided | Data not provided | Data not provided | Data not provided | Data not provided | Data not provided | Data not provided | Data not provided |  | Influent | 3.15 | 9.09 | mg/L | 5.76 | °C | Data not provided | N/A | Data not provided | N/A | 260.6 | mV | 2255 | µS/cm | None | N/A | Data not provided | Data not provided | Data not provided | Data not provided | Data not provided | Data not provided | Data not provided | Data not provided | The short time period of the study and cold weather/cold influent water appear to have had an overall negative effect on establishing robust microbial communities and sustaining sulfate reduction. | Data not provided | Fresh dairy cow manure should be used rather than horse manure - Dairy manure has been shown to contain higher numbers and diversity of SRB than horse or other manure types. Must have a consistent ethanol dose to the barrels. | Data not provided | Successive alkalinity producing system (SAPS) with manure and limestone | Data not provided | Data not provided
Treatability Study Technical Memorandum, Blue Ledge Mine Superfund Site, Siskiyou County, California | BLUE LEDGE MINE | CAN000906063 | N/A | N/A | TSP04 | Post operations | BCR 4 | Passive | Successive alkalinity producing system (SAPS) | Pre-treatment | Discharge from reclaimed waste rock pile 1 (WRP1) area (adits, runoff, and groundwater seeps) | N | Pre-treatment | Data not provided | Rogue River – Siskiyou National Forest in Northern California/no constraints noted | Pilot | September - December 2012 | Total Dissolved Solids | TDS | mg/L | N | N/A |  |  |  | 260 | 660 | -153.8462 | [6 empty] | Data not provided | Data not provided | Data not provided | Data not provided | Data not provided | Data not provided | Data not provided | Data not provided |  | Influent | 3.07 | 8.64 | mg/L | 5.49 | °C | Data not provided | N/A | Data not provided | N/A | 515.3 | mV | 561 | µS/cm | None | N/A | Data not provided | Data not provided | Data not provided | Data not provided | Data not provided | Data not provided | Data not provided | Data not provided | The short time period of the study and cold weather/cold influent water appear to have had an overall negative effect on establishing robust microbial communities and sustaining sulfate reduction. | Data not provided | Fresh dairy cow manure should be used rather than horse manure - Dairy manure has been shown to contain higher numbers and diversity of SRB than horse or other manure types. Must have a consistent ethanol dose to the barrels. | Data not provided | Successive alkalinity producing system (SAPS) with manure and limestone | Data not provided | Data not provided
Treatability Study Technical Memorandum, Blue Ledge Mine Superfund Site, Siskiyou County, California | BLUE LEDGE MINE | CAN000906063 | N/A | N/A | TSP04 | Post operations | BCR 4 | Passive | Successive alkalinity producing system (SAPS) | Pre-treatment | Discharge from reclaimed waste rock pile 1 (WRP1) area (adits, runoff, and groundwater seeps) | N | Pre-treatment | Data not provided | Rogue River – Siskiyou National Forest in Northern California/no constraints noted | Pilot | September - December 2012 | Total Dissolved Solids | TDS | mg/L | N | N/A | [6 empty] | 3200 | 820 | -290.2439 |  |  |  | Data not provided | Data not provided | Data not provided | Data not provided | Data not provided | Data not provided | Data not provided | Data not provided |  | Effluent | 7.15 | 4.64 | mg/L | 15.84 | °C | Data not provided | N/A | Data not provided | N/A | -24 | mV | 2969 | µS/cm | None | N/A | Data not provided | Data not provided | Data not provided | Data not provided | Data not provided | Data not provided | Data not provided | Data not provided | The short time period of the study and cold weather/cold influent water appear to have had an overall negative effect on establishing robust microbial communities and sustaining sulfate reduction. | Data not provided | Fresh dairy cow manure should be used rather than horse manure - Dairy manure has been shown to contain higher numbers and diversity of SRB than horse or other manure types. Must have a consistent ethanol dose to the barrels. | Data not provided | Successive alkalinity producing system (SAPS) with manure and limestone | Data not provided | Data not provided
Treatability Study Technical Memorandum, Blue Ledge Mine Superfund Site, Siskiyou County, California | BLUE LEDGE MINE | CAN000906063 | N/A | N/A | TSP04 | Post operations | BCR 4 | Passive | Successive alkalinity producing system (SAPS) | Pre-treatment | Discharge from reclaimed waste rock pile 1 (WRP1) area (adits, runoff, and groundwater seeps) | N | Pre-treatment | Data not provided | Rogue River – Siskiyou National Forest in Northern California/no constraints noted | Pilot | September - December 2012 | Total Dissolved Solids | TDS | mg/L | N | N/A | [9 empty] | 420 | 350 | -20 | Data not provided | Data not provided | Data not provided | Data not provided | Data not provided | Data not provided | Data not provided | Data not provided |  | Effluent | 6.98 | 2.44 | mg/L | 5.35 | °C | Data not provided | N/A | Data not provided | N/A | -150.4 | mV | 638 | µS/cm | None | N/A | Data not provided | Data not provided | Data not provided | Data not provided | Data not provided | Data not provided | Data not provided | Data not provided | The short time period of the study and cold weather/cold influent water appear to have had an overall negative effect on establishing robust microbial communities and sustaining sulfate reduction. | Data not provided | Fresh dairy cow manure should be used rather than horse manure - Dairy manure has been shown to contain higher numbers and diversity of SRB than horse or other manure types. Must have a consistent ethanol dose to the barrels. | Data not provided | Successive alkalinity producing system (SAPS) with manure and limestone | Data not provided | Data not provided
Treatability Study Technical Memorandum, Blue Ledge Mine Superfund Site, Siskiyou County, California | BLUE LEDGE MINE | CAN000906063 | N/A | N/A | TSP05 | Post operations | BCR 5 | Passive | Successive alkalinity producing system (SAPS) | Pre-treatment | Discharge from reclaimed waste rock pile 1 (WRP1) area (adits, runoff, and groundwater seeps) | N | Pre-treatment | Data not provided | Rogue River – Siskiyou National Forest in Northern California/no constraints noted | Pilot | September - December 2012 | Total Dissolved Solids | TDS | mg/L | N | N/A | 910 | 1300 | -42.8571 | [9 empty] | Data not provided | Data not provided | Data not provided | Data not provided | Data not provided | Data not provided | Data not provided | Data not provided |  | Influent | 3.15 | 9.09 | mg/L | 5.76 | °C | Data not provided | N/A | Data not provided | N/A | 260.6 | mV | 2255 | µS/cm | None | N/A | Data not provided | Data not provided | Data not provided | Data not provided | Data not provided | Data not provided | Data not provided | Data not provided | The short time period of the study and cold weather/cold influent water appear to have had an overall negative effect on establishing robust microbial communities and sustaining sulfate reduction. | Data not provided | Fresh dairy cow manure should be used rather than horse manure - Dairy manure has been shown to contain higher numbers and diversity of SRB than horse or other manure types. Must have a consistent ethanol dose to the barrels. | Data not provided | Same as BCR 4 with the addition of ethanol. Successive alkalinity producing system (SAPS) with manure and limestone | Data not provided | Data not provided
Treatability Study Technical Memorandum, Blue Ledge Mine Superfund Site, Siskiyou County, California | BLUE LEDGE MINE | CAN000906063 | N/A | N/A | TSP05 | Post operations | BCR 5 | Passive | Successive alkalinity producing system (SAPS) | Pre-treatment | Discharge from reclaimed waste rock pile 1 (WRP1) area (adits, runoff, and groundwater seeps) | N | Pre-treatment | Data not provided | Rogue River – Siskiyou National Forest in Northern California/no constraints noted | Pilot | September - December 2012 | Total Dissolved Solids | TDS | mg/L | N | N/A |  |  |  | 260 | 960 | -269.2308 | [6 empty] | Data not provided | Data not provided | Data not provided | Data not provided | Data not provided | Data not provided | Data not provided | Data not provided |  | Influent | 3.07 | 8.64 | mg/L | 5.49 | °C | Data not provided | N/A | Data not provided | N/A | 515.3 | mV | 561 | µS/cm | None | N/A | Data not provided | Data not provided | Data not provided | Data not provided | Data not provided | Data not provided | Data not provided | Data not provided | The short time period of the study and cold weather/cold influent water appear to have had an overall negative effect on establishing robust microbial communities and sustaining sulfate reduction. | Data not provided | Fresh dairy cow manure should be used rather than horse manure - Dairy manure has been shown to contain higher numbers and diversity of SRB than horse or other manure types. Must have a consistent ethanol dose to the barrels. | Data not provided | Same as BCR 4 with the addition of ethanol. Successive alkalinity producing system (SAPS) with manure and limestone | Data not provided | Data not provided
Treatability Study Technical Memorandum, Blue Ledge Mine Superfund Site, Siskiyou County, California | BLUE LEDGE MINE | CAN000906063 | N/A | N/A | TSP05 | Post operations | BCR 5 | Passive | Successive alkalinity producing system (SAPS) | Pre-treatment | Discharge from reclaimed waste rock pile 1 (WRP1) area (adits, runoff, and groundwater seeps) | N | Pre-treatment | Data not provided | Rogue River – Siskiyou National Forest in Northern California/no constraints noted | Pilot | September - December 2012 | Total Dissolved Solids | TDS | mg/L | N | N/A | [6 empty] | 4500 | 820 | -448.7805 |  |  |  | Data not provided | Data not provided | Data not provided | Data not provided | Data not provided | Data not provided | Data not provided | Data not provided |  | Effluent | 6.14 | 7.74 | mg/L | 15.79 | °C | Data not provided | N/A | Data not provided | N/A | 78.9 | mV | 4040 | µS/cm | None | N/A | Data not provided | Data not provided | Data not provided | Data not provided | Data not provided | Data not provided | Data not provided | Data not provided | The short time period of the study and cold weather/cold influent water appear to have had an overall negative effect on establishing robust microbial communities and sustaining sulfate reduction. | Data not provided | Fresh dairy cow manure should be used rather than horse manure - Dairy manure has been shown to contain higher numbers and diversity of SRB than horse or other manure types. Must have a consistent ethanol dose to the barrels. | Data not provided | Same as BCR 4 with the addition of ethanol. Successive alkalinity producing system (SAPS) with manure and limestone | Data not provided | Data not provided
Treatability Study Technical Memorandum, Blue Ledge Mine Superfund Site, Siskiyou County, California | BLUE LEDGE MINE | CAN000906063 | N/A | N/A | TSP05 | Post operations | BCR 5 | Passive | Successive alkalinity producing system (SAPS) | Pre-treatment | Discharge from reclaimed waste rock pile 1 (WRP1) area (adits, runoff, and groundwater seeps) | N | Pre-treatment | Data not provided | Rogue River – Siskiyou National Forest in Northern California/no constraints noted | Pilot | September - December 2012 | Total Dissolved Solids | TDS | mg/L | N | N/A | [9 empty] | 560 | 350 | -60 | Data not provided | Data not provided | Data not provided | Data not provided | Data not provided | Data not provided | Data not provided | Data not provided |  | Effluent | 6.55 | 1.22 | mg/L | 4.74 | °C | Data not provided | N/A | Data not provided | N/A | -201.9 | mV | 683 | µS/cm | None | N/A | Data not provided | Data not provided | Data not provided | Data not provided | Data not provided | Data not provided | Data not provided | Data not provided | The short time period of the study and cold weather/cold influent water appear to have had an overall negative effect on establishing robust microbial communities and sustaining sulfate reduction. | Data not provided | Fresh dairy cow manure should be used rather than horse manure - Dairy manure has been shown to contain higher numbers and diversity of SRB than horse or other manure types. Must have a consistent ethanol dose to the barrels. | Data not provided | Same as BCR 4 with the addition of ethanol. Successive alkalinity producing system (SAPS) with manure and limestone | Data not provided | Data not provided
Treatability Study Technical Memorandum, Blue Ledge Mine Superfund Site, Siskiyou County, California | BLUE LEDGE MINE | CAN000906063 | N/A | N/A | TSP01 | Post operations | BCR 1 | Passive | Biochemical reactor (BCR) | No pre-treatment | Discharge from reclaimed waste rock pile 1 (WRP1) area (adits, runoff, and groundwater seeps) | N | BCR without pre-treatment | Data not provided | Rogue River – Siskiyou National Forest in Northern California/no constraints noted | Pilot | September - December 2012 | Thallium | Tl, total | µg/L | N | N/A | ND | < 1–< 10 | Not Applicable | [9 empty] | Data not provided | Data not provided | Data not provided | Data not provided | Data not provided | Data not provided | Data not provided | Data not provided |  | Influent (range for the period of record) | 2.87–3.24 | 8.22–10.72 | mg/L | 3.83–11.45 | °C | Data not provided | N/A | Data not provided | N/A | 222–515.3 | mV | 561–2,255 | µS/cm | None | N/A | Data not provided | Data not provided | Data not provided | Data not provided | Data not provided | Data not provided | Data not provided | Data not provided | The short time period of the study and cold weather/cold influent water appear to have had an overall negative effect on establishing robust microbial communities and sustaining sulfate reduction. | Data not provided | Fresh dairy cow manure should be used rather than horse manure - Dairy manure has been shown to contain higher numbers and diversity of SRB than horse or other manure types. Must have a consistent ethanol dose to the barrels. | Data not provided | Substrate: standard wood based substrate (wood chips and sawdust) | Data not provided | All influent values are non-detect (range of < 1 to < 10). The range of effluent values is provided. | ND = Non-detect
Treatability Study Technical Memorandum, Blue Ledge Mine Superfund Site, Siskiyou County, California | BLUE LEDGE MINE | CAN000906063 | N/A | N/A | TSP01 | Post operations | BCR 1 | Passive | Biochemical reactor (BCR) | No pre-treatment | Discharge from reclaimed waste rock pile 1 (WRP1) area (adits, runoff, and groundwater seeps) | N | BCR without pre-treatment | Data not provided | Rogue River – Siskiyou National Forest in Northern California/no constraints noted | Pilot | September - December 2012 | Thallium | Tl, dissolved | µg/L | N | N/A | ND | < 1–< 10 | Not Applicable | [9 empty] | Data not provided | Data not provided | Data not provided | Data not provided | Data not provided | Data not provided | Data not provided | Data not provided |  | Influent (range for the period of record) | 2.87–3.24 | 8.22–10.72 | mg/L | 3.83–11.45 | °C | Data not provided | N/A | Data not provided | N/A | 222–515.3 | mV | 561–2,255 | µS/cm | None | N/A | Data not provided | Data not provided | Data not provided | Data not provided | Data not provided | Data not provided | Data not provided | Data not provided | The short time period of the study and cold weather/cold influent water appear to have had an overall negative effect on establishing robust microbial communities and sustaining sulfate reduction. | Data not provided | Fresh dairy cow manure should be used rather than horse manure - Dairy manure has been shown to contain higher numbers and diversity of SRB than horse or other manure types. Must have a consistent ethanol dose to the barrels. | Data not provided | Substrate: standard wood based substrate (wood chips and sawdust) | Data not provided | All influent values are non-detect (range of < 1 to < 10). The range of effluent values is provided. | ND = Non-detect
Treatability Study Technical Memorandum, Blue Ledge Mine Superfund Site, Siskiyou County, California | BLUE LEDGE MINE | CAN000906063 | N/A | N/A | TSP01 | Post operations | BCR 1 | Passive | Biochemical reactor (BCR) | No pre-treatment | Discharge from reclaimed waste rock pile 1 (WRP1) area (adits, runoff, and groundwater seeps) | N | BCR without pre-treatment | Data not provided | Rogue River – Siskiyou National Forest in Northern California/no constraints noted | Pilot | September - December 2012 | Thallium | Tl, total | µg/L | N | N/A |  |  |  | ND | < 1–< 10 | Not Applicable | [6 empty] | Data not provided | Data not provided | Data not provided | Data not provided | Data not provided | Data not provided | Data not provided | Data not provided |  | Influent (range for the period of record) | 2.87–3.24 | 8.22–10.72 | mg/L | 3.83–11.45 | °C | Data not provided | N/A | Data not provided | N/A | 222–515.3 | mV | 561–2,255 | µS/cm | None | N/A | Data not provided | Data not provided | Data not provided | Data not provided | Data not provided | Data not provided | Data not provided | Data not provided | The short time period of the study and cold weather/cold influent water appear to have had an overall negative effect on establishing robust microbial communities and sustaining sulfate reduction. | Data not provided | Fresh dairy cow manure should be used rather than horse manure - Dairy manure has been shown to contain higher numbers and diversity of SRB than horse or other manure types. Must have a consistent ethanol dose to the barrels. | Data not provided | Substrate: standard wood based substrate (wood chips and sawdust) | Data not provided | All influent values are non-detect (range of < 1 to < 10). The range of effluent values is provided. | ND = Non-detect
Treatability Study Technical Memorandum, Blue Ledge Mine Superfund Site, Siskiyou County, California | BLUE LEDGE MINE | CAN000906063 | N/A | N/A | TSP01 | Post operations | BCR 1 | Passive | Biochemical reactor (BCR) | No pre-treatment | Discharge from reclaimed waste rock pile 1 (WRP1) area (adits, runoff, and groundwater seeps) | N | BCR without pre-treatment | Data not provided | Rogue River – Siskiyou National Forest in Northern California/no constraints noted | Pilot | September - December 2012 | Thallium | Tl, dissolved | µg/L | N | N/A |  |  |  | ND | < 1–< 10 | Not Applicable | [6 empty] | Data not provided | Data not provided | Data not provided | Data not provided | Data not provided | Data not provided | Data not provided | Data not provided |  | Influent (range for the period of record) | 2.87–3.24 | 8.22–10.72 | mg/L | 3.83–11.45 | °C | Data not provided | N/A | Data not provided | N/A | 222–515.3 | mV | 561–2,255 | µS/cm | None | N/A | Data not provided | Data not provided | Data not provided | Data not provided | Data not provided | Data not provided | Data not provided | Data not provided | The short time period of the study and cold weather/cold influent water appear to have had an overall negative effect on establishing robust microbial communities and sustaining sulfate reduction. | Data not provided | Fresh dairy cow manure should be used rather than horse manure - Dairy manure has been shown to contain higher numbers and diversity of SRB than horse or other manure types. Must have a consistent ethanol dose to the barrels. | Data not provided | Substrate: standard wood based substrate (wood chips and sawdust) | Data not provided | All influent values are non-detect (range of < 1 to < 10). The range of effluent values is provided. | ND = Non-detect
Treatability Study Technical Memorandum, Blue Ledge Mine Superfund Site, Siskiyou County, California | BLUE LEDGE MINE | CAN000906063 | N/A | N/A | TSP01 | Post operations | BCR 1 | Passive | Biochemical reactor (BCR) | No pre-treatment | Discharge from reclaimed waste rock pile 1 (WRP1) area (adits, runoff, and groundwater seeps) | N | BCR without pre-treatment | Data not provided | Rogue River – Siskiyou National Forest in Northern California/no constraints noted | Pilot | September - December 2012 | Thallium | Tl, total | µg/L | N | N/A | [6 empty] | ND | ND | Not Applicable |  |  |  | Data not provided | Data not provided | Data not provided | Data not provided | Data not provided | Data not provided | Data not provided | Data not provided |  | Effluent (range for the period of record) | 5.71–6.75 | 1.03–8.05 | mg/L | 4.08–14.73 | °C | Data not provided | N/A | Data not provided | N/A | (-)78.3–249.4 | mV | 799–5,058 | µS/cm | None | N/A | Data not provided | Data not provided | Data not provided | Data not provided | Data not provided | Data not provided | Data not provided | Data not provided | The short time period of the study and cold weather/cold influent water appear to have had an overall negative effect on establishing robust microbial communities and sustaining sulfate reduction. | Data not provided | Fresh dairy cow manure should be used rather than horse manure - Dairy manure has been shown to contain higher numbers and diversity of SRB than horse or other manure types. Must have a consistent ethanol dose to the barrels. | Data not provided | Substrate: standard wood based substrate (wood chips and sawdust) | Data not provided | All effluent values are non-detect (range of < 1 to < 10). | ND = Non-detect
Treatability Study Technical Memorandum, Blue Ledge Mine Superfund Site, Siskiyou County, California | BLUE LEDGE MINE | CAN000906063 | N/A | N/A | TSP01 | Post operations | BCR 1 | Passive | Biochemical reactor (BCR) | No pre-treatment | Discharge from reclaimed waste rock pile 1 (WRP1) area (adits, runoff, and groundwater seeps) | N | BCR without pre-treatment | Data not provided | Rogue River – Siskiyou National Forest in Northern California/no constraints noted | Pilot | September - December 2012 | Thallium | Tl, dissolved | µg/L | N | N/A | [6 empty] | ND | ND | Not Applicable |  |  |  | Data not provided | Data not provided | Data not provided | Data not provided | Data not provided | Data not provided | Data not provided | Data not provided |  | Effluent (range for the period of record) | 5.71–6.75 | 1.03–8.05 | mg/L | 4.08–14.73 | °C | Data not provided | N/A | Data not provided | N/A | (-)78.3–249.4 | mV | 799–5,058 | µS/cm | None | N/A | Data not provided | Data not provided | Data not provided | Data not provided | Data not provided | Data not provided | Data not provided | Data not provided | The short time period of the study and cold weather/cold influent water appear to have had an overall negative effect on establishing robust microbial communities and sustaining sulfate reduction. | Data not provided | Fresh dairy cow manure should be used rather than horse manure - Dairy manure has been shown to contain higher numbers and diversity of SRB than horse or other manure types. Must have a consistent ethanol dose to the barrels. | Data not provided | Substrate: standard wood based substrate (wood chips and sawdust) | Data not provided | All effluent values are non-detect (range of < 1 to < 10). | ND = Non-detect
Treatability Study Technical Memorandum, Blue Ledge Mine Superfund Site, Siskiyou County, California | BLUE LEDGE MINE | CAN000906063 | N/A | N/A | TSP01 | Post operations | BCR 1 | Passive | Biochemical reactor (BCR) | No pre-treatment | Discharge from reclaimed waste rock pile 1 (WRP1) area (adits, runoff, and groundwater seeps) | N | BCR without pre-treatment | Data not provided | Rogue River – Siskiyou National Forest in Northern California/no constraints noted | Pilot | September - December 2012 | Thallium | Tl, total | µg/L | N | N/A | [9 empty] | ND | ND | Not Applicable | Data not provided | Data not provided | Data not provided | Data not provided | Data not provided | Data not provided | Data not provided | Data not provided |  | Effluent (range for the period of record) | 5.71–6.75 | 1.03–8.05 | mg/L | 4.08–14.73 | °C | Data not provided | N/A | Data not provided | N/A | (-)78.3–249.4 | mV | 799–5,058 | µS/cm | None | N/A | Data not provided | Data not provided | Data not provided | Data not provided | Data not provided | Data not provided | Data not provided | Data not provided | The short time period of the study and cold weather/cold influent water appear to have had an overall negative effect on establishing robust microbial communities and sustaining sulfate reduction. | Data not provided | Fresh dairy cow manure should be used rather than horse manure - Dairy manure has been shown to contain higher numbers and diversity of SRB than horse or other manure types. Must have a consistent ethanol dose to the barrels. | Data not provided | Substrate: standard wood based substrate (wood chips and sawdust) | Data not provided | All effluent values are non-detect (range of < 1 to < 10). | ND = Non-detect
Treatability Study Technical Memorandum, Blue Ledge Mine Superfund Site, Siskiyou County, California | BLUE LEDGE MINE | CAN000906063 | N/A | N/A | TSP01 | Post operations | BCR 1 | Passive | Biochemical reactor (BCR) | No pre-treatment | Discharge from reclaimed waste rock pile 1 (WRP1) area (adits, runoff, and groundwater seeps) | N | BCR without pre-treatment | Data not provided | Rogue River – Siskiyou National Forest in Northern California/no constraints noted | Pilot | September - December 2012 | Thallium | Tl, dissolved | µg/L | N | N/A | [9 empty] | ND | ND | Not Applicable | Data not provided | Data not provided | Data not provided | Data not provided | Data not provided | Data not provided | Data not provided | Data not provided |  | Effluent (range for the period of record) | 5.71–6.75 | 1.03–8.05 | mg/L | 4.08–14.73 | °C | Data not provided | N/A | Data not provided | N/A | (-)78.3–249.4 | mV | 799–5,058 | µS/cm | None | N/A | Data not provided | Data not provided | Data not provided | Data not provided | Data not provided | Data not provided | Data not provided | Data not provided | The short time period of the study and cold weather/cold influent water appear to have had an overall negative effect on establishing robust microbial communities and sustaining sulfate reduction. | Data not provided | Fresh dairy cow manure should be used rather than horse manure - Dairy manure has been shown to contain higher numbers and diversity of SRB than horse or other manure types. Must have a consistent ethanol dose to the barrels. | Data not provided | Substrate: standard wood based substrate (wood chips and sawdust) | Data not provided | All effluent values are non-detect (range of < 1 to < 10). | ND = Non-detect
Treatability Study Technical Memorandum, Blue Ledge Mine Superfund Site, Siskiyou County, California | BLUE LEDGE MINE | CAN000906063 | N/A | N/A | TSP02 | Post operations | BCR 2 | Passive | Biochemical reactor (BCR) | No pre-treatment | Discharge from reclaimed waste rock pile 1 (WRP1) area (adits, runoff, and groundwater seeps) | N | BCR without pre-treatment | Data not provided | Rogue River – Siskiyou National Forest in Northern California/no constraints noted | Pilot | September - December 2012 | Thallium | Tl, total | µg/L | N | N/A | ND | < 1–< 10 | Not Applicable | [9 empty] | Data not provided | Data not provided | Data not provided | Data not provided | Data not provided | Data not provided | Data not provided | Data not provided |  | Influent (range for the period of record) | 2.87–3.24 | 8.22–10.72 | mg/L | 3.83–11.45 | °C | Data not provided | N/A | Data not provided | N/A | 222–515.3 | mV | 561–2,255 | µS/cm | None | N/A | Data not provided | Data not provided | Data not provided | Data not provided | Data not provided | Data not provided | Data not provided | Data not provided | The short time period of the study and cold weather/cold influent water appear to have had an overall negative effect on establishing robust microbial communities and sustaining sulfate reduction. | Data not provided | Fresh dairy cow manure should be used rather than horse manure - Dairy manure has been shown to contain higher numbers and diversity of SRB than horse or other manure types. Must have a consistent ethanol dose to the barrels. | Data not provided | Substrate: standard wood based substrate (wood chips and sawdust) with compost (horse manure) | Data not provided | All influent values are non-detect (range of < 1 to < 10). The range of effluent values is provided. | ND = Non-detect
Treatability Study Technical Memorandum, Blue Ledge Mine Superfund Site, Siskiyou County, California | BLUE LEDGE MINE | CAN000906063 | N/A | N/A | TSP02 | Post operations | BCR 2 | Passive | Biochemical reactor (BCR) | No pre-treatment | Discharge from reclaimed waste rock pile 1 (WRP1) area (adits, runoff, and groundwater seeps) | N | BCR without pre-treatment | Data not provided | Rogue River – Siskiyou National Forest in Northern California/no constraints noted | Pilot | September - December 2012 | Thallium | Tl, dissolved | µg/L | N | N/A | ND | < 1–< 10 | Not Applicable | [9 empty] | Data not provided | Data not provided | Data not provided | Data not provided | Data not provided | Data not provided | Data not provided | Data not provided |  | Influent (range for the period of record) | 2.87–3.24 | 8.22–10.72 | mg/L | 3.83–11.45 | °C | Data not provided | N/A | Data not provided | N/A | 222–515.3 | mV | 561–2,255 | µS/cm | None | N/A | Data not provided | Data not provided | Data not provided | Data not provided | Data not provided | Data not provided | Data not provided | Data not provided | The short time period of the study and cold weather/cold influent water appear to have had an overall negative effect on establishing robust microbial communities and sustaining sulfate reduction. | Data not provided | Fresh dairy cow manure should be used rather than horse manure - Dairy manure has been shown to contain higher numbers and diversity of SRB than horse or other manure types. Must have a consistent ethanol dose to the barrels. | Data not provided | Substrate: standard wood based substrate (wood chips and sawdust) with compost (horse manure) | Data not provided | All influent values are non-detect (range of < 1 to < 10). The range of effluent values is provided. | ND = Non-detect
Treatability Study Technical Memorandum, Blue Ledge Mine Superfund Site, Siskiyou County, California | BLUE LEDGE MINE | CAN000906063 | N/A | N/A | TSP02 | Post operations | BCR 2 | Passive | Biochemical reactor (BCR) | No pre-treatment | Discharge from reclaimed waste rock pile 1 (WRP1) area (adits, runoff, and groundwater seeps) | N | BCR without pre-treatment | Data not provided | Rogue River – Siskiyou National Forest in Northern California/no constraints noted | Pilot | September - December 2012 | Thallium | Tl, total | µg/L | N | N/A |  |  |  | ND | < 1–< 10 | Not Applicable | [6 empty] | Data not provided | Data not provided | Data not provided | Data not provided | Data not provided | Data not provided | Data not provided | Data not provided |  | Influent (range for the period of record) | 2.87–3.24 | 8.22–10.72 | mg/L | 3.83–11.45 | °C | Data not provided | N/A | Data not provided | N/A | 222–515.3 | mV | 561–2,255 | µS/cm | None | N/A | Data not provided | Data not provided | Data not provided | Data not provided | Data not provided | Data not provided | Data not provided | Data not provided | The short time period of the study and cold weather/cold influent water appear to have had an overall negative effect on establishing robust microbial communities and sustaining sulfate reduction. | Data not provided | Fresh dairy cow manure should be used rather than horse manure - Dairy manure has been shown to contain higher numbers and diversity of SRB than horse or other manure types. Must have a consistent ethanol dose to the barrels. | Data not provided | Substrate: standard wood based substrate (wood chips and sawdust) with compost (horse manure) | Data not provided | All influent values are non-detect (range of < 1 to < 10). The range of effluent values is provided. | ND = Non-detect
Treatability Study Technical Memorandum, Blue Ledge Mine Superfund Site, Siskiyou County, California | BLUE LEDGE MINE | CAN000906063 | N/A | N/A | TSP02 | Post operations | BCR 2 | Passive | Biochemical reactor (BCR) | No pre-treatment | Discharge from reclaimed waste rock pile 1 (WRP1) area (adits, runoff, and groundwater seeps) | N | BCR without pre-treatment | Data not provided | Rogue River – Siskiyou National Forest in Northern California/no constraints noted | Pilot | September - December 2012 | Thallium | Tl, dissolved | µg/L | N | N/A |  |  |  | ND | < 1–< 10 | Not Applicable | [6 empty] | Data not provided | Data not provided | Data not provided | Data not provided | Data not provided | Data not provided | Data not provided | Data not provided |  | Influent (range for the period of record) | 2.87–3.24 | 8.22–10.72 | mg/L | 3.83–11.45 | °C | Data not provided | N/A | Data not provided | N/A | 222–515.3 | mV | 561–2,255 | µS/cm | None | N/A | Data not provided | Data not provided | Data not provided | Data not provided | Data not provided | Data not provided | Data not provided | Data not provided | The short time period of the study and cold weather/cold influent water appear to have had an overall negative effect on establishing robust microbial communities and sustaining sulfate reduction. | Data not provided | Fresh dairy cow manure should be used rather than horse manure - Dairy manure has been shown to contain higher numbers and diversity of SRB than horse or other manure types. Must have a consistent ethanol dose to the barrels. | Data not provided | Substrate: standard wood based substrate (wood chips and sawdust) with compost (horse manure) | Data not provided | All influent values are non-detect (range of < 1 to < 10). The range of effluent values is provided. | ND = Non-detect
Treatability Study Technical Memorandum, Blue Ledge Mine Superfund Site, Siskiyou County, California | BLUE LEDGE MINE | CAN000906063 | N/A | N/A | TSP02 | Post operations | BCR 2 | Passive | Biochemical reactor (BCR) | No pre-treatment | Discharge from reclaimed waste rock pile 1 (WRP1) area (adits, runoff, and groundwater seeps) | N | BCR without pre-treatment | Data not provided | Rogue River – Siskiyou National Forest in Northern California/no constraints noted | Pilot | September - December 2012 | Thallium | Tl, total | µg/L | N | N/A | [6 empty] | ND | ND | Not Applicable |  |  |  | Data not provided | Data not provided | Data not provided | Data not provided | Data not provided | Data not provided | Data not provided | Data not provided |  | Effluent (range for the period of record) | 5.55–6.57 | 1.89–5.45 | mg/L | 5.29–14.93 | °C | Data not provided | N/A | Data not provided | N/A | (-)163.7–79 | mV | 695–5,425 | µS/cm | None | N/A | Data not provided | Data not provided | Data not provided | Data not provided | Data not provided | Data not provided | Data not provided | Data not provided | The short time period of the study and cold weather/cold influent water appear to have had an overall negative effect on establishing robust microbial communities and sustaining sulfate reduction. | Data not provided | Fresh dairy cow manure should be used rather than horse manure - Dairy manure has been shown to contain higher numbers and diversity of SRB than horse or other manure types. Must have a consistent ethanol dose to the barrels. | Data not provided | Substrate: standard wood based substrate (wood chips and sawdust) with compost (horse manure) | Data not provided | All effluent values are non-detect (range of < 1 to < 10). | ND = Non-detect
Treatability Study Technical Memorandum, Blue Ledge Mine Superfund Site, Siskiyou County, California | BLUE LEDGE MINE | CAN000906063 | N/A | N/A | TSP02 | Post operations | BCR 2 | Passive | Biochemical reactor (BCR) | No pre-treatment | Discharge from reclaimed waste rock pile 1 (WRP1) area (adits, runoff, and groundwater seeps) | N | BCR without pre-treatment | Data not provided | Rogue River – Siskiyou National Forest in Northern California/no constraints noted | Pilot | September - December 2012 | Thallium | Tl, dissolved | µg/L | N | N/A | [6 empty] | ND | ND | Not Applicable |  |  |  | Data not provided | Data not provided | Data not provided | Data not provided | Data not provided | Data not provided | Data not provided | Data not provided |  | Effluent (range for the period of record) | 5.55–6.57 | 1.89–5.45 | mg/L | 5.29–14.93 | °C | Data not provided | N/A | Data not provided | N/A | (-)163.7–79 | mV | 695–5,425 | µS/cm | None | N/A | Data not provided | Data not provided | Data not provided | Data not provided | Data not provided | Data not provided | Data not provided | Data not provided | The short time period of the study and cold weather/cold influent water appear to have had an overall negative effect on establishing robust microbial communities and sustaining sulfate reduction. | Data not provided | Fresh dairy cow manure should be used rather than horse manure - Dairy manure has been shown to contain higher numbers and diversity of SRB than horse or other manure types. Must have a consistent ethanol dose to the barrels. | Data not provided | Substrate: standard wood based substrate (wood chips and sawdust) with compost (horse manure) | Data not provided | All effluent values are non-detect (range of < 1 to < 10). | ND = Non-detect
Treatability Study Technical Memorandum, Blue Ledge Mine Superfund Site, Siskiyou County, California | BLUE LEDGE MINE | CAN000906063 | N/A | N/A | TSP02 | Post operations | BCR 2 | Passive | Biochemical reactor (BCR) | No pre-treatment | Discharge from reclaimed waste rock pile 1 (WRP1) area (adits, runoff, and groundwater seeps) | N | BCR without pre-treatment | Data not provided | Rogue River – Siskiyou National Forest in Northern California/no constraints noted | Pilot | September - December 2012 | Thallium | Tl, total | µg/L | N | N/A | [9 empty] | ND | ND | Not Applicable | Data not provided | Data not provided | Data not provided | Data not provided | Data not provided | Data not provided | Data not provided | Data not provided |  | Effluent (range for the period of record) | 5.55–6.57 | 1.89–5.45 | mg/L | 5.29–14.93 | °C | Data not provided | N/A | Data not provided | N/A | (-)163.7–79 | mV | 695–5,425 | µS/cm | None | N/A | Data not provided | Data not provided | Data not provided | Data not provided | Data not provided | Data not provided | Data not provided | Data not provided | The short time period of the study and cold weather/cold influent water appear to have had an overall negative effect on establishing robust microbial communities and sustaining sulfate reduction. | Data not provided | Fresh dairy cow manure should be used rather than horse manure - Dairy manure has been shown to contain higher numbers and diversity of SRB than horse or other manure types. Must have a consistent ethanol dose to the barrels. | Data not provided | Substrate: standard wood based substrate (wood chips and sawdust) with compost (horse manure) | Data not provided | All effluent values are non-detect (range of < 1 to < 10). | ND = Non-detect
Treatability Study Technical Memorandum, Blue Ledge Mine Superfund Site, Siskiyou County, California | BLUE LEDGE MINE | CAN000906063 | N/A | N/A | TSP02 | Post operations | BCR 2 | Passive | Biochemical reactor (BCR) | No pre-treatment | Discharge from reclaimed waste rock pile 1 (WRP1) area (adits, runoff, and groundwater seeps) | N | BCR without pre-treatment | Data not provided | Rogue River – Siskiyou National Forest in Northern California/no constraints noted | Pilot | September - December 2012 | Thallium | Tl, dissolved | µg/L | N | N/A | [9 empty] | ND | ND | Not Applicable | Data not provided | Data not provided | Data not provided | Data not provided | Data not provided | Data not provided | Data not provided | Data not provided |  | Effluent (range for the period of record) | 5.55–6.57 | 1.89–5.45 | mg/L | 5.29–14.93 | °C | Data not provided | N/A | Data not provided | N/A | (-)163.7–79 | mV | 695–5,425 | µS/cm | None | N/A | Data not provided | Data not provided | Data not provided | Data not provided | Data not provided | Data not provided | Data not provided | Data not provided | The short time period of the study and cold weather/cold influent water appear to have had an overall negative effect on establishing robust microbial communities and sustaining sulfate reduction. | Data not provided | Fresh dairy cow manure should be used rather than horse manure - Dairy manure has been shown to contain higher numbers and diversity of SRB than horse or other manure types. Must have a consistent ethanol dose to the barrels. | Data not provided | Substrate: standard wood based substrate (wood chips and sawdust) with compost (horse manure) | Data not provided | All effluent values are non-detect (range of < 1 to < 10). | ND = Non-detect
Treatability Study Technical Memorandum, Blue Ledge Mine Superfund Site, Siskiyou County, California | BLUE LEDGE MINE | CAN000906063 | N/A | N/A | TSP03 | Post operations | BCR 3 | Passive | Biochemical reactor (BCR) | No pre-treatment | Discharge from reclaimed waste rock pile 1 (WRP1) area (adits, runoff, and groundwater seeps) | N | BCR without pre-treatment | Data not provided | Rogue River – Siskiyou National Forest in Northern California/no constraints noted | Pilot | September - December 2012 | Thallium | Tl, total | µg/L | N | N/A | ND | < 1–< 10 | Not Applicable | [9 empty] | Data not provided | Data not provided | Data not provided | Data not provided | Data not provided | Data not provided | Data not provided | Data not provided |  | Influent (range for the period of record) | 2.87–3.24 | 8.22–10.72 | mg/L | 3.83–11.45 | °C | Data not provided | N/A | Data not provided | N/A | 222–515.3 | mV | 561–2,255 | µS/cm | None | N/A | Data not provided | Data not provided | Data not provided | Data not provided | Data not provided | Data not provided | Data not provided | Data not provided | The short time period of the study and cold weather/cold influent water appear to have had an overall negative effect on establishing robust microbial communities and sustaining sulfate reduction. | Data not provided | Fresh dairy cow manure should be used rather than horse manure - Dairy manure has been shown to contain higher numbers and diversity of SRB than horse or other manure types. Must have a consistent ethanol dose to the barrels. | Data not provided | Substrate: ChitoRem | Data not provided | All influent values are non-detect (range of < 1 to < 10). The range of effluent values is provided. | ND = Non-detect
Treatability Study Technical Memorandum, Blue Ledge Mine Superfund Site, Siskiyou County, California | BLUE LEDGE MINE | CAN000906063 | N/A | N/A | TSP03 | Post operations | BCR 3 | Passive | Biochemical reactor (BCR) | No pre-treatment | Discharge from reclaimed waste rock pile 1 (WRP1) area (adits, runoff, and groundwater seeps) | N | BCR without pre-treatment | Data not provided | Rogue River – Siskiyou National Forest in Northern California/no constraints noted | Pilot | September - December 2012 | Thallium | Tl, dissolved | µg/L | N | N/A | ND | < 1–< 10 | Not Applicable | [9 empty] | Data not provided | Data not provided | Data not provided | Data not provided | Data not provided | Data not provided | Data not provided | Data not provided |  | Influent (range for the period of record) | 2.87–3.24 | 8.22–10.72 | mg/L | 3.83–11.45 | °C | Data not provided | N/A | Data not provided | N/A | 222–515.3 | mV | 561–2,255 | µS/cm | None | N/A | Data not provided | Data not provided | Data not provided | Data not provided | Data not provided | Data not provided | Data not provided | Data not provided | The short time period of the study and cold weather/cold influent water appear to have had an overall negative effect on establishing robust microbial communities and sustaining sulfate reduction. | Data not provided | Fresh dairy cow manure should be used rather than horse manure - Dairy manure has been shown to contain higher numbers and diversity of SRB than horse or other manure types. Must have a consistent ethanol dose to the barrels. | Data not provided | Substrate: ChitoRem | Data not provided | All influent values are non-detect (range of < 1 to < 10). The range of effluent values is provided. | ND = Non-detect
Treatability Study Technical Memorandum, Blue Ledge Mine Superfund Site, Siskiyou County, California | BLUE LEDGE MINE | CAN000906063 | N/A | N/A | TSP03 | Post operations | BCR 3 | Passive | Biochemical reactor (BCR) | No pre-treatment | Discharge from reclaimed waste rock pile 1 (WRP1) area (adits, runoff, and groundwater seeps) | N | BCR without pre-treatment | Data not provided | Rogue River – Siskiyou National Forest in Northern California/no constraints noted | Pilot | September - December 2012 | Thallium | Tl, total | µg/L | N | N/A |  |  |  | ND | < 1–< 10 | Not Applicable | [6 empty] | Data not provided | Data not provided | Data not provided | Data not provided | Data not provided | Data not provided | Data not provided | Data not provided |  | Influent (range for the period of record) | 2.87–3.24 | 8.22–10.72 | mg/L | 3.83–11.45 | °C | Data not provided | N/A | Data not provided | N/A | 222–515.3 | mV | 561–2,255 | µS/cm | None | N/A | Data not provided | Data not provided | Data not provided | Data not provided | Data not provided | Data not provided | Data not provided | Data not provided | The short time period of the study and cold weather/cold influent water appear to have had an overall negative effect on establishing robust microbial communities and sustaining sulfate reduction. | Data not provided | Fresh dairy cow manure should be used rather than horse manure - Dairy manure has been shown to contain higher numbers and diversity of SRB than horse or other manure types. Must have a consistent ethanol dose to the barrels. | Data not provided | Substrate: ChitoRem | Data not provided | All influent values are non-detect (range of < 1 to < 10). The range of effluent values is provided. | ND = Non-detect
Treatability Study Technical Memorandum, Blue Ledge Mine Superfund Site, Siskiyou County, California | BLUE LEDGE MINE | CAN000906063 | N/A | N/A | TSP03 | Post operations | BCR 3 | Passive | Biochemical reactor (BCR) | No pre-treatment | Discharge from reclaimed waste rock pile 1 (WRP1) area (adits, runoff, and groundwater seeps) | N | BCR without pre-treatment | Data not provided | Rogue River – Siskiyou National Forest in Northern California/no constraints noted | Pilot | September - December 2012 | Thallium | Tl, dissolved | µg/L | N | N/A |  |  |  | ND | < 1–< 10 | Not Applicable | [6 empty] | Data not provided | Data not provided | Data not provided | Data not provided | Data not provided | Data not provided | Data not provided | Data not provided |  | Influent (range for the period of record) | 2.87–3.24 | 8.22–10.72 | mg/L | 3.83–11.45 | °C | Data not provided | N/A | Data not provided | N/A | 222–515.3 | mV | 561–2,255 | µS/cm | None | N/A | Data not provided | Data not provided | Data not provided | Data not provided | Data not provided | Data not provided | Data not provided | Data not provided | The short time period of the study and cold weather/cold influent water appear to have had an overall negative effect on establishing robust microbial communities and sustaining sulfate reduction. | Data not provided | Fresh dairy cow manure should be used rather than horse manure - Dairy manure has been shown to contain higher numbers and diversity of SRB than horse or other manure types. Must have a consistent ethanol dose to the barrels. | Data not provided | Substrate: ChitoRem | Data not provided | All influent values are non-detect (range of < 1 to < 10). The range of effluent values is provided. | ND = Non-detect
Treatability Study Technical Memorandum, Blue Ledge Mine Superfund Site, Siskiyou County, California | BLUE LEDGE MINE | CAN000906063 | N/A | N/A | TSP03 | Post operations | BCR 3 | Passive | Biochemical reactor (BCR) | No pre-treatment | Discharge from reclaimed waste rock pile 1 (WRP1) area (adits, runoff, and groundwater seeps) | N | BCR without pre-treatment | Data not provided | Rogue River – Siskiyou National Forest in Northern California/no constraints noted | Pilot | September - December 2012 | Thallium | Tl, total | µg/L | N | N/A | [6 empty] | ND | ND | Not Applicable |  |  |  | Data not provided | Data not provided | Data not provided | Data not provided | Data not provided | Data not provided | Data not provided | Data not provided |  | Effluent (range for the period of record) | 6.98–7.43 | 1.21–6.48 | mg/L | 5.47–15.37 | °C | Data not provided | N/A | Data not provided | N/A | (-)196–5.4 | mV | 3,074–30,050 | µS/cm | None | N/A | Data not provided | Data not provided | Data not provided | Data not provided | Data not provided | Data not provided | Data not provided | Data not provided | The short time period of the study and cold weather/cold influent water appear to have had an overall negative effect on establishing robust microbial communities and sustaining sulfate reduction. | Data not provided | Fresh dairy cow manure should be used rather than horse manure - Dairy manure has been shown to contain higher numbers and diversity of SRB than horse or other manure types. Must have a consistent ethanol dose to the barrels. | Data not provided | Substrate: ChitoRem | Data not provided | All effluent values are non-detect (range of < 1 to < 10). | ND = Non-detect
Treatability Study Technical Memorandum, Blue Ledge Mine Superfund Site, Siskiyou County, California | BLUE LEDGE MINE | CAN000906063 | N/A | N/A | TSP03 | Post operations | BCR 3 | Passive | Biochemical reactor (BCR) | No pre-treatment | Discharge from reclaimed waste rock pile 1 (WRP1) area (adits, runoff, and groundwater seeps) | N | BCR without pre-treatment | Data not provided | Rogue River – Siskiyou National Forest in Northern California/no constraints noted | Pilot | September - December 2012 | Thallium | Tl, dissolved | µg/L | N | N/A | [6 empty] | ND | ND | Not Applicable |  |  |  | Data not provided | Data not provided | Data not provided | Data not provided | Data not provided | Data not provided | Data not provided | Data not provided |  | Effluent (range for the period of record) | 6.98–7.43 | 1.21–6.48 | mg/L | 5.47–15.37 | °C | Data not provided | N/A | Data not provided | N/A | (-)196–5.4 | mV | 3,074–30,050 | µS/cm | None | N/A | Data not provided | Data not provided | Data not provided | Data not provided | Data not provided | Data not provided | Data not provided | Data not provided | The short time period of the study and cold weather/cold influent water appear to have had an overall negative effect on establishing robust microbial communities and sustaining sulfate reduction. | Data not provided | Fresh dairy cow manure should be used rather than horse manure - Dairy manure has been shown to contain higher numbers and diversity of SRB than horse or other manure types. Must have a consistent ethanol dose to the barrels. | Data not provided | Substrate: ChitoRem | Data not provided | All effluent values are non-detect (range of < 1 to < 10). | ND = Non-detect
Treatability Study Technical Memorandum, Blue Ledge Mine Superfund Site, Siskiyou County, California | BLUE LEDGE MINE | CAN000906063 | N/A | N/A | TSP03 | Post operations | BCR 3 | Passive | Biochemical reactor (BCR) | No pre-treatment | Discharge from reclaimed waste rock pile 1 (WRP1) area (adits, runoff, and groundwater seeps) | N | BCR without pre-treatment | Data not provided | Rogue River – Siskiyou National Forest in Northern California/no constraints noted | Pilot | September - December 2012 | Thallium | Tl, total | µg/L | N | N/A | [9 empty] | ND | ND | Not Applicable | Data not provided | Data not provided | Data not provided | Data not provided | Data not provided | Data not provided | Data not provided | Data not provided |  | Effluent (range for the period of record) | 6.98–7.43 | 1.21–6.48 | mg/L | 5.47–15.37 | °C | Data not provided | N/A | Data not provided | N/A | (-)196–5.4 | mV | 3,074–30,050 | µS/cm | None | N/A | Data not provided | Data not provided | Data not provided | Data not provided | Data not provided | Data not provided | Data not provided | Data not provided | The short time period of the study and cold weather/cold influent water appear to have had an overall negative effect on establishing robust microbial communities and sustaining sulfate reduction. | Data not provided | Fresh dairy cow manure should be used rather than horse manure - Dairy manure has been shown to contain higher numbers and diversity of SRB than horse or other manure types. Must have a consistent ethanol dose to the barrels. | Data not provided | Substrate: ChitoRem | Data not provided | All effluent values are non-detect (range of < 1 to < 10). | ND = Non-detect
Treatability Study Technical Memorandum, Blue Ledge Mine Superfund Site, Siskiyou County, California | BLUE LEDGE MINE | CAN000906063 | N/A | N/A | TSP03 | Post operations | BCR 3 | Passive | Biochemical reactor (BCR) | No pre-treatment | Discharge from reclaimed waste rock pile 1 (WRP1) area (adits, runoff, and groundwater seeps) | N | BCR without pre-treatment | Data not provided | Rogue River – Siskiyou National Forest in Northern California/no constraints noted | Pilot | September - December 2012 | Thallium | Tl, dissolved | µg/L | N | N/A | [9 empty] | ND | ND | Not Applicable | Data not provided | Data not provided | Data not provided | Data not provided | Data not provided | Data not provided | Data not provided | Data not provided |  | Effluent (range for the period of record) | 6.98–7.43 | 1.21–6.48 | mg/L | 5.47–15.37 | °C | Data not provided | N/A | Data not provided | N/A | (-)196–5.4 | mV | 3,074–30,050 | µS/cm | None | N/A | Data not provided | Data not provided | Data not provided | Data not provided | Data not provided | Data not provided | Data not provided | Data not provided | The short time period of the study and cold weather/cold influent water appear to have had an overall negative effect on establishing robust microbial communities and sustaining sulfate reduction. | Data not provided | Fresh dairy cow manure should be used rather than horse manure - Dairy manure has been shown to contain higher numbers and diversity of SRB than horse or other manure types. Must have a consistent ethanol dose to the barrels. | Data not provided | Substrate: ChitoRem | Data not provided | All effluent values are non-detect (range of < 1 to < 10). | ND = Non-detect
Treatability Study Technical Memorandum, Blue Ledge Mine Superfund Site, Siskiyou County, California | BLUE LEDGE MINE | CAN000906063 | N/A | N/A | TSP04 | Post operations | BCR 4 | Passive | Successive alkalinity producing system (SAPS) | Pre-treatment | Discharge from reclaimed waste rock pile 1 (WRP1) area (adits, runoff, and groundwater seeps) | N | Pre-treatment | Data not provided | Rogue River – Siskiyou National Forest in Northern California/no constraints noted | Pilot | September - December 2012 | Thallium | Tl, total | µg/L | N | N/A | ND | < 1–< 10 | Not Applicable | [9 empty] | Data not provided | Data not provided | Data not provided | Data not provided | Data not provided | Data not provided | Data not provided | Data not provided |  | Influent (range for the period of record) | 2.87–3.24 | 8.22–10.72 | mg/L | 3.83–11.45 | °C | Data not provided | N/A | Data not provided | N/A | 222–515.3 | mV | 561–2,255 | µS/cm | None | N/A | Data not provided | Data not provided | Data not provided | Data not provided | Data not provided | Data not provided | Data not provided | Data not provided | The short time period of the study and cold weather/cold influent water appear to have had an overall negative effect on establishing robust microbial communities and sustaining sulfate reduction. | Data not provided | Fresh dairy cow manure should be used rather than horse manure - Dairy manure has been shown to contain higher numbers and diversity of SRB than horse or other manure types. Must have a consistent ethanol dose to the barrels. | Data not provided | Successive alkalinity producing system (SAPS) with manure and limestone | Data not provided | All influent values are non-detect (range of < 1 to < 10). The range of effluent values is provided. | ND = Non-detect
Treatability Study Technical Memorandum, Blue Ledge Mine Superfund Site, Siskiyou County, California | BLUE LEDGE MINE | CAN000906063 | N/A | N/A | TSP04 | Post operations | BCR 4 | Passive | Successive alkalinity producing system (SAPS) | Pre-treatment | Discharge from reclaimed waste rock pile 1 (WRP1) area (adits, runoff, and groundwater seeps) | N | Pre-treatment | Data not provided | Rogue River – Siskiyou National Forest in Northern California/no constraints noted | Pilot | September - December 2012 | Thallium | Tl, dissolved | µg/L | N | N/A | ND | < 1–< 10 | Not Applicable | [9 empty] | Data not provided | Data not provided | Data not provided | Data not provided | Data not provided | Data not provided | Data not provided | Data not provided |  | Influent (range for the period of record) | 2.87–3.24 | 8.22–10.72 | mg/L | 3.83–11.45 | °C | Data not provided | N/A | Data not provided | N/A | 222–515.3 | mV | 561–2,255 | µS/cm | None | N/A | Data not provided | Data not provided | Data not provided | Data not provided | Data not provided | Data not provided | Data not provided | Data not provided | The short time period of the study and cold weather/cold influent water appear to have had an overall negative effect on establishing robust microbial communities and sustaining sulfate reduction. | Data not provided | Fresh dairy cow manure should be used rather than horse manure - Dairy manure has been shown to contain higher numbers and diversity of SRB than horse or other manure types. Must have a consistent ethanol dose to the barrels. | Data not provided | Successive alkalinity producing system (SAPS) with manure and limestone | Data not provided | All influent values are non-detect (range of < 1 to < 10). The range of effluent values is provided. | ND = Non-detect
Treatability Study Technical Memorandum, Blue Ledge Mine Superfund Site, Siskiyou County, California | BLUE LEDGE MINE | CAN000906063 | N/A | N/A | TSP04 | Post operations | BCR 4 | Passive | Successive alkalinity producing system (SAPS) | Pre-treatment | Discharge from reclaimed waste rock pile 1 (WRP1) area (adits, runoff, and groundwater seeps) | N | Pre-treatment | Data not provided | Rogue River – Siskiyou National Forest in Northern California/no constraints noted | Pilot | September - December 2012 | Thallium | Tl, total | µg/L | N | N/A |  |  |  | ND | < 1–< 10 | Not Applicable | [6 empty] | Data not provided | Data not provided | Data not provided | Data not provided | Data not provided | Data not provided | Data not provided | Data not provided |  | Influent (range for the period of record) | 2.87–3.24 | 8.22–10.72 | mg/L | 3.83–11.45 | °C | Data not provided | N/A | Data not provided | N/A | 222–515.3 | mV | 561–2,255 | µS/cm | None | N/A | Data not provided | Data not provided | Data not provided | Data not provided | Data not provided | Data not provided | Data not provided | Data not provided | The short time period of the study and cold weather/cold influent water appear to have had an overall negative effect on establishing robust microbial communities and sustaining sulfate reduction. | Data not provided | Fresh dairy cow manure should be used rather than horse manure - Dairy manure has been shown to contain higher numbers and diversity of SRB than horse or other manure types. Must have a consistent ethanol dose to the barrels. | Data not provided | Successive alkalinity producing system (SAPS) with manure and limestone | Data not provided | All influent values are non-detect (range of < 1 to < 10). The range of effluent values is provided. | ND = Non-detect
Treatability Study Technical Memorandum, Blue Ledge Mine Superfund Site, Siskiyou County, California | BLUE LEDGE MINE | CAN000906063 | N/A | N/A | TSP04 | Post operations | BCR 4 | Passive | Successive alkalinity producing system (SAPS) | Pre-treatment | Discharge from reclaimed waste rock pile 1 (WRP1) area (adits, runoff, and groundwater seeps) | N | Pre-treatment | Data not provided | Rogue River – Siskiyou National Forest in Northern California/no constraints noted | Pilot | September - December 2012 | Thallium | Tl, dissolved | µg/L | N | N/A |  |  |  | ND | < 1–< 10 | Not Applicable | [6 empty] | Data not provided | Data not provided | Data not provided | Data not provided | Data not provided | Data not provided | Data not provided | Data not provided |  | Influent (range for the period of record) | 2.87–3.24 | 8.22–10.72 | mg/L | 3.83–11.45 | °C | Data not provided | N/A | Data not provided | N/A | 222–515.3 | mV | 561–2,255 | µS/cm | None | N/A | Data not provided | Data not provided | Data not provided | Data not provided | Data not provided | Data not provided | Data not provided | Data not provided | The short time period of the study and cold weather/cold influent water appear to have had an overall negative effect on establishing robust microbial communities and sustaining sulfate reduction. | Data not provided | Fresh dairy cow manure should be used rather than horse manure - Dairy manure has been shown to contain higher numbers and diversity of SRB than horse or other manure types. Must have a consistent ethanol dose to the barrels. | Data not provided | Successive alkalinity producing system (SAPS) with manure and limestone | Data not provided | All influent values are non-detect (range of < 1 to < 10). The range of effluent values is provided. | ND = Non-detect
Treatability Study Technical Memorandum, Blue Ledge Mine Superfund Site, Siskiyou County, California | BLUE LEDGE MINE | CAN000906063 | N/A | N/A | TSP04 | Post operations | BCR 4 | Passive | Successive alkalinity producing system (SAPS) | Pre-treatment | Discharge from reclaimed waste rock pile 1 (WRP1) area (adits, runoff, and groundwater seeps) | N | Pre-treatment | Data not provided | Rogue River – Siskiyou National Forest in Northern California/no constraints noted | Pilot | September - December 2012 | Thallium | Tl, total | µg/L | N | N/A | [6 empty] | ND | ND | Not Applicable |  |  |  | Data not provided | Data not provided | Data not provided | Data not provided | Data not provided | Data not provided | Data not provided | Data not provided |  | Effluent (range for the period of record) | 6.81–7.15 | 0.82–7.22 | mg/L | 4.5–15.84 | °C | Data not provided | N/A | Data not provided | N/A | (-)229.5–50.7 | mV | 638–2,969 | µS/cm | None | N/A | Data not provided | Data not provided | Data not provided | Data not provided | Data not provided | Data not provided | Data not provided | Data not provided | The short time period of the study and cold weather/cold influent water appear to have had an overall negative effect on establishing robust microbial communities and sustaining sulfate reduction. | Data not provided | Fresh dairy cow manure should be used rather than horse manure - Dairy manure has been shown to contain higher numbers and diversity of SRB than horse or other manure types. Must have a consistent ethanol dose to the barrels. | Data not provided | Successive alkalinity producing system (SAPS) with manure and limestone | Data not provided | All effluent values are non-detect (range of < 1 to < 10). | ND = Non-detect
Treatability Study Technical Memorandum, Blue Ledge Mine Superfund Site, Siskiyou County, California | BLUE LEDGE MINE | CAN000906063 | N/A | N/A | TSP04 | Post operations | BCR 4 | Passive | Successive alkalinity producing system (SAPS) | Pre-treatment | Discharge from reclaimed waste rock pile 1 (WRP1) area (adits, runoff, and groundwater seeps) | N | Pre-treatment | Data not provided | Rogue River – Siskiyou National Forest in Northern California/no constraints noted | Pilot | September - December 2012 | Thallium | Tl, dissolved | µg/L | N | N/A | [6 empty] | ND | ND | Not Applicable |  |  |  | Data not provided | Data not provided | Data not provided | Data not provided | Data not provided | Data not provided | Data not provided | Data not provided |  | Effluent (range for the period of record) | 6.81–7.15 | 0.82–7.22 | mg/L | 4.5–15.84 | °C | Data not provided | N/A | Data not provided | N/A | (-)229.5–50.7 | mV | 638–2,969 | µS/cm | None | N/A | Data not provided | Data not provided | Data not provided | Data not provided | Data not provided | Data not provided | Data not provided | Data not provided | The short time period of the study and cold weather/cold influent water appear to have had an overall negative effect on establishing robust microbial communities and sustaining sulfate reduction. | Data not provided | Fresh dairy cow manure should be used rather than horse manure - Dairy manure has been shown to contain higher numbers and diversity of SRB than horse or other manure types. Must have a consistent ethanol dose to the barrels. | Data not provided | Successive alkalinity producing system (SAPS) with manure and limestone | Data not provided | All effluent values are non-detect (range of < 1 to < 10). | ND = Non-detect
Treatability Study Technical Memorandum, Blue Ledge Mine Superfund Site, Siskiyou County, California | BLUE LEDGE MINE | CAN000906063 | N/A | N/A | TSP04 | Post operations | BCR 4 | Passive | Successive alkalinity producing system (SAPS) | Pre-treatment | Discharge from reclaimed waste rock pile 1 (WRP1) area (adits, runoff, and groundwater seeps) | N | Pre-treatment | Data not provided | Rogue River – Siskiyou National Forest in Northern California/no constraints noted | Pilot | September - December 2012 | Thallium | Tl, total | µg/L | N | N/A | [9 empty] | ND | ND | Not Applicable | Data not provided | Data not provided | Data not provided | Data not provided | Data not provided | Data not provided | Data not provided | Data not provided |  | Effluent (range for the period of record) | 6.81–7.15 | 0.82–7.22 | mg/L | 4.5–15.84 | °C | Data not provided | N/A | Data not provided | N/A | (-)229.5–50.7 | mV | 638–2,969 | µS/cm | None | N/A | Data not provided | Data not provided | Data not provided | Data not provided | Data not provided | Data not provided | Data not provided | Data not provided | The short time period of the study and cold weather/cold influent water appear to have had an overall negative effect on establishing robust microbial communities and sustaining sulfate reduction. | Data not provided | Fresh dairy cow manure should be used rather than horse manure - Dairy manure has been shown to contain higher numbers and diversity of SRB than horse or other manure types. Must have a consistent ethanol dose to the barrels. | Data not provided | Successive alkalinity producing system (SAPS) with manure and limestone | Data not provided | All effluent values are non-detect (range of < 1 to < 10). | ND = Non-detect
Treatability Study Technical Memorandum, Blue Ledge Mine Superfund Site, Siskiyou County, California | BLUE LEDGE MINE | CAN000906063 | N/A | N/A | TSP04 | Post operations | BCR 4 | Passive | Successive alkalinity producing system (SAPS) | Pre-treatment | Discharge from reclaimed waste rock pile 1 (WRP1) area (adits, runoff, and groundwater seeps) | N | Pre-treatment | Data not provided | Rogue River – Siskiyou National Forest in Northern California/no constraints noted | Pilot | September - December 2012 | Thallium | Tl, dissolved | µg/L | N | N/A | [9 empty] | ND | ND | Not Applicable | Data not provided | Data not provided | Data not provided | Data not provided | Data not provided | Data not provided | Data not provided | Data not provided |  | Effluent (range for the period of record) | 6.81–7.15 | 0.82–7.22 | mg/L | 4.5–15.84 | °C | Data not provided | N/A | Data not provided | N/A | (-)229.5–50.7 | mV | 638–2,969 | µS/cm | None | N/A | Data not provided | Data not provided | Data not provided | Data not provided | Data not provided | Data not provided | Data not provided | Data not provided | The short time period of the study and cold weather/cold influent water appear to have had an overall negative effect on establishing robust microbial communities and sustaining sulfate reduction. | Data not provided | Fresh dairy cow manure should be used rather than horse manure - Dairy manure has been shown to contain higher numbers and diversity of SRB than horse or other manure types. Must have a consistent ethanol dose to the barrels. | Data not provided | Successive alkalinity producing system (SAPS) with manure and limestone | Data not provided | All effluent values are non-detect (range of < 1 to < 10). | ND = Non-detect
Treatability Study Technical Memorandum, Blue Ledge Mine Superfund Site, Siskiyou County, California | BLUE LEDGE MINE | CAN000906063 | N/A | N/A | TSP05 | Post operations | BCR 5 | Passive | Successive alkalinity producing system (SAPS) | Pre-treatment | Discharge from reclaimed waste rock pile 1 (WRP1) area (adits, runoff, and groundwater seeps) | N | Pre-treatment | Data not provided | Rogue River – Siskiyou National Forest in Northern California/no constraints noted | Pilot | September - December 2012 | Thallium | Tl, total | µg/L | N | N/A | ND | < 1–< 10 | Not Applicable | [9 empty] | Data not provided | Data not provided | Data not provided | Data not provided | Data not provided | Data not provided | Data not provided | Data not provided |  | Influent (range for the period of record) | 2.87–3.24 | 8.22–10.72 | mg/L | 3.83–11.45 | °C | Data not provided | N/A | Data not provided | N/A | 222–515.3 | mV | 561–2,255 | µS/cm | None | N/A | Data not provided | Data not provided | Data not provided | Data not provided | Data not provided | Data not provided | Data not provided | Data not provided | The short time period of the study and cold weather/cold influent water appear to have had an overall negative effect on establishing robust microbial communities and sustaining sulfate reduction. | Data not provided | Fresh dairy cow manure should be used rather than horse manure - Dairy manure has been shown to contain higher numbers and diversity of SRB than horse or other manure types. Must have a consistent ethanol dose to the barrels. | Data not provided | Same as BCR 4 with the addition of ethanol. Successive alkalinity producing system (SAPS) with manure and limestone | Data not provided | All influent values are non-detect (range of < 1 to < 10). The range of effluent values is provided. | ND = Non-detect
Treatability Study Technical Memorandum, Blue Ledge Mine Superfund Site, Siskiyou County, California | BLUE LEDGE MINE | CAN000906063 | N/A | N/A | TSP05 | Post operations | BCR 5 | Passive | Successive alkalinity producing system (SAPS) | Pre-treatment | Discharge from reclaimed waste rock pile 1 (WRP1) area (adits, runoff, and groundwater seeps) | N | Pre-treatment | Data not provided | Rogue River – Siskiyou National Forest in Northern California/no constraints noted | Pilot | September - December 2012 | Thallium | Tl, dissolved | µg/L | N | N/A | ND | < 1–< 10 | Not Applicable | [9 empty] | Data not provided | Data not provided | Data not provided | Data not provided | Data not provided | Data not provided | Data not provided | Data not provided |  | Influent (range for the period of record) | 2.87–3.24 | 8.22–10.72 | mg/L | 3.83–11.45 | °C | Data not provided | N/A | Data not provided | N/A | 222–515.3 | mV | 561–2,255 | µS/cm | None | N/A | Data not provided | Data not provided | Data not provided | Data not provided | Data not provided | Data not provided | Data not provided | Data not provided | The short time period of the study and cold weather/cold influent water appear to have had an overall negative effect on establishing robust microbial communities and sustaining sulfate reduction. | Data not provided | Fresh dairy cow manure should be used rather than horse manure - Dairy manure has been shown to contain higher numbers and diversity of SRB than horse or other manure types. Must have a consistent ethanol dose to the barrels. | Data not provided | Same as BCR 4 with the addition of ethanol. Successive alkalinity producing system (SAPS) with manure and limestone | Data not provided | All influent values are non-detect (range of < 1 to < 10). The range of effluent values is provided. | ND = Non-detect
Treatability Study Technical Memorandum, Blue Ledge Mine Superfund Site, Siskiyou County, California | BLUE LEDGE MINE | CAN000906063 | N/A | N/A | TSP05 | Post operations | BCR 5 | Passive | Successive alkalinity producing system (SAPS) | Pre-treatment | Discharge from reclaimed waste rock pile 1 (WRP1) area (adits, runoff, and groundwater seeps) | N | Pre-treatment | Data not provided | Rogue River – Siskiyou National Forest in Northern California/no constraints noted | Pilot | September - December 2012 | Thallium | Tl, total | µg/L | N | N/A |  |  |  | ND | < 1–< 10 | Not Applicable | [6 empty] | Data not provided | Data not provided | Data not provided | Data not provided | Data not provided | Data not provided | Data not provided | Data not provided |  | Influent (range for the period of record) | 2.87–3.24 | 8.22–10.72 | mg/L | 3.83–11.45 | °C | Data not provided | N/A | Data not provided | N/A | 222–515.3 | mV | 561–2,255 | µS/cm | None | N/A | Data not provided | Data not provided | Data not provided | Data not provided | Data not provided | Data not provided | Data not provided | Data not provided | The short time period of the study and cold weather/cold influent water appear to have had an overall negative effect on establishing robust microbial communities and sustaining sulfate reduction. | Data not provided | Fresh dairy cow manure should be used rather than horse manure - Dairy manure has been shown to contain higher numbers and diversity of SRB than horse or other manure types. Must have a consistent ethanol dose to the barrels. | Data not provided | Same as BCR 4 with the addition of ethanol. Successive alkalinity producing system (SAPS) with manure and limestone | Data not provided | All influent values are non-detect (range of < 1 to < 10). The range of effluent values is provided. | ND = Non-detect
Treatability Study Technical Memorandum, Blue Ledge Mine Superfund Site, Siskiyou County, California | BLUE LEDGE MINE | CAN000906063 | N/A | N/A | TSP05 | Post operations | BCR 5 | Passive | Successive alkalinity producing system (SAPS) | Pre-treatment | Discharge from reclaimed waste rock pile 1 (WRP1) area (adits, runoff, and groundwater seeps) | N | Pre-treatment | Data not provided | Rogue River – Siskiyou National Forest in Northern California/no constraints noted | Pilot | September - December 2012 | Thallium | Tl, dissolved | µg/L | N | N/A |  |  |  | ND | < 1–< 10 | Not Applicable | [6 empty] | Data not provided | Data not provided | Data not provided | Data not provided | Data not provided | Data not provided | Data not provided | Data not provided |  | Influent (range for the period of record) | 2.87–3.24 | 8.22–10.72 | mg/L | 3.83–11.45 | °C | Data not provided | N/A | Data not provided | N/A | 222–515.3 | mV | 561–2,255 | µS/cm | None | N/A | Data not provided | Data not provided | Data not provided | Data not provided | Data not provided | Data not provided | Data not provided | Data not provided | The short time period of the study and cold weather/cold influent water appear to have had an overall negative effect on establishing robust microbial communities and sustaining sulfate reduction. | Data not provided | Fresh dairy cow manure should be used rather than horse manure - Dairy manure has been shown to contain higher numbers and diversity of SRB than horse or other manure types. Must have a consistent ethanol dose to the barrels. | Data not provided | Same as BCR 4 with the addition of ethanol. Successive alkalinity producing system (SAPS) with manure and limestone | Data not provided | All influent values are non-detect (range of < 1 to < 10). The range of effluent values is provided. | ND = Non-detect
Treatability Study Technical Memorandum, Blue Ledge Mine Superfund Site, Siskiyou County, California | BLUE LEDGE MINE | CAN000906063 | N/A | N/A | TSP05 | Post operations | BCR 5 | Passive | Successive alkalinity producing system (SAPS) | Pre-treatment | Discharge from reclaimed waste rock pile 1 (WRP1) area (adits, runoff, and groundwater seeps) | N | Pre-treatment | Data not provided | Rogue River – Siskiyou National Forest in Northern California/no constraints noted | Pilot | September - December 2012 | Thallium | Tl, total | µg/L | N | N/A | [6 empty] | ND | ND | Not Applicable |  |  |  | Data not provided | Data not provided | Data not provided | Data not provided | Data not provided | Data not provided | Data not provided | Data not provided |  | Effluent (range for the period of record) | 6.14–6.99 | 0.87–7.74 | mg/L | 4.63–15.79 | °C | Data not provided | N/A | Data not provided | N/A | (-)226.9–78.9 | mV | 670–4,338 | µS/cm | None | N/A | Data not provided | Data not provided | Data not provided | Data not provided | Data not provided | Data not provided | Data not provided | Data not provided | The short time period of the study and cold weather/cold influent water appear to have had an overall negative effect on establishing robust microbial communities and sustaining sulfate reduction. | Data not provided | Fresh dairy cow manure should be used rather than horse manure - Dairy manure has been shown to contain higher numbers and diversity of SRB than horse or other manure types. Must have a consistent ethanol dose to the barrels. | Data not provided | Same as BCR 4 with the addition of ethanol. Successive alkalinity producing system (SAPS) with manure and limestone | Data not provided | All effluent values are non-detect (range of < 1 to < 10). | ND = Non-detect
Treatability Study Technical Memorandum, Blue Ledge Mine Superfund Site, Siskiyou County, California | BLUE LEDGE MINE | CAN000906063 | N/A | N/A | TSP05 | Post operations | BCR 5 | Passive | Successive alkalinity producing system (SAPS) | Pre-treatment | Discharge from reclaimed waste rock pile 1 (WRP1) area (adits, runoff, and groundwater seeps) | N | Pre-treatment | Data not provided | Rogue River – Siskiyou National Forest in Northern California/no constraints noted | Pilot | September - December 2012 | Thallium | Tl, dissolved | µg/L | N | N/A | [6 empty] | ND | ND | Not Applicable |  |  |  | Data not provided | Data not provided | Data not provided | Data not provided | Data not provided | Data not provided | Data not provided | Data not provided |  | Effluent (range for the period of record) | 6.14–6.99 | 0.87–7.74 | mg/L | 4.63–15.79 | °C | Data not provided | N/A | Data not provided | N/A | (-)226.9–78.9 | mV | 670–4,338 | µS/cm | None | N/A | Data not provided | Data not provided | Data not provided | Data not provided | Data not provided | Data not provided | Data not provided | Data not provided | The short time period of the study and cold weather/cold influent water appear to have had an overall negative effect on establishing robust microbial communities and sustaining sulfate reduction. | Data not provided | Fresh dairy cow manure should be used rather than horse manure - Dairy manure has been shown to contain higher numbers and diversity of SRB than horse or other manure types. Must have a consistent ethanol dose to the barrels. | Data not provided | Same as BCR 4 with the addition of ethanol. Successive alkalinity producing system (SAPS) with manure and limestone | Data not provided | All effluent values are non-detect (range of < 1 to < 10). | ND = Non-detect
Treatability Study Technical Memorandum, Blue Ledge Mine Superfund Site, Siskiyou County, California | BLUE LEDGE MINE | CAN000906063 | N/A | N/A | TSP05 | Post operations | BCR 5 | Passive | Successive alkalinity producing system (SAPS) | Pre-treatment | Discharge from reclaimed waste rock pile 1 (WRP1) area (adits, runoff, and groundwater seeps) | N | Pre-treatment | Data not provided | Rogue River – Siskiyou National Forest in Northern California/no constraints noted | Pilot | September - December 2012 | Thallium | Tl, total | µg/L | N | N/A | [9 empty] | ND | ND | Not Applicable | Data not provided | Data not provided | Data not provided | Data not provided | Data not provided | Data not provided | Data not provided | Data not provided |  | Effluent (range for the period of record) | 6.14–6.99 | 0.87–7.74 | mg/L | 4.63–15.79 | °C | Data not provided | N/A | Data not provided | N/A | (-)226.9–78.9 | mV | 670–4,338 | µS/cm | None | N/A | Data not provided | Data not provided | Data not provided | Data not provided | Data not provided | Data not provided | Data not provided | Data not provided | The short time period of the study and cold weather/cold influent water appear to have had an overall negative effect on establishing robust microbial communities and sustaining sulfate reduction. | Data not provided | Fresh dairy cow manure should be used rather than horse manure - Dairy manure has been shown to contain higher numbers and diversity of SRB than horse or other manure types. Must have a consistent ethanol dose to the barrels. | Data not provided | Same as BCR 4 with the addition of ethanol. Successive alkalinity producing system (SAPS) with manure and limestone | Data not provided | All effluent values are non-detect (range of < 1 to < 10). | ND = Non-detect
Treatability Study Technical Memorandum, Blue Ledge Mine Superfund Site, Siskiyou County, California | BLUE LEDGE MINE | CAN000906063 | N/A | N/A | TSP05 | Post operations | BCR 5 | Passive | Successive alkalinity producing system (SAPS) | Pre-treatment | Discharge from reclaimed waste rock pile 1 (WRP1) area (adits, runoff, and groundwater seeps) | N | Pre-treatment | Data not provided | Rogue River – Siskiyou National Forest in Northern California/no constraints noted | Pilot | September - December 2012 | Thallium | Tl, dissolved | µg/L | N | N/A | [9 empty] | ND | ND | Not Applicable | Data not provided | Data not provided | Data not provided | Data not provided | Data not provided | Data not provided | Data not provided | Data not provided |  | Effluent (range for the period of record) | 6.14–6.99 | 0.87–7.74 | mg/L | 4.63–15.79 | °C | Data not provided | N/A | Data not provided | N/A | (-)226.9–78.9 | mV | 670–4,338 | µS/cm | None | N/A | Data not provided | Data not provided | Data not provided | Data not provided | Data not provided | Data not provided | Data not provided | Data not provided | The short time period of the study and cold weather/cold influent water appear to have had an overall negative effect on establishing robust microbial communities and sustaining sulfate reduction. | Data not provided | Fresh dairy cow manure should be used rather than horse manure - Dairy manure has been shown to contain higher numbers and diversity of SRB than horse or other manure types. Must have a consistent ethanol dose to the barrels. | Data not provided | Same as BCR 4 with the addition of ethanol. Successive alkalinity producing system (SAPS) with manure and limestone | Data not provided | All effluent values are non-detect (range of < 1 to < 10). | ND = Non-detect
Treatability Study Technical Memorandum, Blue Ledge Mine Superfund Site, Siskiyou County, California | BLUE LEDGE MINE | CAN000906063 | N/A | N/A | TSP01 | Post operations | BCR 1 | Passive | Biochemical reactor (BCR) | No pre-treatment | Discharge from reclaimed waste rock pile 1 (WRP1) area (adits, runoff, and groundwater seeps) | N | BCR without pre-treatment | Data not provided | Rogue River – Siskiyou National Forest in Northern California/no constraints noted | Pilot | September - December 2012 | Vanadium | V, total | µg/L | N | N/A | 2.3 | ND | (-)267.647-(-)83.824 | [9 empty] | Data not provided | Data not provided | Data not provided | Data not provided | Data not provided | Data not provided | Data not provided | Data not provided |  | Influent | 3.24 | 9.96 | mg/L | 6.54 | °C | Data not provided | N/A | Data not provided | N/A | 309.7 | mV | 1811 | µS/cm | None | N/A | Data not provided | Data not provided | Data not provided | Data not provided | Data not provided | Data not provided | Data not provided | Data not provided | The short time period of the study and cold weather/cold influent water appear to have had an overall negative effect on establishing robust microbial communities and sustaining sulfate reduction. | Data not provided | Fresh dairy cow manure should be used rather than horse manure - Dairy manure has been shown to contain higher numbers and diversity of SRB than horse or other manure types. Must have a consistent ethanol dose to the barrels. | Data not provided | Substrate: standard wood based substrate (wood chips and sawdust) | Data not provided | Multiple limits of detection over time of study. Value is the max influent value not qualified as non-detect. Range of non-detect values is < 5 - < 50. | ND = Non-detect
Treatability Study Technical Memorandum, Blue Ledge Mine Superfund Site, Siskiyou County, California | BLUE LEDGE MINE | CAN000906063 | N/A | N/A | TSP01 | Post operations | BCR 1 | Passive | Biochemical reactor (BCR) | No pre-treatment | Discharge from reclaimed waste rock pile 1 (WRP1) area (adits, runoff, and groundwater seeps) | N | BCR without pre-treatment | Data not provided | Rogue River – Siskiyou National Forest in Northern California/no constraints noted | Pilot | September - December 2012 | Vanadium | V, dissolved | µg/L | N | N/A | ND | < 5–< 50 | Not Applicable | [9 empty] | Data not provided | Data not provided | Data not provided | Data not provided | Data not provided | Data not provided | Data not provided | Data not provided |  | Influent (range for the period of record) | 2.87–3.24 | 8.22–10.72 | mg/L | 3.83–11.45 | °C | Data not provided | N/A | Data not provided | N/A | 222–515.3 | mV | 561–2,255 | µS/cm | None | N/A | Data not provided | Data not provided | Data not provided | Data not provided | Data not provided | Data not provided | Data not provided | Data not provided | The short time period of the study and cold weather/cold influent water appear to have had an overall negative effect on establishing robust microbial communities and sustaining sulfate reduction. | Data not provided | Fresh dairy cow manure should be used rather than horse manure - Dairy manure has been shown to contain higher numbers and diversity of SRB than horse or other manure types. Must have a consistent ethanol dose to the barrels. | Data not provided | Substrate: standard wood based substrate (wood chips and sawdust) | Data not provided | All influent values are non-detect (range of < 5 - < 50) | ND = Non-detect
Treatability Study Technical Memorandum, Blue Ledge Mine Superfund Site, Siskiyou County, California | BLUE LEDGE MINE | CAN000906063 | N/A | N/A | TSP01 | Post operations | BCR 1 | Passive | Biochemical reactor (BCR) | No pre-treatment | Discharge from reclaimed waste rock pile 1 (WRP1) area (adits, runoff, and groundwater seeps) | N | BCR without pre-treatment | Data not provided | Rogue River – Siskiyou National Forest in Northern California/no constraints noted | Pilot | September - December 2012 | Vanadium | V, total | µg/L | N | N/A |  |  |  | 2.3 | ND | (-)117.4–78.3 | [6 empty] | Data not provided | Data not provided | Data not provided | Data not provided | Data not provided | Data not provided | Data not provided | Data not provided |  | Influent | 3.24 | 9.96 | mg/L | 6.54 | °C | Data not provided | N/A | Data not provided | N/A | 309.7 | mV | 1811 | µS/cm | None | N/A | Data not provided | Data not provided | Data not provided | Data not provided | Data not provided | Data not provided | Data not provided | Data not provided | The short time period of the study and cold weather/cold influent water appear to have had an overall negative effect on establishing robust microbial communities and sustaining sulfate reduction. | Data not provided | Fresh dairy cow manure should be used rather than horse manure - Dairy manure has been shown to contain higher numbers and diversity of SRB than horse or other manure types. Must have a consistent ethanol dose to the barrels. | Data not provided | Substrate: standard wood based substrate (wood chips and sawdust) | Data not provided | Multiple limits of detection over time of study. Value is the max influent value not qualified as non-detect. Range of non-detect values is < 5 - < 50. | ND = Non-detect
Treatability Study Technical Memorandum, Blue Ledge Mine Superfund Site, Siskiyou County, California | BLUE LEDGE MINE | CAN000906063 | N/A | N/A | TSP01 | Post operations | BCR 1 | Passive | Biochemical reactor (BCR) | No pre-treatment | Discharge from reclaimed waste rock pile 1 (WRP1) area (adits, runoff, and groundwater seeps) | N | BCR without pre-treatment | Data not provided | Rogue River – Siskiyou National Forest in Northern California/no constraints noted | Pilot | September - December 2012 | Vanadium | V, dissolved | µg/L | N | N/A |  |  |  | ND | < 5–< 50 | Not Applicable | [6 empty] | Data not provided | Data not provided | Data not provided | Data not provided | Data not provided | Data not provided | Data not provided | Data not provided |  | Influent (range for the period of record) | 2.87–3.24 | 8.22–10.72 | mg/L | 3.83–11.45 | °C | Data not provided | N/A | Data not provided | N/A | 222–515.3 | mV | 561–2,255 | µS/cm | None | N/A | Data not provided | Data not provided | Data not provided | Data not provided | Data not provided | Data not provided | Data not provided | Data not provided | The short time period of the study and cold weather/cold influent water appear to have had an overall negative effect on establishing robust microbial communities and sustaining sulfate reduction. | Data not provided | Fresh dairy cow manure should be used rather than horse manure - Dairy manure has been shown to contain higher numbers and diversity of SRB than horse or other manure types. Must have a consistent ethanol dose to the barrels. | Data not provided | Substrate: standard wood based substrate (wood chips and sawdust) | Data not provided | All influent values are non-detect (range of < 5 - < 50) | ND = Non-detect
Treatability Study Technical Memorandum, Blue Ledge Mine Superfund Site, Siskiyou County, California | BLUE LEDGE MINE | CAN000906063 | N/A | N/A | TSP01 | Post operations | BCR 1 | Passive | Biochemical reactor (BCR) | No pre-treatment | Discharge from reclaimed waste rock pile 1 (WRP1) area (adits, runoff, and groundwater seeps) | N | BCR without pre-treatment | Data not provided | Rogue River – Siskiyou National Forest in Northern California/no constraints noted | Pilot | September - December 2012 | Vanadium | V, total | µg/L | N | N/A | [6 empty] | 1 | ND | Not Applicable |  |  |  | Data not provided | Data not provided | Data not provided | Data not provided | Data not provided | Data not provided | Data not provided | Data not provided |  | Effluent | 6.5 | 2.27 | mg/L | 10.13 | °C | Data not provided | N/A | Data not provided | N/A | -43 | mV | 2538 | µS/cm | None | N/A | Data not provided | Data not provided | Data not provided | Data not provided | Data not provided | Data not provided | Data not provided | Data not provided | The short time period of the study and cold weather/cold influent water appear to have had an overall negative effect on establishing robust microbial communities and sustaining sulfate reduction. | Data not provided | Fresh dairy cow manure should be used rather than horse manure - Dairy manure has been shown to contain higher numbers and diversity of SRB than horse or other manure types. Must have a consistent ethanol dose to the barrels. | Data not provided | Substrate: standard wood based substrate (wood chips and sawdust) | Data not provided | Multiple limits of detection over time of study. Value is the max effluent value not qualified as non-detect. Range of non-detect values is < 5 - < 50. | ND = Non-detect
Treatability Study Technical Memorandum, Blue Ledge Mine Superfund Site, Siskiyou County, California | BLUE LEDGE MINE | CAN000906063 | N/A | N/A | TSP01 | Post operations | BCR 1 | Passive | Biochemical reactor (BCR) | No pre-treatment | Discharge from reclaimed waste rock pile 1 (WRP1) area (adits, runoff, and groundwater seeps) | N | BCR without pre-treatment | Data not provided | Rogue River – Siskiyou National Forest in Northern California/no constraints noted | Pilot | September - December 2012 | Vanadium | V, dissolved | µg/L | N | N/A | [6 empty] | ND | ND | Not Applicable |  |  |  | Data not provided | Data not provided | Data not provided | Data not provided | Data not provided | Data not provided | Data not provided | Data not provided |  | Effluent (range for the period of record) | 5.71–6.75 | 1.03–8.05 | mg/L | 4.08–14.73 | °C | Data not provided | N/A | Data not provided | N/A | (-)78.3–249.4 | mV | 799–5,058 | µS/cm | None | N/A | Data not provided | Data not provided | Data not provided | Data not provided | Data not provided | Data not provided | Data not provided | Data not provided | The short time period of the study and cold weather/cold influent water appear to have had an overall negative effect on establishing robust microbial communities and sustaining sulfate reduction. | Data not provided | Fresh dairy cow manure should be used rather than horse manure - Dairy manure has been shown to contain higher numbers and diversity of SRB than horse or other manure types. Must have a consistent ethanol dose to the barrels. | Data not provided | Substrate: standard wood based substrate (wood chips and sawdust) | Data not provided | All effluent values are non-detect (range of < 5 - < 50) | ND = Non-detect
Treatability Study Technical Memorandum, Blue Ledge Mine Superfund Site, Siskiyou County, California | BLUE LEDGE MINE | CAN000906063 | N/A | N/A | TSP01 | Post operations | BCR 1 | Passive | Biochemical reactor (BCR) | No pre-treatment | Discharge from reclaimed waste rock pile 1 (WRP1) area (adits, runoff, and groundwater seeps) | N | BCR without pre-treatment | Data not provided | Rogue River – Siskiyou National Forest in Northern California/no constraints noted | Pilot | September - December 2012 | Vanadium | V, total | µg/L | N | N/A | [9 empty] | 1 | ND | Not Applicable | Data not provided | Data not provided | Data not provided | Data not provided | Data not provided | Data not provided | Data not provided | Data not provided |  | Effluent | 6.5 | 2.27 | mg/L | 10.13 | °C | Data not provided | N/A | Data not provided | N/A | -43 | mV | 2538 | µS/cm | None | N/A | Data not provided | Data not provided | Data not provided | Data not provided | Data not provided | Data not provided | Data not provided | Data not provided | The short time period of the study and cold weather/cold influent water appear to have had an overall negative effect on establishing robust microbial communities and sustaining sulfate reduction. | Data not provided | Fresh dairy cow manure should be used rather than horse manure - Dairy manure has been shown to contain higher numbers and diversity of SRB than horse or other manure types. Must have a consistent ethanol dose to the barrels. | Data not provided | Substrate: standard wood based substrate (wood chips and sawdust) | Data not provided | Multiple limits of detection over time of study. Value is the min effluent value not qualified as non-detect. Range of non-detect values is < 5 - < 50. | ND = Non-detect
Treatability Study Technical Memorandum, Blue Ledge Mine Superfund Site, Siskiyou County, California | BLUE LEDGE MINE | CAN000906063 | N/A | N/A | TSP01 | Post operations | BCR 1 | Passive | Biochemical reactor (BCR) | No pre-treatment | Discharge from reclaimed waste rock pile 1 (WRP1) area (adits, runoff, and groundwater seeps) | N | BCR without pre-treatment | Data not provided | Rogue River – Siskiyou National Forest in Northern California/no constraints noted | Pilot | September - December 2012 | Vanadium | V, dissolved | µg/L | N | N/A | [9 empty] | ND | ND | Not Applicable | Data not provided | Data not provided | Data not provided | Data not provided | Data not provided | Data not provided | Data not provided | Data not provided |  | Effluent (range for the period of record) | 5.71–6.75 | 1.03–8.05 | mg/L | 4.08–14.73 | °C | Data not provided | N/A | Data not provided | N/A | (-)78.3–249.4 | mV | 799–5,058 | µS/cm | None | N/A | Data not provided | Data not provided | Data not provided | Data not provided | Data not provided | Data not provided | Data not provided | Data not provided | The short time period of the study and cold weather/cold influent water appear to have had an overall negative effect on establishing robust microbial communities and sustaining sulfate reduction. | Data not provided | Fresh dairy cow manure should be used rather than horse manure - Dairy manure has been shown to contain higher numbers and diversity of SRB than horse or other manure types. Must have a consistent ethanol dose to the barrels. | Data not provided | Substrate: standard wood based substrate (wood chips and sawdust) | Data not provided | All effluent values are non-detect (range of < 5 - < 50) | ND = Non-detect
Treatability Study Technical Memorandum, Blue Ledge Mine Superfund Site, Siskiyou County, California | BLUE LEDGE MINE | CAN000906063 | N/A | N/A | TSP02 | Post operations | BCR 2 | Passive | Biochemical reactor (BCR) | No pre-treatment | Discharge from reclaimed waste rock pile 1 (WRP1) area (adits, runoff, and groundwater seeps) | N | BCR without pre-treatment | Data not provided | Rogue River – Siskiyou National Forest in Northern California/no constraints noted | Pilot | September - December 2012 | Vanadium | V, total | µg/L | N | N/A | 2.3 | ND | (-)267.647-(-)83.824 | [9 empty] | Data not provided | Data not provided | Data not provided | Data not provided | Data not provided | Data not provided | Data not provided | Data not provided |  | Influent | 3.24 | 9.96 | mg/L | 6.54 | °C | Data not provided | N/A | Data not provided | N/A | 309.7 | mV | 1811 | µS/cm | None | N/A | Data not provided | Data not provided | Data not provided | Data not provided | Data not provided | Data not provided | Data not provided | Data not provided | The short time period of the study and cold weather/cold influent water appear to have had an overall negative effect on establishing robust microbial communities and sustaining sulfate reduction. | Data not provided | Fresh dairy cow manure should be used rather than horse manure - Dairy manure has been shown to contain higher numbers and diversity of SRB than horse or other manure types. Must have a consistent ethanol dose to the barrels. | Data not provided | Substrate: standard wood based substrate (wood chips and sawdust) with compost (horse manure) | Data not provided | Multiple limits of detection over time of study. Value is the max influent value not qualified as non-detect. Range of non-detect values is < 5 - < 50. | ND = Non-detect
Treatability Study Technical Memorandum, Blue Ledge Mine Superfund Site, Siskiyou County, California | BLUE LEDGE MINE | CAN000906063 | N/A | N/A | TSP02 | Post operations | BCR 2 | Passive | Biochemical reactor (BCR) | No pre-treatment | Discharge from reclaimed waste rock pile 1 (WRP1) area (adits, runoff, and groundwater seeps) | N | BCR without pre-treatment | Data not provided | Rogue River – Siskiyou National Forest in Northern California/no constraints noted | Pilot | September - December 2012 | Vanadium | V, dissolved | µg/L | N | N/A | ND | < 5–< 50 | Not Applicable | [9 empty] | Data not provided | Data not provided | Data not provided | Data not provided | Data not provided | Data not provided | Data not provided | Data not provided |  | Influent (range for the period of record) | 2.87–3.24 | 8.22–10.72 | mg/L | 3.83–11.45 | °C | Data not provided | N/A | Data not provided | N/A | 222–515.3 | mV | 561–2,255 | µS/cm | None | N/A | Data not provided | Data not provided | Data not provided | Data not provided | Data not provided | Data not provided | Data not provided | Data not provided | The short time period of the study and cold weather/cold influent water appear to have had an overall negative effect on establishing robust microbial communities and sustaining sulfate reduction. | Data not provided | Fresh dairy cow manure should be used rather than horse manure - Dairy manure has been shown to contain higher numbers and diversity of SRB than horse or other manure types. Must have a consistent ethanol dose to the barrels. | Data not provided | Substrate: standard wood based substrate (wood chips and sawdust) with compost (horse manure) | Data not provided | All influent values are non-detect (range of < 5 - < 50) | ND = Non-detect
Treatability Study Technical Memorandum, Blue Ledge Mine Superfund Site, Siskiyou County, California | BLUE LEDGE MINE | CAN000906063 | N/A | N/A | TSP02 | Post operations | BCR 2 | Passive | Biochemical reactor (BCR) | No pre-treatment | Discharge from reclaimed waste rock pile 1 (WRP1) area (adits, runoff, and groundwater seeps) | N | BCR without pre-treatment | Data not provided | Rogue River – Siskiyou National Forest in Northern California/no constraints noted | Pilot | September - December 2012 | Vanadium | V, total | µg/L | N | N/A |  |  |  | 2.3 | ND | (-)987.0–(-)8.7 | [6 empty] | Data not provided | Data not provided | Data not provided | Data not provided | Data not provided | Data not provided | Data not provided | Data not provided |  | Influent | 3.24 | 9.96 | mg/L | 6.54 | °C | Data not provided | N/A | Data not provided | N/A | 309.7 | mV | 1811 | µS/cm | None | N/A | Data not provided | Data not provided | Data not provided | Data not provided | Data not provided | Data not provided | Data not provided | Data not provided | The short time period of the study and cold weather/cold influent water appear to have had an overall negative effect on establishing robust microbial communities and sustaining sulfate reduction. | Data not provided | Fresh dairy cow manure should be used rather than horse manure - Dairy manure has been shown to contain higher numbers and diversity of SRB than horse or other manure types. Must have a consistent ethanol dose to the barrels. | Data not provided | Substrate: standard wood based substrate (wood chips and sawdust) with compost (horse manure) | Data not provided | Multiple limits of detection over time of study. Value is the max influent value not qualified as non-detect. Range of non-detect values is < 5 - < 50. | ND = Non-detect
Treatability Study Technical Memorandum, Blue Ledge Mine Superfund Site, Siskiyou County, California | BLUE LEDGE MINE | CAN000906063 | N/A | N/A | TSP02 | Post operations | BCR 2 | Passive | Biochemical reactor (BCR) | No pre-treatment | Discharge from reclaimed waste rock pile 1 (WRP1) area (adits, runoff, and groundwater seeps) | N | BCR without pre-treatment | Data not provided | Rogue River – Siskiyou National Forest in Northern California/no constraints noted | Pilot | September - December 2012 | Vanadium | V, dissolved | µg/L | N | N/A |  |  |  | ND | < 5–< 50 | Not Applicable | [6 empty] | Data not provided | Data not provided | Data not provided | Data not provided | Data not provided | Data not provided | Data not provided | Data not provided |  | Influent (range for the period of record) | 2.87–3.24 | 8.22–10.72 | mg/L | 3.83–11.45 | °C | Data not provided | N/A | Data not provided | N/A | 222–515.3 | mV | 561–2,255 | µS/cm | None | N/A | Data not provided | Data not provided | Data not provided | Data not provided | Data not provided | Data not provided | Data not provided | Data not provided | The short time period of the study and cold weather/cold influent water appear to have had an overall negative effect on establishing robust microbial communities and sustaining sulfate reduction. | Data not provided | Fresh dairy cow manure should be used rather than horse manure - Dairy manure has been shown to contain higher numbers and diversity of SRB than horse or other manure types. Must have a consistent ethanol dose to the barrels. | Data not provided | Substrate: standard wood based substrate (wood chips and sawdust) with compost (horse manure) | Data not provided | All influent values are non-detect (range of < 5 - < 50) | ND = Non-detect
Treatability Study Technical Memorandum, Blue Ledge Mine Superfund Site, Siskiyou County, California | BLUE LEDGE MINE | CAN000906063 | N/A | N/A | TSP02 | Post operations | BCR 2 | Passive | Biochemical reactor (BCR) | No pre-treatment | Discharge from reclaimed waste rock pile 1 (WRP1) area (adits, runoff, and groundwater seeps) | N | BCR without pre-treatment | Data not provided | Rogue River – Siskiyou National Forest in Northern California/no constraints noted | Pilot | September - December 2012 | Vanadium | V, total | µg/L | N | N/A | [6 empty] | ND | ND | Not Applicable |  |  |  | Data not provided | Data not provided | Data not provided | Data not provided | Data not provided | Data not provided | Data not provided | Data not provided |  | Effluent (range for the period of record) | 5.55–6.57 | 1.89–5.45 | mg/L | 5.29–14.93 | °C | Data not provided | N/A | Data not provided | N/A | (-)163.7–79 | mV | 695–5,425 | µS/cm | None | N/A | Data not provided | Data not provided | Data not provided | Data not provided | Data not provided | Data not provided | Data not provided | Data not provided | The short time period of the study and cold weather/cold influent water appear to have had an overall negative effect on establishing robust microbial communities and sustaining sulfate reduction. | Data not provided | Fresh dairy cow manure should be used rather than horse manure - Dairy manure has been shown to contain higher numbers and diversity of SRB than horse or other manure types. Must have a consistent ethanol dose to the barrels. | Data not provided | Substrate: standard wood based substrate (wood chips and sawdust) with compost (horse manure) | Data not provided | All effluent values are non-detect (range of < 5 - < 50) | ND = Non-detect
Treatability Study Technical Memorandum, Blue Ledge Mine Superfund Site, Siskiyou County, California | BLUE LEDGE MINE | CAN000906063 | N/A | N/A | TSP02 | Post operations | BCR 2 | Passive | Biochemical reactor (BCR) | No pre-treatment | Discharge from reclaimed waste rock pile 1 (WRP1) area (adits, runoff, and groundwater seeps) | N | BCR without pre-treatment | Data not provided | Rogue River – Siskiyou National Forest in Northern California/no constraints noted | Pilot | September - December 2012 | Vanadium | V, dissolved | µg/L | N | N/A | [6 empty] | ND | ND | Not Applicable |  |  |  | Data not provided | Data not provided | Data not provided | Data not provided | Data not provided | Data not provided | Data not provided | Data not provided |  | Effluent (range for the period of record) | 5.55–6.57 | 1.89–5.45 | mg/L | 5.29–14.93 | °C | Data not provided | N/A | Data not provided | N/A | (-)163.7–79 | mV | 695–5,425 | µS/cm | None | N/A | Data not provided | Data not provided | Data not provided | Data not provided | Data not provided | Data not provided | Data not provided | Data not provided | The short time period of the study and cold weather/cold influent water appear to have had an overall negative effect on establishing robust microbial communities and sustaining sulfate reduction. | Data not provided | Fresh dairy cow manure should be used rather than horse manure - Dairy manure has been shown to contain higher numbers and diversity of SRB than horse or other manure types. Must have a consistent ethanol dose to the barrels. | Data not provided | Substrate: standard wood based substrate (wood chips and sawdust) with compost (horse manure) | Data not provided | All effluent values are non-detect (range of < 5 - < 50) | ND = Non-detect
Treatability Study Technical Memorandum, Blue Ledge Mine Superfund Site, Siskiyou County, California | BLUE LEDGE MINE | CAN000906063 | N/A | N/A | TSP02 | Post operations | BCR 2 | Passive | Biochemical reactor (BCR) | No pre-treatment | Discharge from reclaimed waste rock pile 1 (WRP1) area (adits, runoff, and groundwater seeps) | N | BCR without pre-treatment | Data not provided | Rogue River – Siskiyou National Forest in Northern California/no constraints noted | Pilot | September - December 2012 | Vanadium | V, total | µg/L | N | N/A | [9 empty] | ND | ND | Not Applicable | Data not provided | Data not provided | Data not provided | Data not provided | Data not provided | Data not provided | Data not provided | Data not provided |  | Effluent (range for the period of record) | 5.55–6.57 | 1.89–5.45 | mg/L | 5.29–14.93 | °C | Data not provided | N/A | Data not provided | N/A | (-)163.7–79 | mV | 695–5,425 | µS/cm | None | N/A | Data not provided | Data not provided | Data not provided | Data not provided | Data not provided | Data not provided | Data not provided | Data not provided | The short time period of the study and cold weather/cold influent water appear to have had an overall negative effect on establishing robust microbial communities and sustaining sulfate reduction. | Data not provided | Fresh dairy cow manure should be used rather than horse manure - Dairy manure has been shown to contain higher numbers and diversity of SRB than horse or other manure types. Must have a consistent ethanol dose to the barrels. | Data not provided | Substrate: standard wood based substrate (wood chips and sawdust) with compost (horse manure) | Data not provided | All effluent values are non-detect (range of < 5 - < 50) | ND = Non-detect
Treatability Study Technical Memorandum, Blue Ledge Mine Superfund Site, Siskiyou County, California | BLUE LEDGE MINE | CAN000906063 | N/A | N/A | TSP02 | Post operations | BCR 2 | Passive | Biochemical reactor (BCR) | No pre-treatment | Discharge from reclaimed waste rock pile 1 (WRP1) area (adits, runoff, and groundwater seeps) | N | BCR without pre-treatment | Data not provided | Rogue River – Siskiyou National Forest in Northern California/no constraints noted | Pilot | September - December 2012 | Vanadium | V, dissolved | µg/L | N | N/A | [9 empty] | ND | ND | Not Applicable | Data not provided | Data not provided | Data not provided | Data not provided | Data not provided | Data not provided | Data not provided | Data not provided |  | Effluent (range for the period of record) | 5.55–6.57 | 1.89–5.45 | mg/L | 5.29–14.93 | °C | Data not provided | N/A | Data not provided | N/A | (-)163.7–79 | mV | 695–5,425 | µS/cm | None | N/A | Data not provided | Data not provided | Data not provided | Data not provided | Data not provided | Data not provided | Data not provided | Data not provided | The short time period of the study and cold weather/cold influent water appear to have had an overall negative effect on establishing robust microbial communities and sustaining sulfate reduction. | Data not provided | Fresh dairy cow manure should be used rather than horse manure - Dairy manure has been shown to contain higher numbers and diversity of SRB than horse or other manure types. Must have a consistent ethanol dose to the barrels. | Data not provided | Substrate: standard wood based substrate (wood chips and sawdust) with compost (horse manure) | Data not provided | All effluent values are non-detect (range of < 5 - < 50) | ND = Non-detect
Treatability Study Technical Memorandum, Blue Ledge Mine Superfund Site, Siskiyou County, California | BLUE LEDGE MINE | CAN000906063 | N/A | N/A | TSP03 | Post operations | BCR 3 | Passive | Biochemical reactor (BCR) | No pre-treatment | Discharge from reclaimed waste rock pile 1 (WRP1) area (adits, runoff, and groundwater seeps) | N | BCR without pre-treatment | Data not provided | Rogue River – Siskiyou National Forest in Northern California/no constraints noted | Pilot | September - December 2012 | Vanadium | V, total | µg/L | N | N/A | 2.3 | 0.79 | 65.6522 | [9 empty] | Data not provided | Data not provided | Data not provided | Data not provided | Data not provided | Data not provided | Data not provided | Data not provided |  | Influent | 3.24 | 9.96 | mg/L | 6.54 | °C | Data not provided | N/A | Data not provided | N/A | 309.7 | mV | 1811 | µS/cm | None | N/A | Data not provided | Data not provided | Data not provided | Data not provided | Data not provided | Data not provided | Data not provided | Data not provided | The short time period of the study and cold weather/cold influent water appear to have had an overall negative effect on establishing robust microbial communities and sustaining sulfate reduction. | Data not provided | Fresh dairy cow manure should be used rather than horse manure - Dairy manure has been shown to contain higher numbers and diversity of SRB than horse or other manure types. Must have a consistent ethanol dose to the barrels. | Data not provided | Substrate: ChitoRem | Data not provided | Multiple limits of detection over time of study. Value is the max influent value not qualified as non-detect. Range of non-detect values is < 5 - < 50.
Treatability Study Technical Memorandum, Blue Ledge Mine Superfund Site, Siskiyou County, California | BLUE LEDGE MINE | CAN000906063 | N/A | N/A | TSP03 | Post operations | BCR 3 | Passive | Biochemical reactor (BCR) | No pre-treatment | Discharge from reclaimed waste rock pile 1 (WRP1) area (adits, runoff, and groundwater seeps) | N | BCR without pre-treatment | Data not provided | Rogue River – Siskiyou National Forest in Northern California/no constraints noted | Pilot | September - December 2012 | Vanadium | V, dissolved | µg/L | N | N/A | ND | < 50–1.5 | Not Applicable | [9 empty] | Data not provided | Data not provided | Data not provided | Data not provided | Data not provided | Data not provided | Data not provided | Data not provided |  | Influent (range for the period of record) | 2.87–3.24 | 8.22–10.72 | mg/L | 3.83–11.45 | °C | Data not provided | N/A | Data not provided | N/A | 222–515.3 | mV | 561–2,255 | µS/cm | None | N/A | Data not provided | Data not provided | Data not provided | Data not provided | Data not provided | Data not provided | Data not provided | Data not provided | The short time period of the study and cold weather/cold influent water appear to have had an overall negative effect on establishing robust microbial communities and sustaining sulfate reduction. | Data not provided | Fresh dairy cow manure should be used rather than horse manure - Dairy manure has been shown to contain higher numbers and diversity of SRB than horse or other manure types. Must have a consistent ethanol dose to the barrels. | Data not provided | Substrate: ChitoRem | Data not provided | All influent values are non-detect (range of < 5 - < 50) | ND = Non-detect
Treatability Study Technical Memorandum, Blue Ledge Mine Superfund Site, Siskiyou County, California | BLUE LEDGE MINE | CAN000906063 | N/A | N/A | TSP03 | Post operations | BCR 3 | Passive | Biochemical reactor (BCR) | No pre-treatment | Discharge from reclaimed waste rock pile 1 (WRP1) area (adits, runoff, and groundwater seeps) | N | BCR without pre-treatment | Data not provided | Rogue River – Siskiyou National Forest in Northern California/no constraints noted | Pilot | September - December 2012 | Vanadium | V, total | µg/L | N | N/A |  |  |  | 2.3 | ND | (-)987.0–(-)8.7 | [6 empty] | Data not provided | Data not provided | Data not provided | Data not provided | Data not provided | Data not provided | Data not provided | Data not provided |  | Influent | 3.24 | 9.96 | mg/L | 6.54 | °C | Data not provided | N/A | Data not provided | N/A | 309.7 | mV | 1811 | µS/cm | None | N/A | Data not provided | Data not provided | Data not provided | Data not provided | Data not provided | Data not provided | Data not provided | Data not provided | The short time period of the study and cold weather/cold influent water appear to have had an overall negative effect on establishing robust microbial communities and sustaining sulfate reduction. | Data not provided | Fresh dairy cow manure should be used rather than horse manure - Dairy manure has been shown to contain higher numbers and diversity of SRB than horse or other manure types. Must have a consistent ethanol dose to the barrels. | Data not provided | Substrate: ChitoRem | Data not provided | Multiple limits of detection over time of study. Value is the max influent value not qualified as non-detect. Range of non-detect values is < 5 - < 50. | ND = Non-detect
Treatability Study Technical Memorandum, Blue Ledge Mine Superfund Site, Siskiyou County, California | BLUE LEDGE MINE | CAN000906063 | N/A | N/A | TSP03 | Post operations | BCR 3 | Passive | Biochemical reactor (BCR) | No pre-treatment | Discharge from reclaimed waste rock pile 1 (WRP1) area (adits, runoff, and groundwater seeps) | N | BCR without pre-treatment | Data not provided | Rogue River – Siskiyou National Forest in Northern California/no constraints noted | Pilot | September - December 2012 | Vanadium | V, dissolved | µg/L | N | N/A |  |  |  | ND | < 50–1.5 | Not Applicable | [6 empty] | Data not provided | Data not provided | Data not provided | Data not provided | Data not provided | Data not provided | Data not provided | Data not provided |  | Influent (range for the period of record) | 2.87–3.24 | 8.22–10.72 | mg/L | 3.83–11.45 | °C | Data not provided | N/A | Data not provided | N/A | 222–515.3 | mV | 561–2,255 | µS/cm | None | N/A | Data not provided | Data not provided | Data not provided | Data not provided | Data not provided | Data not provided | Data not provided | Data not provided | The short time period of the study and cold weather/cold influent water appear to have had an overall negative effect on establishing robust microbial communities and sustaining sulfate reduction. | Data not provided | Fresh dairy cow manure should be used rather than horse manure - Dairy manure has been shown to contain higher numbers and diversity of SRB than horse or other manure types. Must have a consistent ethanol dose to the barrels. | Data not provided | Substrate: ChitoRem | Data not provided | All influent values are non-detect (range of < 5 - < 50) | ND = Non-detect
Treatability Study Technical Memorandum, Blue Ledge Mine Superfund Site, Siskiyou County, California | BLUE LEDGE MINE | CAN000906063 | N/A | N/A | TSP03 | Post operations | BCR 3 | Passive | Biochemical reactor (BCR) | No pre-treatment | Discharge from reclaimed waste rock pile 1 (WRP1) area (adits, runoff, and groundwater seeps) | N | BCR without pre-treatment | Data not provided | Rogue River – Siskiyou National Forest in Northern California/no constraints noted | Pilot | September - December 2012 | Vanadium | V, total | µg/L | N | N/A | [6 empty] | 1.5 | ND | Not Applicable |  |  |  | Data not provided | Data not provided | Data not provided | Data not provided | Data not provided | Data not provided | Data not provided | Data not provided |  | Effluent | 7.32 | 4.13 | mg/L | 10.41 | °C | Data not provided | N/A | Data not provided | N/A | -50.5 | mV | 8551 | µS/cm | None | N/A | Data not provided | Data not provided | Data not provided | Data not provided | Data not provided | Data not provided | Data not provided | Data not provided | The short time period of the study and cold weather/cold influent water appear to have had an overall negative effect on establishing robust microbial communities and sustaining sulfate reduction. | Data not provided | Fresh dairy cow manure should be used rather than horse manure - Dairy manure has been shown to contain higher numbers and diversity of SRB than horse or other manure types. Must have a consistent ethanol dose to the barrels. | Data not provided | Substrate: ChitoRem | Data not provided | Multiple limits of detection over time of study. Value is the max effluent value not qualified as non-detect. Range of non-detect values is < 5 - < 50. | ND = Non-detect
Treatability Study Technical Memorandum, Blue Ledge Mine Superfund Site, Siskiyou County, California | BLUE LEDGE MINE | CAN000906063 | N/A | N/A | TSP03 | Post operations | BCR 3 | Passive | Biochemical reactor (BCR) | No pre-treatment | Discharge from reclaimed waste rock pile 1 (WRP1) area (adits, runoff, and groundwater seeps) | N | BCR without pre-treatment | Data not provided | Rogue River – Siskiyou National Forest in Northern California/no constraints noted | Pilot | September - December 2012 | Vanadium | V, dissolved | µg/L | N | N/A | [6 empty] | 1.5 | ND | Not Applicable |  |  |  | Data not provided | Data not provided | Data not provided | Data not provided | Data not provided | Data not provided | Data not provided | Data not provided |  | Effluent | Data not provided | 6.48 | mg/L | 6.78 | °C | Data not provided | N/A | Data not provided | N/A | -27 | mV | 9066 | µS/cm | None | N/A | Data not provided | Data not provided | Data not provided | Data not provided | Data not provided | Data not provided | Data not provided | Data not provided | The short time period of the study and cold weather/cold influent water appear to have had an overall negative effect on establishing robust microbial communities and sustaining sulfate reduction. | Data not provided | Fresh dairy cow manure should be used rather than horse manure - Dairy manure has been shown to contain higher numbers and diversity of SRB than horse or other manure types. Must have a consistent ethanol dose to the barrels. | Data not provided | Substrate: ChitoRem | Data not provided | Multiple limits of detection over time of study. Value is the max effluent value not qualified as non-detect. Range of non-detect values is < 5 - < 50. | ND = Non-detect
Treatability Study Technical Memorandum, Blue Ledge Mine Superfund Site, Siskiyou County, California | BLUE LEDGE MINE | CAN000906063 | N/A | N/A | TSP03 | Post operations | BCR 3 | Passive | Biochemical reactor (BCR) | No pre-treatment | Discharge from reclaimed waste rock pile 1 (WRP1) area (adits, runoff, and groundwater seeps) | N | BCR without pre-treatment | Data not provided | Rogue River – Siskiyou National Forest in Northern California/no constraints noted | Pilot | September - December 2012 | Vanadium | V, total | µg/L | N | N/A | [9 empty] | 0.68 | ND | Not Applicable | Data not provided | Data not provided | Data not provided | Data not provided | Data not provided | Data not provided | Data not provided | Data not provided |  | Effluent | 7.37 | 5.28 | mg/L | 5.93 | °C | Data not provided | N/A | Data not provided | N/A | -39.6 | mV | 7189 | µS/cm | None | N/A | Data not provided | Data not provided | Data not provided | Data not provided | Data not provided | Data not provided | Data not provided | Data not provided | The short time period of the study and cold weather/cold influent water appear to have had an overall negative effect on establishing robust microbial communities and sustaining sulfate reduction. | Data not provided | Fresh dairy cow manure should be used rather than horse manure - Dairy manure has been shown to contain higher numbers and diversity of SRB than horse or other manure types. Must have a consistent ethanol dose to the barrels. | Data not provided | Substrate: ChitoRem | Data not provided | Multiple limits of detection over time of study. Value is the min effluent value not qualified as non-detect. Range of non-detect values is < 5 - < 50. | ND = Non-detect
Treatability Study Technical Memorandum, Blue Ledge Mine Superfund Site, Siskiyou County, California | BLUE LEDGE MINE | CAN000906063 | N/A | N/A | TSP03 | Post operations | BCR 3 | Passive | Biochemical reactor (BCR) | No pre-treatment | Discharge from reclaimed waste rock pile 1 (WRP1) area (adits, runoff, and groundwater seeps) | N | BCR without pre-treatment | Data not provided | Rogue River – Siskiyou National Forest in Northern California/no constraints noted | Pilot | September - December 2012 | Vanadium | V, dissolved | µg/L | N | N/A | [9 empty] | 1.5 | ND | Not Applicable | Data not provided | Data not provided | Data not provided | Data not provided | Data not provided | Data not provided | Data not provided | Data not provided |  | Effluent | Data not provided | 6.48 | mg/L | 6.78 | °C | Data not provided | N/A | Data not provided | N/A | -27 | mV | 9066 | µS/cm | None | N/A | Data not provided | Data not provided | Data not provided | Data not provided | Data not provided | Data not provided | Data not provided | Data not provided | The short time period of the study and cold weather/cold influent water appear to have had an overall negative effect on establishing robust microbial communities and sustaining sulfate reduction. | Data not provided | Fresh dairy cow manure should be used rather than horse manure - Dairy manure has been shown to contain higher numbers and diversity of SRB than horse or other manure types. Must have a consistent ethanol dose to the barrels. | Data not provided | Substrate: ChitoRem | Data not provided | Multiple limits of detection over time of study. Value is the min effluent value not qualified as non-detect. Range of non-detect values is < 5 - < 50. | ND = Non-detect
Treatability Study Technical Memorandum, Blue Ledge Mine Superfund Site, Siskiyou County, California | BLUE LEDGE MINE | CAN000906063 | N/A | N/A | TSP04 | Post operations | BCR 4 | Passive | Successive alkalinity producing system (SAPS) | Pre-treatment | Discharge from reclaimed waste rock pile 1 (WRP1) area (adits, runoff, and groundwater seeps) | N | Pre-treatment | Data not provided | Rogue River – Siskiyou National Forest in Northern California/no constraints noted | Pilot | September - December 2012 | Vanadium | V, total | µg/L | N | N/A | 2.3 | ND | (-)267.647-(-)83.824 |  |  | Not Available | [6 empty] | Data not provided | Data not provided | Data not provided | Data not provided | Data not provided | Data not provided | Data not provided | Data not provided |  | Influent | 3.24 | 9.96 | mg/L | 6.54 | °C | Data not provided | N/A | Data not provided | N/A | 309.7 | mV | 1811 | µS/cm | None | N/A | Data not provided | Data not provided | Data not provided | Data not provided | Data not provided | Data not provided | Data not provided | Data not provided | The short time period of the study and cold weather/cold influent water appear to have had an overall negative effect on establishing robust microbial communities and sustaining sulfate reduction. | Data not provided | Fresh dairy cow manure should be used rather than horse manure - Dairy manure has been shown to contain higher numbers and diversity of SRB than horse or other manure types. Must have a consistent ethanol dose to the barrels. | Data not provided | Successive alkalinity producing system (SAPS) with manure and limestone | Data not provided | Multiple limits of detection over time of study. Value is the max influent value not qualified as non-detect. Range of non-detect values is < 5 - < 50. | ND = Non-detect
Treatability Study Technical Memorandum, Blue Ledge Mine Superfund Site, Siskiyou County, California | BLUE LEDGE MINE | CAN000906063 | N/A | N/A | TSP04 | Post operations | BCR 4 | Passive | Successive alkalinity producing system (SAPS) | Pre-treatment | Discharge from reclaimed waste rock pile 1 (WRP1) area (adits, runoff, and groundwater seeps) | N | Pre-treatment | Data not provided | Rogue River – Siskiyou National Forest in Northern California/no constraints noted | Pilot | September - December 2012 | Vanadium | V, dissolved | µg/L | N | N/A | ND | < 5–< 50 | Not Applicable | [9 empty] | Data not provided | Data not provided | Data not provided | Data not provided | Data not provided | Data not provided | Data not provided | Data not provided |  | Influent (range for the period of record) | 2.87–3.24 | 8.22–10.72 | mg/L | 3.83–11.45 | °C | Data not provided | N/A | Data not provided | N/A | 222–515.3 | mV | 561–2,255 | µS/cm | None | N/A | Data not provided | Data not provided | Data not provided | Data not provided | Data not provided | Data not provided | Data not provided | Data not provided | The short time period of the study and cold weather/cold influent water appear to have had an overall negative effect on establishing robust microbial communities and sustaining sulfate reduction. | Data not provided | Fresh dairy cow manure should be used rather than horse manure - Dairy manure has been shown to contain higher numbers and diversity of SRB than horse or other manure types. Must have a consistent ethanol dose to the barrels. | Data not provided | Successive alkalinity producing system (SAPS) with manure and limestone | Data not provided | All influent values are non-detect (range of < 5 - < 50) | ND = Non-detect
Treatability Study Technical Memorandum, Blue Ledge Mine Superfund Site, Siskiyou County, California | BLUE LEDGE MINE | CAN000906063 | N/A | N/A | TSP04 | Post operations | BCR 4 | Passive | Successive alkalinity producing system (SAPS) | Pre-treatment | Discharge from reclaimed waste rock pile 1 (WRP1) area (adits, runoff, and groundwater seeps) | N | Pre-treatment | Data not provided | Rogue River – Siskiyou National Forest in Northern California/no constraints noted | Pilot | September - December 2012 | Vanadium | V, total | µg/L | N | N/A |  |  |  | 2.3 | ND | (-)987.0–(-)8.7 | [6 empty] | Data not provided | Data not provided | Data not provided | Data not provided | Data not provided | Data not provided | Data not provided | Data not provided |  | Influent | 3.24 | 9.96 | mg/L | 6.54 | °C | Data not provided | N/A | Data not provided | N/A | 309.7 | mV | 1811 | µS/cm | None | N/A | Data not provided | Data not provided | Data not provided | Data not provided | Data not provided | Data not provided | Data not provided | Data not provided | The short time period of the study and cold weather/cold influent water appear to have had an overall negative effect on establishing robust microbial communities and sustaining sulfate reduction. | Data not provided | Fresh dairy cow manure should be used rather than horse manure - Dairy manure has been shown to contain higher numbers and diversity of SRB than horse or other manure types. Must have a consistent ethanol dose to the barrels. | Data not provided | Successive alkalinity producing system (SAPS) with manure and limestone | Data not provided | Multiple limits of detection over time of study. Value is the max influent value not qualified as non-detect. Range of non-detect values is < 5 - < 50. | ND = Non-detect
Treatability Study Technical Memorandum, Blue Ledge Mine Superfund Site, Siskiyou County, California | BLUE LEDGE MINE | CAN000906063 | N/A | N/A | TSP04 | Post operations | BCR 4 | Passive | Successive alkalinity producing system (SAPS) | Pre-treatment | Discharge from reclaimed waste rock pile 1 (WRP1) area (adits, runoff, and groundwater seeps) | N | Pre-treatment | Data not provided | Rogue River – Siskiyou National Forest in Northern California/no constraints noted | Pilot | September - December 2012 | Vanadium | V, dissolved | µg/L | N | N/A |  |  |  | ND | < 5–< 50 | Not Applicable | [6 empty] | Data not provided | Data not provided | Data not provided | Data not provided | Data not provided | Data not provided | Data not provided | Data not provided |  | Influent (range for the period of record) | 2.87–3.24 | 8.22–10.72 | mg/L | 3.83–11.45 | °C | Data not provided | N/A | Data not provided | N/A | 222–515.3 | mV | 561–2,255 | µS/cm | None | N/A | Data not provided | Data not provided | Data not provided | Data not provided | Data not provided | Data not provided | Data not provided | Data not provided | The short time period of the study and cold weather/cold influent water appear to have had an overall negative effect on establishing robust microbial communities and sustaining sulfate reduction. | Data not provided | Fresh dairy cow manure should be used rather than horse manure - Dairy manure has been shown to contain higher numbers and diversity of SRB than horse or other manure types. Must have a consistent ethanol dose to the barrels. | Data not provided | Successive alkalinity producing system (SAPS) with manure and limestone | Data not provided | All influent values are non-detect (range of < 5 - < 50) | ND = Non-detect
Treatability Study Technical Memorandum, Blue Ledge Mine Superfund Site, Siskiyou County, California | BLUE LEDGE MINE | CAN000906063 | N/A | N/A | TSP04 | Post operations | BCR 4 | Passive | Successive alkalinity producing system (SAPS) | Pre-treatment | Discharge from reclaimed waste rock pile 1 (WRP1) area (adits, runoff, and groundwater seeps) | N | Pre-treatment | Data not provided | Rogue River – Siskiyou National Forest in Northern California/no constraints noted | Pilot | September - December 2012 | Vanadium | V, total | µg/L | N | N/A | [6 empty] | 1.1 | ND | Not Applicable |  |  |  | Data not provided | Data not provided | Data not provided | Data not provided | Data not provided | Data not provided | Data not provided | Data not provided |  | Effluent | 7.13 | 2.37 | mg/L | 9.45 | °C | Data not provided | N/A | Data not provided | N/A | -39.3 | mV | 1990 | µS/cm | None | N/A | Data not provided | Data not provided | Data not provided | Data not provided | Data not provided | Data not provided | Data not provided | Data not provided | The short time period of the study and cold weather/cold influent water appear to have had an overall negative effect on establishing robust microbial communities and sustaining sulfate reduction. | Data not provided | Fresh dairy cow manure should be used rather than horse manure - Dairy manure has been shown to contain higher numbers and diversity of SRB than horse or other manure types. Must have a consistent ethanol dose to the barrels. | Data not provided | Successive alkalinity producing system (SAPS) with manure and limestone | Data not provided | Multiple limits of detection over time of study. Value is the max effluent value not qualified as non-detect. Range of non-detect values is < 5 - < 50. | ND = Non-detect
Treatability Study Technical Memorandum, Blue Ledge Mine Superfund Site, Siskiyou County, California | BLUE LEDGE MINE | CAN000906063 | N/A | N/A | TSP04 | Post operations | BCR 4 | Passive | Successive alkalinity producing system (SAPS) | Pre-treatment | Discharge from reclaimed waste rock pile 1 (WRP1) area (adits, runoff, and groundwater seeps) | N | Pre-treatment | Data not provided | Rogue River – Siskiyou National Forest in Northern California/no constraints noted | Pilot | September - December 2012 | Vanadium | V, dissolved | µg/L | N | N/A | [6 empty] | ND | ND | Not Applicable |  |  |  | Data not provided | Data not provided | Data not provided | Data not provided | Data not provided | Data not provided | Data not provided | Data not provided |  | Effluent (range for the period of record) | 6.81–7.2 | 0.82–7.22 | mg/L | 4.5–15.84 | °C | Data not provided | N/A | Data not provided | N/A | (-)229.5–50.7 | mV | 638–2,969 | µS/cm | None | N/A | Data not provided | Data not provided | Data not provided | Data not provided | Data not provided | Data not provided | Data not provided | Data not provided | The short time period of the study and cold weather/cold influent water appear to have had an overall negative effect on establishing robust microbial communities and sustaining sulfate reduction. | Data not provided | Fresh dairy cow manure should be used rather than horse manure - Dairy manure has been shown to contain higher numbers and diversity of SRB than horse or other manure types. Must have a consistent ethanol dose to the barrels. | Data not provided | Successive alkalinity producing system (SAPS) with manure and limestone | Data not provided | All effluent values are non-detect (range of < 5 - < 50) | ND = Non-detect
Treatability Study Technical Memorandum, Blue Ledge Mine Superfund Site, Siskiyou County, California | BLUE LEDGE MINE | CAN000906063 | N/A | N/A | TSP04 | Post operations | BCR 4 | Passive | Successive alkalinity producing system (SAPS) | Pre-treatment | Discharge from reclaimed waste rock pile 1 (WRP1) area (adits, runoff, and groundwater seeps) | N | Pre-treatment | Data not provided | Rogue River – Siskiyou National Forest in Northern California/no constraints noted | Pilot | September - December 2012 | Vanadium | V, total | µg/L | N | N/A | [9 empty] | 0.78 | ND | Not Applicable | Data not provided | Data not provided | Data not provided | Data not provided | Data not provided | Data not provided | Data not provided | Data not provided |  | Effluent | 7.05 | 7.22 | mg/L | 6.02 | °C | Data not provided | N/A | Data not provided | N/A | -62.6 | mV | 2004 | µS/cm | None | N/A | Data not provided | Data not provided | Data not provided | Data not provided | Data not provided | Data not provided | Data not provided | Data not provided | The short time period of the study and cold weather/cold influent water appear to have had an overall negative effect on establishing robust microbial communities and sustaining sulfate reduction. | Data not provided | Fresh dairy cow manure should be used rather than horse manure - Dairy manure has been shown to contain higher numbers and diversity of SRB than horse or other manure types. Must have a consistent ethanol dose to the barrels. | Data not provided | Successive alkalinity producing system (SAPS) with manure and limestone | Data not provided | Multiple limits of detection over time of study. Value is the min effluent value not qualified as non-detect. Range of non-detect values is < 5 - < 50. | ND = Non-detect
Treatability Study Technical Memorandum, Blue Ledge Mine Superfund Site, Siskiyou County, California | BLUE LEDGE MINE | CAN000906063 | N/A | N/A | TSP04 | Post operations | BCR 4 | Passive | Successive alkalinity producing system (SAPS) | Pre-treatment | Discharge from reclaimed waste rock pile 1 (WRP1) area (adits, runoff, and groundwater seeps) | N | Pre-treatment | Data not provided | Rogue River – Siskiyou National Forest in Northern California/no constraints noted | Pilot | September - December 2012 | Vanadium | V, dissolved | µg/L | N | N/A | [9 empty] | ND | ND | Not Applicable | Data not provided | Data not provided | Data not provided | Data not provided | Data not provided | Data not provided | Data not provided | Data not provided |  | Effluent (range for the period of record) | 6.81–7.2 | 0.82–7.22 | mg/L | 4.5–15.84 | °C | Data not provided | N/A | Data not provided | N/A | (-)229.5–50.7 | mV | 638–2,969 | µS/cm | None | N/A | Data not provided | Data not provided | Data not provided | Data not provided | Data not provided | Data not provided | Data not provided | Data not provided | The short time period of the study and cold weather/cold influent water appear to have had an overall negative effect on establishing robust microbial communities and sustaining sulfate reduction. | Data not provided | Fresh dairy cow manure should be used rather than horse manure - Dairy manure has been shown to contain higher numbers and diversity of SRB than horse or other manure types. Must have a consistent ethanol dose to the barrels. | Data not provided | Successive alkalinity producing system (SAPS) with manure and limestone | Data not provided | All effluent values are non-detect (range of < 5 - < 50) | ND = Non-detect
Treatability Study Technical Memorandum, Blue Ledge Mine Superfund Site, Siskiyou County, California | BLUE LEDGE MINE | CAN000906063 | N/A | N/A | TSP05 | Post operations | BCR 5 | Passive | Successive alkalinity producing system (SAPS) | Pre-treatment | Discharge from reclaimed waste rock pile 1 (WRP1) area (adits, runoff, and groundwater seeps) | N | Pre-treatment | Data not provided | Rogue River – Siskiyou National Forest in Northern California/no constraints noted | Pilot | September - December 2012 | Vanadium | V, total | µg/L | N | N/A | 2.3 | 0.35 | 84.7826 | [9 empty] | Data not provided | Data not provided | Data not provided | Data not provided | Data not provided | Data not provided | Data not provided | Data not provided |  | Influent | 3.24 | 9.96 | mg/L | 6.54 | °C | Data not provided | N/A | Data not provided | N/A | 309.7 | mV | 1811 | µS/cm | None | N/A | Data not provided | Data not provided | Data not provided | Data not provided | Data not provided | Data not provided | Data not provided | Data not provided | The short time period of the study and cold weather/cold influent water appear to have had an overall negative effect on establishing robust microbial communities and sustaining sulfate reduction. | Data not provided | Fresh dairy cow manure should be used rather than horse manure - Dairy manure has been shown to contain higher numbers and diversity of SRB than horse or other manure types. Must have a consistent ethanol dose to the barrels. | Data not provided | Same as BCR 4 with the addition of ethanol. Successive alkalinity producing system (SAPS) with manure and limestone | Data not provided | Multiple limits of detection over time of study. Value is the max influent value not qualified as non-detect. Range of non-detect values is < 5 - < 50.
Treatability Study Technical Memorandum, Blue Ledge Mine Superfund Site, Siskiyou County, California | BLUE LEDGE MINE | CAN000906063 | N/A | N/A | TSP05 | Post operations | BCR 5 | Passive | Successive alkalinity producing system (SAPS) | Pre-treatment | Discharge from reclaimed waste rock pile 1 (WRP1) area (adits, runoff, and groundwater seeps) | N | Pre-treatment | Data not provided | Rogue River – Siskiyou National Forest in Northern California/no constraints noted | Pilot | September - December 2012 | Vanadium | V, dissolved | µg/L | N | N/A | ND | < 5–< 50 | Not Applicable | [9 empty] | Data not provided | Data not provided | Data not provided | Data not provided | Data not provided | Data not provided | Data not provided | Data not provided |  | Influent (range for the period of record) | 2.87–3.24 | 8.22–10.72 | mg/L | 3.83–11.45 | °C | Data not provided | N/A | Data not provided | N/A | 222–515.3 | mV | 561–2,255 | µS/cm | None | N/A | Data not provided | Data not provided | Data not provided | Data not provided | Data not provided | Data not provided | Data not provided | Data not provided | The short time period of the study and cold weather/cold influent water appear to have had an overall negative effect on establishing robust microbial communities and sustaining sulfate reduction. | Data not provided | Fresh dairy cow manure should be used rather than horse manure - Dairy manure has been shown to contain higher numbers and diversity of SRB than horse or other manure types. Must have a consistent ethanol dose to the barrels. | Data not provided | Same as BCR 4 with the addition of ethanol. Successive alkalinity producing system (SAPS) with manure and limestone | Data not provided | All influent values are non-detect (range of < 5 - < 50) | ND = Non-detect
Treatability Study Technical Memorandum, Blue Ledge Mine Superfund Site, Siskiyou County, California | BLUE LEDGE MINE | CAN000906063 | N/A | N/A | TSP05 | Post operations | BCR 5 | Passive | Successive alkalinity producing system (SAPS) | Pre-treatment | Discharge from reclaimed waste rock pile 1 (WRP1) area (adits, runoff, and groundwater seeps) | N | Pre-treatment | Data not provided | Rogue River – Siskiyou National Forest in Northern California/no constraints noted | Pilot | September - December 2012 | Vanadium | V, total | µg/L | N | N/A |  |  |  | 2.3 | ND | (-)987.0–(-)8.7 | [6 empty] | Data not provided | Data not provided | Data not provided | Data not provided | Data not provided | Data not provided | Data not provided | Data not provided |  | Influent | 3.24 | 9.96 | mg/L | 6.54 | °C | Data not provided | N/A | Data not provided | N/A | 309.7 | mV | 1811 | µS/cm | None | N/A | Data not provided | Data not provided | Data not provided | Data not provided | Data not provided | Data not provided | Data not provided | Data not provided | The short time period of the study and cold weather/cold influent water appear to have had an overall negative effect on establishing robust microbial communities and sustaining sulfate reduction. | Data not provided | Fresh dairy cow manure should be used rather than horse manure - Dairy manure has been shown to contain higher numbers and diversity of SRB than horse or other manure types. Must have a consistent ethanol dose to the barrels. | Data not provided | Same as BCR 4 with the addition of ethanol. Successive alkalinity producing system (SAPS) with manure and limestone | Data not provided | Multiple limits of detection over time of study. Value is the max influent value not qualified as non-detect. Range of non-detect values is < 5 - < 50. | ND = Non-detect
Treatability Study Technical Memorandum, Blue Ledge Mine Superfund Site, Siskiyou County, California | BLUE LEDGE MINE | CAN000906063 | N/A | N/A | TSP05 | Post operations | BCR 5 | Passive | Successive alkalinity producing system (SAPS) | Pre-treatment | Discharge from reclaimed waste rock pile 1 (WRP1) area (adits, runoff, and groundwater seeps) | N | Pre-treatment | Data not provided | Rogue River – Siskiyou National Forest in Northern California/no constraints noted | Pilot | September - December 2012 | Vanadium | V, dissolved | µg/L | N | N/A |  |  |  | ND | < 5–< 50 | Not Applicable | [6 empty] | Data not provided | Data not provided | Data not provided | Data not provided | Data not provided | Data not provided | Data not provided | Data not provided |  | Influent (range for the period of record) | 2.87–3.24 | 8.22–10.72 | mg/L | 3.83–11.45 | °C | Data not provided | N/A | Data not provided | N/A | 222–515.3 | mV | 561–2,255 | µS/cm | None | N/A | Data not provided | Data not provided | Data not provided | Data not provided | Data not provided | Data not provided | Data not provided | Data not provided | The short time period of the study and cold weather/cold influent water appear to have had an overall negative effect on establishing robust microbial communities and sustaining sulfate reduction. | Data not provided | Fresh dairy cow manure should be used rather than horse manure - Dairy manure has been shown to contain higher numbers and diversity of SRB than horse or other manure types. Must have a consistent ethanol dose to the barrels. | Data not provided | Same as BCR 4 with the addition of ethanol. Successive alkalinity producing system (SAPS) with manure and limestone | Data not provided | All influent values are non-detect (range of < 5 - < 50) | ND = Non-detect
Treatability Study Technical Memorandum, Blue Ledge Mine Superfund Site, Siskiyou County, California | BLUE LEDGE MINE | CAN000906063 | N/A | N/A | TSP05 | Post operations | BCR 5 | Passive | Successive alkalinity producing system (SAPS) | Pre-treatment | Discharge from reclaimed waste rock pile 1 (WRP1) area (adits, runoff, and groundwater seeps) | N | Pre-treatment | Data not provided | Rogue River – Siskiyou National Forest in Northern California/no constraints noted | Pilot | September - December 2012 | Vanadium | V, total | µg/L | N | N/A | [6 empty] | 0.7 | ND | Not Applicable |  |  |  | Data not provided | Data not provided | Data not provided | Data not provided | Data not provided | Data not provided | Data not provided | Data not provided |  | Effluent | 6.28 | 3.61 | mg/L | 9.41 | °C | Data not provided | N/A | Data not provided | N/A | 3.4 | mV | 2129 | µS/cm | None | N/A | Data not provided | Data not provided | Data not provided | Data not provided | Data not provided | Data not provided | Data not provided | Data not provided | The short time period of the study and cold weather/cold influent water appear to have had an overall negative effect on establishing robust microbial communities and sustaining sulfate reduction. | Data not provided | Fresh dairy cow manure should be used rather than horse manure - Dairy manure has been shown to contain higher numbers and diversity of SRB than horse or other manure types. Must have a consistent ethanol dose to the barrels. | Data not provided | Same as BCR 4 with the addition of ethanol. Successive alkalinity producing system (SAPS) with manure and limestone | Data not provided | Multiple limits of detection over time of study. Value is the max effluent value not qualified as non-detect. Range of non-detect values is < 5 - < 50. | ND = Non-detect
Treatability Study Technical Memorandum, Blue Ledge Mine Superfund Site, Siskiyou County, California | BLUE LEDGE MINE | CAN000906063 | N/A | N/A | TSP05 | Post operations | BCR 5 | Passive | Successive alkalinity producing system (SAPS) | Pre-treatment | Discharge from reclaimed waste rock pile 1 (WRP1) area (adits, runoff, and groundwater seeps) | N | Pre-treatment | Data not provided | Rogue River – Siskiyou National Forest in Northern California/no constraints noted | Pilot | September - December 2012 | Vanadium | V, dissolved | µg/L | N | N/A | [6 empty] | ND | ND | Not Applicable |  |  |  | Data not provided | Data not provided | Data not provided | Data not provided | Data not provided | Data not provided | Data not provided | Data not provided |  | Effluent (range for the period of record) | 6.14–6.99 | 0.87–7.74 | mg/L | 4.63–15.79 | °C | Data not provided | N/A | Data not provided | N/A | (-)226.9–78.9 | mV | 670–4,338 | µS/cm | None | N/A | Data not provided | Data not provided | Data not provided | Data not provided | Data not provided | Data not provided | Data not provided | Data not provided | The short time period of the study and cold weather/cold influent water appear to have had an overall negative effect on establishing robust microbial communities and sustaining sulfate reduction. | Data not provided | Fresh dairy cow manure should be used rather than horse manure - Dairy manure has been shown to contain higher numbers and diversity of SRB than horse or other manure types. Must have a consistent ethanol dose to the barrels. | Data not provided | Same as BCR 4 with the addition of ethanol. Successive alkalinity producing system (SAPS) with manure and limestone | Data not provided | All effluent values are non-detect (range of < 5 - < 50) | ND = Non-detect
Treatability Study Technical Memorandum, Blue Ledge Mine Superfund Site, Siskiyou County, California | BLUE LEDGE MINE | CAN000906063 | N/A | N/A | TSP05 | Post operations | BCR 5 | Passive | Successive alkalinity producing system (SAPS) | Pre-treatment | Discharge from reclaimed waste rock pile 1 (WRP1) area (adits, runoff, and groundwater seeps) | N | Pre-treatment | Data not provided | Rogue River – Siskiyou National Forest in Northern California/no constraints noted | Pilot | September - December 2012 | Vanadium | V, total | µg/L | N | N/A | [9 empty] | 0.35 | ND–2.3 | Not Applicable | Data not provided | Data not provided | Data not provided | Data not provided | Data not provided | Data not provided | Data not provided | Data not provided |  | Effluent (range for the period of record) | 6.34–6.64 | 3.33–4.73 | mg/L | 5.42–6.38 | °C | Data not provided | N/A | Data not provided | N/A | (-)58.6–12.6 | mV | 2,294–2,405 | µS/cm | None | N/A | Data not provided | Data not provided | Data not provided | Data not provided | Data not provided | Data not provided | Data not provided | Data not provided | The short time period of the study and cold weather/cold influent water appear to have had an overall negative effect on establishing robust microbial communities and sustaining sulfate reduction. | Data not provided | Fresh dairy cow manure should be used rather than horse manure - Dairy manure has been shown to contain higher numbers and diversity of SRB than horse or other manure types. Must have a consistent ethanol dose to the barrels. | Data not provided | Same as BCR 4 with the addition of ethanol. Successive alkalinity producing system (SAPS) with manure and limestone | Data not provided | Multiple limits of detection over time of study. Value is the min influent value not qualified as non-detect. Range of non-detect values is < 5 - < 50. Range of values shown to reflect more than one day with the same effluent. | ND = Non-detect.
Treatability Study Technical Memorandum, Blue Ledge Mine Superfund Site, Siskiyou County, California | BLUE LEDGE MINE | CAN000906063 | N/A | N/A | TSP05 | Post operations | BCR 5 | Passive | Successive alkalinity producing system (SAPS) | Pre-treatment | Discharge from reclaimed waste rock pile 1 (WRP1) area (adits, runoff, and groundwater seeps) | N | Pre-treatment | Data not provided | Rogue River – Siskiyou National Forest in Northern California/no constraints noted | Pilot | September - December 2012 | Vanadium | V, dissolved | µg/L | N | N/A | [9 empty] | ND | ND | Not Applicable | Data not provided | Data not provided | Data not provided | Data not provided | Data not provided | Data not provided | Data not provided | Data not provided |  | Effluent (range for the period of record) | 6.14–6.99 | 0.87–7.74 | mg/L | 4.63–15.79 | °C | Data not provided | N/A | Data not provided | N/A | (-)226.9–78.9 | mV | 670–4,338 | µS/cm | None | N/A | Data not provided | Data not provided | Data not provided | Data not provided | Data not provided | Data not provided | Data not provided | Data not provided | The short time period of the study and cold weather/cold influent water appear to have had an overall negative effect on establishing robust microbial communities and sustaining sulfate reduction. | Data not provided | Fresh dairy cow manure should be used rather than horse manure - Dairy manure has been shown to contain higher numbers and diversity of SRB than horse or other manure types. Must have a consistent ethanol dose to the barrels. | Data not provided | Same as BCR 4 with the addition of ethanol. Successive alkalinity producing system (SAPS) with manure and limestone | Data not provided | All effluent values are non-detect (range of < 5 - < 50) | ND = Non-detect
Treatability Study Technical Memorandum, Blue Ledge Mine Superfund Site, Siskiyou County, California | BLUE LEDGE MINE | CAN000906063 | N/A | N/A | TSP01 | Post operations | BCR 1 | Passive | Biochemical reactor (BCR) | No pre-treatment | Discharge from reclaimed waste rock pile 1 (WRP1) area (adits, runoff, and groundwater seeps) | N | BCR without pre-treatment | Data not provided | Rogue River – Siskiyou National Forest in Northern California/no constraints noted | Pilot | September - December 2012 | Zinc | Zn, total | µg/L | N | N/A | 28200 | 2690 | 90.461 | [9 empty] | Data not provided | Data not provided | Data not provided | Data not provided | Data not provided | Data not provided | Data not provided | Data not provided |  | Influent | 3.08 | 8.23 | mg/L | 8.55 | °C | Data not provided | N/A | Data not provided | N/A | 243 | mV | 2215 | µS/cm | None | N/A | Data not provided | Data not provided | Data not provided | Data not provided | Data not provided | Data not provided | Data not provided | Data not provided | The short time period of the study and cold weather/cold influent water appear to have had an overall negative effect on establishing robust microbial communities and sustaining sulfate reduction. | Data not provided | Fresh dairy cow manure should be used rather than horse manure - Dairy manure has been shown to contain higher numbers and diversity of SRB than horse or other manure types. Must have a consistent ethanol dose to the barrels. | Data not provided | Substrate: standard wood based substrate (wood chips and sawdust) | Data not provided | Data not provided
Treatability Study Technical Memorandum, Blue Ledge Mine Superfund Site, Siskiyou County, California | BLUE LEDGE MINE | CAN000906063 | N/A | N/A | TSP01 | Post operations | BCR 1 | Passive | Biochemical reactor (BCR) | No pre-treatment | Discharge from reclaimed waste rock pile 1 (WRP1) area (adits, runoff, and groundwater seeps) | N | BCR without pre-treatment | Data not provided | Rogue River – Siskiyou National Forest in Northern California/no constraints noted | Pilot | September - December 2012 | Zinc | Zn, dissolved | µg/L | N | N/A | 29000 | 14500 | 50 | [9 empty] | Data not provided | Data not provided | Data not provided | Data not provided | Data not provided | Data not provided | Data not provided | Data not provided |  | Influent | 3.15 | 9.09 | mg/L | 5.76 | °C | Data not provided | N/A | Data not provided | N/A | 260.6 | mV | 2255 | µS/cm | None | N/A | Data not provided | Data not provided | Data not provided | Data not provided | Data not provided | Data not provided | Data not provided | Data not provided | The short time period of the study and cold weather/cold influent water appear to have had an overall negative effect on establishing robust microbial communities and sustaining sulfate reduction. | Data not provided | Fresh dairy cow manure should be used rather than horse manure - Dairy manure has been shown to contain higher numbers and diversity of SRB than horse or other manure types. Must have a consistent ethanol dose to the barrels. | Data not provided | Substrate: standard wood based substrate (wood chips and sawdust) | Data not provided | Data not provided
Treatability Study Technical Memorandum, Blue Ledge Mine Superfund Site, Siskiyou County, California | BLUE LEDGE MINE | CAN000906063 | N/A | N/A | TSP01 | Post operations | BCR 1 | Passive | Biochemical reactor (BCR) | No pre-treatment | Discharge from reclaimed waste rock pile 1 (WRP1) area (adits, runoff, and groundwater seeps) | N | BCR without pre-treatment | Data not provided | Rogue River – Siskiyou National Forest in Northern California/no constraints noted | Pilot | September - December 2012 | Zinc | Zn, total | µg/L | N | N/A |  |  |  | 12700 | 20900 | -64.5669 | [6 empty] | Data not provided | Data not provided | Data not provided | Data not provided | Data not provided | Data not provided | Data not provided | Data not provided |  | Influent | 3.07 | 8.64 | mg/L | 5.49 | °C | Data not provided | N/A | Data not provided | N/A | 515.3 | mV | 561 | µS/cm | None | N/A | Data not provided | Data not provided | Data not provided | Data not provided | Data not provided | Data not provided | Data not provided | Data not provided | The short time period of the study and cold weather/cold influent water appear to have had an overall negative effect on establishing robust microbial communities and sustaining sulfate reduction. | Data not provided | Fresh dairy cow manure should be used rather than horse manure - Dairy manure has been shown to contain higher numbers and diversity of SRB than horse or other manure types. Must have a consistent ethanol dose to the barrels. | Data not provided | Substrate: standard wood based substrate (wood chips and sawdust) | Data not provided | Data not provided
Treatability Study Technical Memorandum, Blue Ledge Mine Superfund Site, Siskiyou County, California | BLUE LEDGE MINE | CAN000906063 | N/A | N/A | TSP01 | Post operations | BCR 1 | Passive | Biochemical reactor (BCR) | No pre-treatment | Discharge from reclaimed waste rock pile 1 (WRP1) area (adits, runoff, and groundwater seeps) | N | BCR without pre-treatment | Data not provided | Rogue River – Siskiyou National Forest in Northern California/no constraints noted | Pilot | September - December 2012 | Zinc | Zn, dissolved | µg/L | N | N/A |  |  |  | 12000 | 19500 | -62.5 | [6 empty] | Data not provided | Data not provided | Data not provided | Data not provided | Data not provided | Data not provided | Data not provided | Data not provided |  | Influent | 3.07 | 8.64 | mg/L | 5.49 | °C | Data not provided | N/A | Data not provided | N/A | 515.3 | mV | 561 | µS/cm | None | N/A | Data not provided | Data not provided | Data not provided | Data not provided | Data not provided | Data not provided | Data not provided | Data not provided | The short time period of the study and cold weather/cold influent water appear to have had an overall negative effect on establishing robust microbial communities and sustaining sulfate reduction. | Data not provided | Fresh dairy cow manure should be used rather than horse manure - Dairy manure has been shown to contain higher numbers and diversity of SRB than horse or other manure types. Must have a consistent ethanol dose to the barrels. | Data not provided | Substrate: standard wood based substrate (wood chips and sawdust) | Data not provided | Data not provided
Treatability Study Technical Memorandum, Blue Ledge Mine Superfund Site, Siskiyou County, California | BLUE LEDGE MINE | CAN000906063 | N/A | N/A | TSP01 | Post operations | BCR 1 | Passive | Biochemical reactor (BCR) | No pre-treatment | Discharge from reclaimed waste rock pile 1 (WRP1) area (adits, runoff, and groundwater seeps) | N | BCR without pre-treatment | Data not provided | Rogue River – Siskiyou National Forest in Northern California/no constraints noted | Pilot | September - December 2012 | Zinc | Zn, total | µg/L | N | N/A | [6 empty] | 23200 | 18500 | -25.4054 |  |  |  | Data not provided | Data not provided | Data not provided | Data not provided | Data not provided | Data not provided | Data not provided | Data not provided |  | Effluent | 6.57 | 3 | mg/L | 7.44 | °C | Data not provided | N/A | Data not provided | N/A | 67.8 | mV | 2129 | µS/cm | None | N/A | Data not provided | Data not provided | Data not provided | Data not provided | Data not provided | Data not provided | Data not provided | Data not provided | The short time period of the study and cold weather/cold influent water appear to have had an overall negative effect on establishing robust microbial communities and sustaining sulfate reduction. | Data not provided | Fresh dairy cow manure should be used rather than horse manure - Dairy manure has been shown to contain higher numbers and diversity of SRB than horse or other manure types. Must have a consistent ethanol dose to the barrels. | Data not provided | Substrate: standard wood based substrate (wood chips and sawdust) | Data not provided | Data not provided
Treatability Study Technical Memorandum, Blue Ledge Mine Superfund Site, Siskiyou County, California | BLUE LEDGE MINE | CAN000906063 | N/A | N/A | TSP01 | Post operations | BCR 1 | Passive | Biochemical reactor (BCR) | No pre-treatment | Discharge from reclaimed waste rock pile 1 (WRP1) area (adits, runoff, and groundwater seeps) | N | BCR without pre-treatment | Data not provided | Rogue River – Siskiyou National Forest in Northern California/no constraints noted | Pilot | September - December 2012 | Zinc | Zn, dissolved | µg/L | N | N/A | [6 empty] | 25700 | 19200 | -33.8542 |  |  |  | Data not provided | Data not provided | Data not provided | Data not provided | Data not provided | Data not provided | Data not provided | Data not provided |  | Effluent | 6.57 | 3 | mg/L | 7.44 | °C | Data not provided | N/A | Data not provided | N/A | 67.8 | mV | 2129 | µS/cm | None | N/A | Data not provided | Data not provided | Data not provided | Data not provided | Data not provided | Data not provided | Data not provided | Data not provided | The short time period of the study and cold weather/cold influent water appear to have had an overall negative effect on establishing robust microbial communities and sustaining sulfate reduction. | Data not provided | Fresh dairy cow manure should be used rather than horse manure - Dairy manure has been shown to contain higher numbers and diversity of SRB than horse or other manure types. Must have a consistent ethanol dose to the barrels. | Data not provided | Substrate: standard wood based substrate (wood chips and sawdust) | Data not provided | Data not provided
Treatability Study Technical Memorandum, Blue Ledge Mine Superfund Site, Siskiyou County, California | BLUE LEDGE MINE | CAN000906063 | N/A | N/A | TSP01 | Post operations | BCR 1 | Passive | Biochemical reactor (BCR) | No pre-treatment | Discharge from reclaimed waste rock pile 1 (WRP1) area (adits, runoff, and groundwater seeps) | N | BCR without pre-treatment | Data not provided | Rogue River – Siskiyou National Forest in Northern California/no constraints noted | Pilot | September - December 2012 | Zinc | Zn, total | µg/L | N | N/A | [9 empty] | 804 | 24400 | 96.7049 | Data not provided | Data not provided | Data not provided | Data not provided | Data not provided | Data not provided | Data not provided | Data not provided |  | Effluent | 6.75 | 4.53 | mg/L | 9.77 | °C | Data not provided | N/A | Data not provided | N/A | -78.3 | mV | 1291 | µS/cm | None | N/A | Data not provided | Data not provided | Data not provided | Data not provided | Data not provided | Data not provided | Data not provided | Data not provided | The short time period of the study and cold weather/cold influent water appear to have had an overall negative effect on establishing robust microbial communities and sustaining sulfate reduction. | Data not provided | Fresh dairy cow manure should be used rather than horse manure - Dairy manure has been shown to contain higher numbers and diversity of SRB than horse or other manure types. Must have a consistent ethanol dose to the barrels. | Data not provided | Substrate: standard wood based substrate (wood chips and sawdust) | Data not provided | Data not provided
Treatability Study Technical Memorandum, Blue Ledge Mine Superfund Site, Siskiyou County, California | BLUE LEDGE MINE | CAN000906063 | N/A | N/A | TSP01 | Post operations | BCR 1 | Passive | Biochemical reactor (BCR) | No pre-treatment | Discharge from reclaimed waste rock pile 1 (WRP1) area (adits, runoff, and groundwater seeps) | N | BCR without pre-treatment | Data not provided | Rogue River – Siskiyou National Forest in Northern California/no constraints noted | Pilot | September - December 2012 | Zinc | Zn, dissolved | µg/L | N | N/A | [9 empty] | 21.9 | 24500 | 99.9106 | Data not provided | Data not provided | Data not provided | Data not provided | Data not provided | Data not provided | Data not provided | Data not provided |  | Effluent | 6.75 | 4.53 | mg/L | 9.77 | °C | Data not provided | N/A | Data not provided | N/A | -78.3 | mV | 1291 | µS/cm | None | N/A | Data not provided | Data not provided | Data not provided | Data not provided | Data not provided | Data not provided | Data not provided | Data not provided | The short time period of the study and cold weather/cold influent water appear to have had an overall negative effect on establishing robust microbial communities and sustaining sulfate reduction. | Data not provided | Fresh dairy cow manure should be used rather than horse manure - Dairy manure has been shown to contain higher numbers and diversity of SRB than horse or other manure types. Must have a consistent ethanol dose to the barrels. | Data not provided | Substrate: standard wood based substrate (wood chips and sawdust) | Data not provided | Data not provided
Treatability Study Technical Memorandum, Blue Ledge Mine Superfund Site, Siskiyou County, California | BLUE LEDGE MINE | CAN000906063 | N/A | N/A | TSP02 | Post operations | BCR 2 | Passive | Biochemical reactor (BCR) | No pre-treatment | Discharge from reclaimed waste rock pile 1 (WRP1) area (adits, runoff, and groundwater seeps) | N | BCR without pre-treatment | Data not provided | Rogue River – Siskiyou National Forest in Northern California/no constraints noted | Pilot | September - December 2012 | Zinc | Zn, total | µg/L | N | N/A | 28200 | 2210 | 92.1631 | [9 empty] | Data not provided | Data not provided | Data not provided | Data not provided | Data not provided | Data not provided | Data not provided | Data not provided |  | Influent | 3.08 | 8.23 | mg/L | 8.55 | °C | Data not provided | N/A | Data not provided | N/A | 243 | mV | 2215 | µS/cm | None | N/A | Data not provided | Data not provided | Data not provided | Data not provided | Data not provided | Data not provided | Data not provided | Data not provided | The short time period of the study and cold weather/cold influent water appear to have had an overall negative effect on establishing robust microbial communities and sustaining sulfate reduction. | Data not provided | Fresh dairy cow manure should be used rather than horse manure - Dairy manure has been shown to contain higher numbers and diversity of SRB than horse or other manure types. Must have a consistent ethanol dose to the barrels. | Data not provided | Substrate: standard wood based substrate (wood chips and sawdust) with compost (horse manure) | Data not provided | Data not provided
Treatability Study Technical Memorandum, Blue Ledge Mine Superfund Site, Siskiyou County, California | BLUE LEDGE MINE | CAN000906063 | N/A | N/A | TSP02 | Post operations | BCR 2 | Passive | Biochemical reactor (BCR) | No pre-treatment | Discharge from reclaimed waste rock pile 1 (WRP1) area (adits, runoff, and groundwater seeps) | N | BCR without pre-treatment | Data not provided | Rogue River – Siskiyou National Forest in Northern California/no constraints noted | Pilot | September - December 2012 | Zinc | Zn, dissolved | µg/L | N | N/A | 29000 | 14.8 | 99.949 | [9 empty] | Data not provided | Data not provided | Data not provided | Data not provided | Data not provided | Data not provided | Data not provided | Data not provided |  | Influent | 3.15 | 9.09 | mg/L | 5.76 | °C | Data not provided | N/A | Data not provided | N/A | 260.6 | mV | 2255 | µS/cm | None | N/A | Data not provided | Data not provided | Data not provided | Data not provided | Data not provided | Data not provided | Data not provided | Data not provided | The short time period of the study and cold weather/cold influent water appear to have had an overall negative effect on establishing robust microbial communities and sustaining sulfate reduction. | Data not provided | Fresh dairy cow manure should be used rather than horse manure - Dairy manure has been shown to contain higher numbers and diversity of SRB than horse or other manure types. Must have a consistent ethanol dose to the barrels. | Data not provided | Substrate: standard wood based substrate (wood chips and sawdust) with compost (horse manure) | Data not provided | Data not provided
Treatability Study Technical Memorandum, Blue Ledge Mine Superfund Site, Siskiyou County, California | BLUE LEDGE MINE | CAN000906063 | N/A | N/A | TSP02 | Post operations | BCR 2 | Passive | Biochemical reactor (BCR) | No pre-treatment | Discharge from reclaimed waste rock pile 1 (WRP1) area (adits, runoff, and groundwater seeps) | N | BCR without pre-treatment | Data not provided | Rogue River – Siskiyou National Forest in Northern California/no constraints noted | Pilot | September - December 2012 | Zinc | Zn, total | µg/L | N | N/A |  |  |  | 12700 | 1100 | 91.3386 | [6 empty] | Data not provided | Data not provided | Data not provided | Data not provided | Data not provided | Data not provided | Data not provided | Data not provided |  | Influent | 3.07 | 8.64 | mg/L | 5.49 | °C | Data not provided | N/A | Data not provided | N/A | 515.3 | mV | 561 | µS/cm | None | N/A | Data not provided | Data not provided | Data not provided | Data not provided | Data not provided | Data not provided | Data not provided | Data not provided | The short time period of the study and cold weather/cold influent water appear to have had an overall negative effect on establishing robust microbial communities and sustaining sulfate reduction. | Data not provided | Fresh dairy cow manure should be used rather than horse manure - Dairy manure has been shown to contain higher numbers and diversity of SRB than horse or other manure types. Must have a consistent ethanol dose to the barrels. | Data not provided | Substrate: standard wood based substrate (wood chips and sawdust) with compost (horse manure) | Data not provided | Data not provided
Treatability Study Technical Memorandum, Blue Ledge Mine Superfund Site, Siskiyou County, California | BLUE LEDGE MINE | CAN000906063 | N/A | N/A | TSP02 | Post operations | BCR 2 | Passive | Biochemical reactor (BCR) | No pre-treatment | Discharge from reclaimed waste rock pile 1 (WRP1) area (adits, runoff, and groundwater seeps) | N | BCR without pre-treatment | Data not provided | Rogue River – Siskiyou National Forest in Northern California/no constraints noted | Pilot | September - December 2012 | Zinc | Zn, dissolved | µg/L | N | N/A |  |  |  | 12000 | 5.9 | 99.9508 | [6 empty] | Data not provided | Data not provided | Data not provided | Data not provided | Data not provided | Data not provided | Data not provided | Data not provided |  | Influent | 3.07 | 8.64 | mg/L | 5.49 | °C | Data not provided | N/A | Data not provided | N/A | 515.3 | mV | 561 | µS/cm | None | N/A | Data not provided | Data not provided | Data not provided | Data not provided | Data not provided | Data not provided | Data not provided | Data not provided | The short time period of the study and cold weather/cold influent water appear to have had an overall negative effect on establishing robust microbial communities and sustaining sulfate reduction. | Data not provided | Fresh dairy cow manure should be used rather than horse manure - Dairy manure has been shown to contain higher numbers and diversity of SRB than horse or other manure types. Must have a consistent ethanol dose to the barrels. | Data not provided | Substrate: standard wood based substrate (wood chips and sawdust) with compost (horse manure) | Data not provided | Data not provided
Treatability Study Technical Memorandum, Blue Ledge Mine Superfund Site, Siskiyou County, California | BLUE LEDGE MINE | CAN000906063 | N/A | N/A | TSP02 | Post operations | BCR 2 | Passive | Biochemical reactor (BCR) | No pre-treatment | Discharge from reclaimed waste rock pile 1 (WRP1) area (adits, runoff, and groundwater seeps) | N | BCR without pre-treatment | Data not provided | Rogue River – Siskiyou National Forest in Northern California/no constraints noted | Pilot | September - December 2012 | Zinc | Zn, total | µg/L | N | N/A | [6 empty] | 3760 | 18500 | 79.6757 |  |  |  | Data not provided | Data not provided | Data not provided | Data not provided | Data not provided | Data not provided | Data not provided | Data not provided |  | Effluent | 6.46 | 5.16 | mg/L | 6.76 | °C | Data not provided | N/A | Data not provided | N/A | 3.8 | mV | 1971 | µS/cm | None | N/A | Data not provided | Data not provided | Data not provided | Data not provided | Data not provided | Data not provided | Data not provided | Data not provided | The short time period of the study and cold weather/cold influent water appear to have had an overall negative effect on establishing robust microbial communities and sustaining sulfate reduction. | Data not provided | Fresh dairy cow manure should be used rather than horse manure - Dairy manure has been shown to contain higher numbers and diversity of SRB than horse or other manure types. Must have a consistent ethanol dose to the barrels. | Data not provided | Substrate: standard wood based substrate (wood chips and sawdust) with compost (horse manure) | Data not provided | Data not provided
Treatability Study Technical Memorandum, Blue Ledge Mine Superfund Site, Siskiyou County, California | BLUE LEDGE MINE | CAN000906063 | N/A | N/A | TSP02 | Post operations | BCR 2 | Passive | Biochemical reactor (BCR) | No pre-treatment | Discharge from reclaimed waste rock pile 1 (WRP1) area (adits, runoff, and groundwater seeps) | N | BCR without pre-treatment | Data not provided | Rogue River – Siskiyou National Forest in Northern California/no constraints noted | Pilot | September - December 2012 | Zinc | Zn, dissolved | µg/L | N | N/A | [6 empty] | 2540 | 19200 | 86.7708 |  |  |  | Data not provided | Data not provided | Data not provided | Data not provided | Data not provided | Data not provided | Data not provided | Data not provided |  | Effluent | 6.46 | 5.16 | mg/L | 6.76 | °C | Data not provided | N/A | Data not provided | N/A | 3.8 | mV | 1971 | µS/cm | None | N/A | Data not provided | Data not provided | Data not provided | Data not provided | Data not provided | Data not provided | Data not provided | Data not provided | The short time period of the study and cold weather/cold influent water appear to have had an overall negative effect on establishing robust microbial communities and sustaining sulfate reduction. | Data not provided | Fresh dairy cow manure should be used rather than horse manure - Dairy manure has been shown to contain higher numbers and diversity of SRB than horse or other manure types. Must have a consistent ethanol dose to the barrels. | Data not provided | Substrate: standard wood based substrate (wood chips and sawdust) with compost (horse manure) | Data not provided | Data not provided
Treatability Study Technical Memorandum, Blue Ledge Mine Superfund Site, Siskiyou County, California | BLUE LEDGE MINE | CAN000906063 | N/A | N/A | TSP02 | Post operations | BCR 2 | Passive | Biochemical reactor (BCR) | No pre-treatment | Discharge from reclaimed waste rock pile 1 (WRP1) area (adits, runoff, and groundwater seeps) | N | BCR without pre-treatment | Data not provided | Rogue River – Siskiyou National Forest in Northern California/no constraints noted | Pilot | September - December 2012 | Zinc | Zn, total | µg/L | N | N/A | [9 empty] | 214 | 24400 | 99.123 | Data not provided | Data not provided | Data not provided | Data not provided | Data not provided | Data not provided | Data not provided | Data not provided |  | Effluent | 6.45 | 2.3 | mg/L | 8.87 | °C | Data not provided | N/A | Data not provided | N/A | -112.1 | mV | 1219 | µS/cm | None | N/A | Data not provided | Data not provided | Data not provided | Data not provided | Data not provided | Data not provided | Data not provided | Data not provided | The short time period of the study and cold weather/cold influent water appear to have had an overall negative effect on establishing robust microbial communities and sustaining sulfate reduction. | Data not provided | Fresh dairy cow manure should be used rather than horse manure - Dairy manure has been shown to contain higher numbers and diversity of SRB than horse or other manure types. Must have a consistent ethanol dose to the barrels. | Data not provided | Substrate: standard wood based substrate (wood chips and sawdust) with compost (horse manure) | Data not provided | Data not provided
Treatability Study Technical Memorandum, Blue Ledge Mine Superfund Site, Siskiyou County, California | BLUE LEDGE MINE | CAN000906063 | N/A | N/A | TSP02 | Post operations | BCR 2 | Passive | Biochemical reactor (BCR) | No pre-treatment | Discharge from reclaimed waste rock pile 1 (WRP1) area (adits, runoff, and groundwater seeps) | N | BCR without pre-treatment | Data not provided | Rogue River – Siskiyou National Forest in Northern California/no constraints noted | Pilot | September - December 2012 | Zinc | Zn, dissolved | µg/L | N | N/A | [9 empty] | 4.6 | Data not provided | Not Applicable | Data not provided | Data not provided | Data not provided | Data not provided | Data not provided | Data not provided | Data not provided | Data not provided |  | Effluent | 6.57 | 2.11 | mg/L | 9.17 | °C | Data not provided | N/A | Data not provided | N/A | -85 | mV | 2080 | µS/cm | None | N/A | Data not provided | Data not provided | Data not provided | Data not provided | Data not provided | Data not provided | Data not provided | Data not provided | The short time period of the study and cold weather/cold influent water appear to have had an overall negative effect on establishing robust microbial communities and sustaining sulfate reduction. | Data not provided | Fresh dairy cow manure should be used rather than horse manure - Dairy manure has been shown to contain higher numbers and diversity of SRB than horse or other manure types. Must have a consistent ethanol dose to the barrels. | Data not provided | Substrate: standard wood based substrate (wood chips and sawdust) with compost (horse manure) | Data not provided | Data not provided
Treatability Study Technical Memorandum, Blue Ledge Mine Superfund Site, Siskiyou County, California | BLUE LEDGE MINE | CAN000906063 | N/A | N/A | TSP03 | Post operations | BCR 3 | Passive | Biochemical reactor (BCR) | No pre-treatment | Discharge from reclaimed waste rock pile 1 (WRP1) area (adits, runoff, and groundwater seeps) | N | BCR without pre-treatment | Data not provided | Rogue River – Siskiyou National Forest in Northern California/no constraints noted | Pilot | September - December 2012 | Zinc | Zn, total | µg/L | N | N/A | 28200 | 101 | 99.6418 | [9 empty] | Data not provided | Data not provided | Data not provided | Data not provided | Data not provided | Data not provided | Data not provided | Data not provided |  | Influent | 3.08 | 8.23 | mg/L | 8.55 | °C | Data not provided | N/A | Data not provided | N/A | 243 | mV | 2215 | µS/cm | None | N/A | Data not provided | Data not provided | Data not provided | Data not provided | Data not provided | Data not provided | Data not provided | Data not provided | The short time period of the study and cold weather/cold influent water appear to have had an overall negative effect on establishing robust microbial communities and sustaining sulfate reduction. | Data not provided | Fresh dairy cow manure should be used rather than horse manure - Dairy manure has been shown to contain higher numbers and diversity of SRB than horse or other manure types. Must have a consistent ethanol dose to the barrels. | Data not provided | Substrate: ChitoRem | Data not provided | Data not provided
Treatability Study Technical Memorandum, Blue Ledge Mine Superfund Site, Siskiyou County, California | BLUE LEDGE MINE | CAN000906063 | N/A | N/A | TSP03 | Post operations | BCR 3 | Passive | Biochemical reactor (BCR) | No pre-treatment | Discharge from reclaimed waste rock pile 1 (WRP1) area (adits, runoff, and groundwater seeps) | N | BCR without pre-treatment | Data not provided | Rogue River – Siskiyou National Forest in Northern California/no constraints noted | Pilot | September - December 2012 | Zinc | Zn, dissolved | µg/L | N | N/A | 29000 | 13.8 | 99.9524 | [9 empty] | Data not provided | Data not provided | Data not provided | Data not provided | Data not provided | Data not provided | Data not provided | Data not provided |  | Influent | 3.15 | 9.09 | mg/L | 5.76 | °C | Data not provided | N/A | Data not provided | N/A | 260.6 | mV | 2255 | µS/cm | None | N/A | Data not provided | Data not provided | Data not provided | Data not provided | Data not provided | Data not provided | Data not provided | Data not provided | The short time period of the study and cold weather/cold influent water appear to have had an overall negative effect on establishing robust microbial communities and sustaining sulfate reduction. | Data not provided | Fresh dairy cow manure should be used rather than horse manure - Dairy manure has been shown to contain higher numbers and diversity of SRB than horse or other manure types. Must have a consistent ethanol dose to the barrels. | Data not provided | Substrate: ChitoRem | Data not provided | Data not provided
Treatability Study Technical Memorandum, Blue Ledge Mine Superfund Site, Siskiyou County, California | BLUE LEDGE MINE | CAN000906063 | N/A | N/A | TSP03 | Post operations | BCR 3 | Passive | Biochemical reactor (BCR) | No pre-treatment | Discharge from reclaimed waste rock pile 1 (WRP1) area (adits, runoff, and groundwater seeps) | N | BCR without pre-treatment | Data not provided | Rogue River – Siskiyou National Forest in Northern California/no constraints noted | Pilot | September - December 2012 | Zinc | Zn, total | µg/L | N | N/A |  |  |  | 12700 | < 22.2 | 99.9126 | [6 empty] | Data not provided | Data not provided | Data not provided | Data not provided | Data not provided | Data not provided | Data not provided | Data not provided |  | Influent | 3.07 | 8.64 | mg/L | 5.49 | °C | Data not provided | N/A | Data not provided | N/A | 515.3 | mV | 561 | µS/cm | None | N/A | Data not provided | Data not provided | Data not provided | Data not provided | Data not provided | Data not provided | Data not provided | Data not provided | The short time period of the study and cold weather/cold influent water appear to have had an overall negative effect on establishing robust microbial communities and sustaining sulfate reduction. | Data not provided | Fresh dairy cow manure should be used rather than horse manure - Dairy manure has been shown to contain higher numbers and diversity of SRB than horse or other manure types. Must have a consistent ethanol dose to the barrels. | Data not provided | Substrate: ChitoRem | Data not provided | Data not provided
Treatability Study Technical Memorandum, Blue Ledge Mine Superfund Site, Siskiyou County, California | BLUE LEDGE MINE | CAN000906063 | N/A | N/A | TSP03 | Post operations | BCR 3 | Passive | Biochemical reactor (BCR) | No pre-treatment | Discharge from reclaimed waste rock pile 1 (WRP1) area (adits, runoff, and groundwater seeps) | N | BCR without pre-treatment | Data not provided | Rogue River – Siskiyou National Forest in Northern California/no constraints noted | Pilot | September - December 2012 | Zinc | Zn, dissolved | µg/L | N | N/A |  |  |  | 12000 | 14.4 | 99.88 | [6 empty] | Data not provided | Data not provided | Data not provided | Data not provided | Data not provided | Data not provided | Data not provided | Data not provided |  | Influent | 3.07 | 8.64 | mg/L | 5.49 | °C | Data not provided | N/A | Data not provided | N/A | 515.3 | mV | 561 | µS/cm | None | N/A | Data not provided | Data not provided | Data not provided | Data not provided | Data not provided | Data not provided | Data not provided | Data not provided | The short time period of the study and cold weather/cold influent water appear to have had an overall negative effect on establishing robust microbial communities and sustaining sulfate reduction. | Data not provided | Fresh dairy cow manure should be used rather than horse manure - Dairy manure has been shown to contain higher numbers and diversity of SRB than horse or other manure types. Must have a consistent ethanol dose to the barrels. | Data not provided | Substrate: ChitoRem | Data not provided | Data not provided
Treatability Study Technical Memorandum, Blue Ledge Mine Superfund Site, Siskiyou County, California | BLUE LEDGE MINE | CAN000906063 | N/A | N/A | TSP03 | Post operations | BCR 3 | Passive | Biochemical reactor (BCR) | No pre-treatment | Discharge from reclaimed waste rock pile 1 (WRP1) area (adits, runoff, and groundwater seeps) | N | BCR without pre-treatment | Data not provided | Rogue River – Siskiyou National Forest in Northern California/no constraints noted | Pilot | September - December 2012 | Zinc | Zn, total | µg/L | N | N/A | [6 empty] | 333 | 21300 | 98.4366 |  |  |  | Data not provided | Data not provided | Data not provided | Data not provided | Data not provided | Data not provided | Data not provided | Data not provided |  | Effluent | 7.16 | 2.12 | mg/L | 15.37 | °C | Data not provided | N/A | Data not provided | N/A | -107.2 | mV | 29030 | µS/cm | None | N/A | Data not provided | Data not provided | Data not provided | Data not provided | Data not provided | Data not provided | Data not provided | Data not provided | The short time period of the study and cold weather/cold influent water appear to have had an overall negative effect on establishing robust microbial communities and sustaining sulfate reduction. | Data not provided | Fresh dairy cow manure should be used rather than horse manure - Dairy manure has been shown to contain higher numbers and diversity of SRB than horse or other manure types. Must have a consistent ethanol dose to the barrels. | Data not provided | Substrate: ChitoRem | Data not provided | Data not provided
Treatability Study Technical Memorandum, Blue Ledge Mine Superfund Site, Siskiyou County, California | BLUE LEDGE MINE | CAN000906063 | N/A | N/A | TSP03 | Post operations | BCR 3 | Passive | Biochemical reactor (BCR) | No pre-treatment | Discharge from reclaimed waste rock pile 1 (WRP1) area (adits, runoff, and groundwater seeps) | N | BCR without pre-treatment | Data not provided | Rogue River – Siskiyou National Forest in Northern California/no constraints noted | Pilot | September - December 2012 | Zinc | Zn, dissolved | µg/L | N | N/A | [6 empty] | 272 | 20500 | 98.6732 |  |  |  | Data not provided | Data not provided | Data not provided | Data not provided | Data not provided | Data not provided | Data not provided | Data not provided | 98.7–99.9 % | Effluent | 7.16 | 2.12 | mg/L | 15.37 | °C | Data not provided | N/A | Data not provided | N/A | -107.2 | mV | 29030 | µS/cm | None | N/A | Data not provided | Data not provided | Data not provided | Data not provided | Data not provided | Data not provided | Y | 120 µg/L screening level based on Freshwater National Recommended Water Quality Criteria (NRWQC) criterion continuous concentration (CCC) | The short time period of the study and cold weather/cold influent water appear to have had an overall negative effect on establishing robust microbial communities and sustaining sulfate reduction. | Data not provided | Fresh dairy cow manure should be used rather than horse manure - Dairy manure has been shown to contain higher numbers and diversity of SRB than horse or other manure types. Must have a consistent ethanol dose to the barrels. | Data not provided | Substrate: ChitoRem | Data not provided | Data not provided
Treatability Study Technical Memorandum, Blue Ledge Mine Superfund Site, Siskiyou County, California | BLUE LEDGE MINE | CAN000906063 | N/A | N/A | TSP03 | Post operations | BCR 3 | Passive | Biochemical reactor (BCR) | No pre-treatment | Discharge from reclaimed waste rock pile 1 (WRP1) area (adits, runoff, and groundwater seeps) | N | BCR without pre-treatment | Data not provided | Rogue River – Siskiyou National Forest in Northern California/no constraints noted | Pilot | September - December 2012 | Zinc | Zn, total | µg/L | N | N/A | [9 empty] | 13.4 | 25200 | 99.9468 | Data not provided | Data not provided | Data not provided | Data not provided | Data not provided | Data not provided | Data not provided | Data not provided |  | Effluent | 7.37 | 5.28 | mg/L | 5.93 | °C | Data not provided | N/A | Data not provided | N/A | -39.6 | mV | 7189 | µS/cm | None | N/A | Data not provided | Data not provided | Data not provided | Data not provided | Data not provided | Data not provided | Data not provided | Data not provided | The short time period of the study and cold weather/cold influent water appear to have had an overall negative effect on establishing robust microbial communities and sustaining sulfate reduction. | Data not provided | Fresh dairy cow manure should be used rather than horse manure - Dairy manure has been shown to contain higher numbers and diversity of SRB than horse or other manure types. Must have a consistent ethanol dose to the barrels. | Data not provided | Substrate: ChitoRem | Data not provided | Data not provided
Treatability Study Technical Memorandum, Blue Ledge Mine Superfund Site, Siskiyou County, California | BLUE LEDGE MINE | CAN000906063 | N/A | N/A | TSP03 | Post operations | BCR 3 | Passive | Biochemical reactor (BCR) | No pre-treatment | Discharge from reclaimed waste rock pile 1 (WRP1) area (adits, runoff, and groundwater seeps) | N | BCR without pre-treatment | Data not provided | Rogue River – Siskiyou National Forest in Northern California/no constraints noted | Pilot | September - December 2012 | Zinc | Zn, dissolved | µg/L | N | N/A | [9 empty] | 8.6 | 12800 | 99.9328 | Data not provided | Data not provided | Data not provided | Data not provided | Data not provided | Data not provided | Data not provided | Data not provided | 98.7–99.9 % | Effluent | 7.22 | 1.89 | mg/L | 5.47 | °C | Data not provided | N/A | Data not provided | N/A | -134.2 | mV | 3074 | µS/cm | None | N/A | Data not provided | Data not provided | Data not provided | Data not provided | Data not provided | Data not provided | Y | 120 µg/L screening level based on Freshwater National Recommended Water Quality Criteria (NRWQC) criterion continuous concentration (CCC) | The short time period of the study and cold weather/cold influent water appear to have had an overall negative effect on establishing robust microbial communities and sustaining sulfate reduction. | Data not provided | Fresh dairy cow manure should be used rather than horse manure - Dairy manure has been shown to contain higher numbers and diversity of SRB than horse or other manure types. Must have a consistent ethanol dose to the barrels. | Data not provided | Substrate: ChitoRem | Data not provided | Data not provided
Treatability Study Technical Memorandum, Blue Ledge Mine Superfund Site, Siskiyou County, California | BLUE LEDGE MINE | CAN000906063 | N/A | N/A | TSP04 | Post operations | BCR 4 | Passive | Successive alkalinity producing system (SAPS) | Pre-treatment | Discharge from reclaimed waste rock pile 1 (WRP1) area (adits, runoff, and groundwater seeps) | N | Pre-treatment | Data not provided | Rogue River – Siskiyou National Forest in Northern California/no constraints noted | Pilot | September - December 2012 | Zinc | Zn, total | µg/L | N | N/A | 28200 | 539 | 98.0887 | [9 empty] | Data not provided | Data not provided | Data not provided | Data not provided | Data not provided | Data not provided | Data not provided | Data not provided |  | Influent | 3.08 | 8.23 | mg/L | 8.55 | °C | Data not provided | N/A | Data not provided | N/A | 243 | mV | 2215 | µS/cm | None | N/A | Data not provided | Data not provided | Data not provided | Data not provided | Data not provided | Data not provided | Data not provided | Data not provided | The short time period of the study and cold weather/cold influent water appear to have had an overall negative effect on establishing robust microbial communities and sustaining sulfate reduction. | Data not provided | Fresh dairy cow manure should be used rather than horse manure - Dairy manure has been shown to contain higher numbers and diversity of SRB than horse or other manure types. Must have a consistent ethanol dose to the barrels. | Data not provided | Successive alkalinity producing system (SAPS) with manure and limestone | Data not provided | Data not provided
Treatability Study Technical Memorandum, Blue Ledge Mine Superfund Site, Siskiyou County, California | BLUE LEDGE MINE | CAN000906063 | N/A | N/A | TSP04 | Post operations | BCR 4 | Passive | Successive alkalinity producing system (SAPS) | Pre-treatment | Discharge from reclaimed waste rock pile 1 (WRP1) area (adits, runoff, and groundwater seeps) | N | Pre-treatment | Data not provided | Rogue River – Siskiyou National Forest in Northern California/no constraints noted | Pilot | September - December 2012 | Zinc | Zn, dissolved | µg/L | N | N/A | 29000 | < 2.7 | 99.9953 | [9 empty] | Data not provided | Data not provided | Data not provided | Data not provided | Data not provided | Data not provided | Data not provided | Data not provided |  | Influent | 3.15 | 9.09 | mg/L | 5.76 | °C | Data not provided | N/A | Data not provided | N/A | 260.6 | mV | 2255 | µS/cm | None | N/A | Data not provided | Data not provided | Data not provided | Data not provided | Data not provided | Data not provided | Data not provided | Data not provided | The short time period of the study and cold weather/cold influent water appear to have had an overall negative effect on establishing robust microbial communities and sustaining sulfate reduction. | Data not provided | Fresh dairy cow manure should be used rather than horse manure - Dairy manure has been shown to contain higher numbers and diversity of SRB than horse or other manure types. Must have a consistent ethanol dose to the barrels. | Data not provided | Successive alkalinity producing system (SAPS) with manure and limestone | Data not provided | Data not provided
Treatability Study Technical Memorandum, Blue Ledge Mine Superfund Site, Siskiyou County, California | BLUE LEDGE MINE | CAN000906063 | N/A | N/A | TSP04 | Post operations | BCR 4 | Passive | Successive alkalinity producing system (SAPS) | Pre-treatment | Discharge from reclaimed waste rock pile 1 (WRP1) area (adits, runoff, and groundwater seeps) | N | Pre-treatment | Data not provided | Rogue River – Siskiyou National Forest in Northern California/no constraints noted | Pilot | September - December 2012 | Zinc | Zn, total | µg/L | N | N/A |  |  |  | 12700 | 941 | 92.5906 | [6 empty] | Data not provided | Data not provided | Data not provided | Data not provided | Data not provided | Data not provided | Data not provided | Data not provided |  | Influent | 3.07 | 8.64 | mg/L | 5.49 | °C | Data not provided | N/A | Data not provided | N/A | 515.3 | mV | 561 | µS/cm | None | N/A | Data not provided | Data not provided | Data not provided | Data not provided | Data not provided | Data not provided | Data not provided | Data not provided | The short time period of the study and cold weather/cold influent water appear to have had an overall negative effect on establishing robust microbial communities and sustaining sulfate reduction. | Data not provided | Fresh dairy cow manure should be used rather than horse manure - Dairy manure has been shown to contain higher numbers and diversity of SRB than horse or other manure types. Must have a consistent ethanol dose to the barrels. | Data not provided | Successive alkalinity producing system (SAPS) with manure and limestone | Data not provided | Data not provided
Treatability Study Technical Memorandum, Blue Ledge Mine Superfund Site, Siskiyou County, California | BLUE LEDGE MINE | CAN000906063 | N/A | N/A | TSP04 | Post operations | BCR 4 | Passive | Successive alkalinity producing system (SAPS) | Pre-treatment | Discharge from reclaimed waste rock pile 1 (WRP1) area (adits, runoff, and groundwater seeps) | N | Pre-treatment | Data not provided | Rogue River – Siskiyou National Forest in Northern California/no constraints noted | Pilot | September - December 2012 | Zinc | Zn, dissolved | µg/L | N | N/A |  |  |  | 12000 | 4.1 | 99.9658 | [6 empty] | Data not provided | Data not provided | Data not provided | Data not provided | Data not provided | Data not provided | Data not provided | Data not provided |  | Influent | 3.07 | 8.64 | mg/L | 5.49 | °C | Data not provided | N/A | Data not provided | N/A | 515.3 | mV | 561 | µS/cm | None | N/A | Data not provided | Data not provided | Data not provided | Data not provided | Data not provided | Data not provided | Data not provided | Data not provided | The short time period of the study and cold weather/cold influent water appear to have had an overall negative effect on establishing robust microbial communities and sustaining sulfate reduction. | Data not provided | Fresh dairy cow manure should be used rather than horse manure - Dairy manure has been shown to contain higher numbers and diversity of SRB than horse or other manure types. Must have a consistent ethanol dose to the barrels. | Data not provided | Successive alkalinity producing system (SAPS) with manure and limestone | Data not provided | Data not provided
Treatability Study Technical Memorandum, Blue Ledge Mine Superfund Site, Siskiyou County, California | BLUE LEDGE MINE | CAN000906063 | N/A | N/A | TSP04 | Post operations | BCR 4 | Passive | Successive alkalinity producing system (SAPS) | Pre-treatment | Discharge from reclaimed waste rock pile 1 (WRP1) area (adits, runoff, and groundwater seeps) | N | Pre-treatment | Data not provided | Rogue River – Siskiyou National Forest in Northern California/no constraints noted | Pilot | September - December 2012 | Zinc | Zn, total | µg/L | N | N/A | [6 empty] | 1760 | 18,500–25,200 | 90.5 - 93.0 |  |  |  | Data not provided | Data not provided | Data not provided | Data not provided | Data not provided | Data not provided | Data not provided | Data not provided |  | Effluent | 7.05–7.06 | 4.78–7.22 | mg/L | 6.02–6.28 | °C | Data not provided | N/A | Data not provided | N/A | (-)62.6–(-)60 | mV | 1,996–2,004 | µS/cm | None | N/A | Data not provided | Data not provided | Data not provided | Data not provided | Data not provided | Data not provided | Data not provided | Data not provided | The short time period of the study and cold weather/cold influent water appear to have had an overall negative effect on establishing robust microbial communities and sustaining sulfate reduction. | Data not provided | Fresh dairy cow manure should be used rather than horse manure - Dairy manure has been shown to contain higher numbers and diversity of SRB than horse or other manure types. Must have a consistent ethanol dose to the barrels. | Data not provided | Successive alkalinity producing system (SAPS) with manure and limestone | Data not provided | Data not provided | The range of values reflects more than one day with the same effluent.
Treatability Study Technical Memorandum, Blue Ledge Mine Superfund Site, Siskiyou County, California | BLUE LEDGE MINE | CAN000906063 | N/A | N/A | TSP04 | Post operations | BCR 4 | Passive | Successive alkalinity producing system (SAPS) | Pre-treatment | Discharge from reclaimed waste rock pile 1 (WRP1) area (adits, runoff, and groundwater seeps) | N | Pre-treatment | Data not provided | Rogue River – Siskiyou National Forest in Northern California/no constraints noted | Pilot | September - December 2012 | Zinc | Zn, dissolved | µg/L | N | N/A | [6 empty] | 597 | 19200 | 96.8906 |  |  |  | Data not provided | Data not provided | Data not provided | Data not provided | Data not provided | Data not provided | Data not provided | Data not provided | 96.9–99.9 % | Effluent | 7.06 | 4.78 | mg/L | 6.28 | °C | Data not provided | N/A | Data not provided | N/A | -60 | mV | 1996 | µS/cm | None | N/A | Data not provided | Data not provided | Data not provided | Data not provided | Data not provided | Data not provided | N | 120 µg/L screening level based on Freshwater National Recommended Water Quality Criteria (NRWQC) criterion continuous concentration (CCC) | The short time period of the study and cold weather/cold influent water appear to have had an overall negative effect on establishing robust microbial communities and sustaining sulfate reduction. | Data not provided | Fresh dairy cow manure should be used rather than horse manure - Dairy manure has been shown to contain higher numbers and diversity of SRB than horse or other manure types. Must have a consistent ethanol dose to the barrels. | Data not provided | Successive alkalinity producing system (SAPS) with manure and limestone | Data not provided | Data not provided
Treatability Study Technical Memorandum, Blue Ledge Mine Superfund Site, Siskiyou County, California | BLUE LEDGE MINE | CAN000906063 | N/A | N/A | TSP04 | Post operations | BCR 4 | Passive | Successive alkalinity producing system (SAPS) | Pre-treatment | Discharge from reclaimed waste rock pile 1 (WRP1) area (adits, runoff, and groundwater seeps) | N | Pre-treatment | Data not provided | Rogue River – Siskiyou National Forest in Northern California/no constraints noted | Pilot | September - December 2012 | Zinc | Zn, total | µg/L | N | N/A | [9 empty] | 539 | 28200 | 98.0887 | Data not provided | Data not provided | Data not provided | Data not provided | Data not provided | Data not provided | Data not provided | Data not provided |  | Effluent | 6.81 | 0.83 | mg/L | 10.93 | °C | Data not provided | N/A | Data not provided | N/A | -171.6 | mV | 2865 | µS/cm | None | N/A | Data not provided | Data not provided | Data not provided | Data not provided | Data not provided | Data not provided | Data not provided | Data not provided | The short time period of the study and cold weather/cold influent water appear to have had an overall negative effect on establishing robust microbial communities and sustaining sulfate reduction. | Data not provided | Fresh dairy cow manure should be used rather than horse manure - Dairy manure has been shown to contain higher numbers and diversity of SRB than horse or other manure types. Must have a consistent ethanol dose to the barrels. | Data not provided | Successive alkalinity producing system (SAPS) with manure and limestone | Data not provided | Data not provided
Treatability Study Technical Memorandum, Blue Ledge Mine Superfund Site, Siskiyou County, California | BLUE LEDGE MINE | CAN000906063 | N/A | N/A | TSP04 | Post operations | BCR 4 | Passive | Successive alkalinity producing system (SAPS) | Pre-treatment | Discharge from reclaimed waste rock pile 1 (WRP1) area (adits, runoff, and groundwater seeps) | N | Pre-treatment | Data not provided | Rogue River – Siskiyou National Forest in Northern California/no constraints noted | Pilot | September - December 2012 | Zinc | Zn, dissolved | µg/L | N | N/A | [9 empty] | < 2.7 | 29000 | 99.9953 | Data not provided | Data not provided | Data not provided | Data not provided | Data not provided | Data not provided | Data not provided | Data not provided | 96.9–99.9 % | Effluent | 7.05 | 7.22 | mg/L | 6.02 | °C | Data not provided | N/A | Data not provided | N/A | -62.6 | mV | 2004 | µS/cm | None | N/A | Data not provided | Data not provided | Data not provided | Data not provided | Data not provided | Data not provided | N | 120 µg/L screening level based on Freshwater National Recommended Water Quality Criteria (NRWQC) criterion continuous concentration (CCC) | The short time period of the study and cold weather/cold influent water appear to have had an overall negative effect on establishing robust microbial communities and sustaining sulfate reduction. | Data not provided | Fresh dairy cow manure should be used rather than horse manure - Dairy manure has been shown to contain higher numbers and diversity of SRB than horse or other manure types. Must have a consistent ethanol dose to the barrels. | Data not provided | Successive alkalinity producing system (SAPS) with manure and limestone | Data not provided | Data not provided
Treatability Study Technical Memorandum, Blue Ledge Mine Superfund Site, Siskiyou County, California | BLUE LEDGE MINE | CAN000906063 | N/A | N/A | TSP05 | Post operations | BCR 5 | Passive | Successive alkalinity producing system (SAPS) | Pre-treatment | Discharge from reclaimed waste rock pile 1 (WRP1) area (adits, runoff, and groundwater seeps) | N | Pre-treatment | Data not provided | Rogue River – Siskiyou National Forest in Northern California/no constraints noted | Pilot | September - December 2012 | Zinc | Zn, total | µg/L | N | N/A | 28200 | 162 | 99.4255 | [9 empty] | Data not provided | Data not provided | Data not provided | Data not provided | Data not provided | Data not provided | Data not provided | Data not provided |  | Influent | 3.08 | 8.23 | mg/L | 8.55 | °C | Data not provided | N/A | Data not provided | N/A | 243 | mV | 2215 | µS/cm | None | N/A | Data not provided | Data not provided | Data not provided | Data not provided | Data not provided | Data not provided | Data not provided | Data not provided | The short time period of the study and cold weather/cold influent water appear to have had an overall negative effect on establishing robust microbial communities and sustaining sulfate reduction. | Data not provided | Fresh dairy cow manure should be used rather than horse manure - Dairy manure has been shown to contain higher numbers and diversity of SRB than horse or other manure types. Must have a consistent ethanol dose to the barrels. | Data not provided | Same as BCR 4 with the addition of ethanol. Successive alkalinity producing system (SAPS) with manure and limestone | Data not provided | Data not provided
Treatability Study Technical Memorandum, Blue Ledge Mine Superfund Site, Siskiyou County, California | BLUE LEDGE MINE | CAN000906063 | N/A | N/A | TSP05 | Post operations | BCR 5 | Passive | Successive alkalinity producing system (SAPS) | Pre-treatment | Discharge from reclaimed waste rock pile 1 (WRP1) area (adits, runoff, and groundwater seeps) | N | Pre-treatment | Data not provided | Rogue River – Siskiyou National Forest in Northern California/no constraints noted | Pilot | September - December 2012 | Zinc | Zn, dissolved | µg/L | N | N/A | 29000 | 1470 | 94.931 | [9 empty] | Data not provided | Data not provided | Data not provided | Data not provided | Data not provided | Data not provided | Data not provided | Data not provided |  | Influent | 3.15 | 9.09 | mg/L | 5.76 | °C | Data not provided | N/A | Data not provided | N/A | 260.6 | mV | 2255 | µS/cm | None | N/A | Data not provided | Data not provided | Data not provided | Data not provided | Data not provided | Data not provided | Data not provided | Data not provided | The short time period of the study and cold weather/cold influent water appear to have had an overall negative effect on establishing robust microbial communities and sustaining sulfate reduction. | Data not provided | Fresh dairy cow manure should be used rather than horse manure - Dairy manure has been shown to contain higher numbers and diversity of SRB than horse or other manure types. Must have a consistent ethanol dose to the barrels. | Data not provided | Same as BCR 4 with the addition of ethanol. Successive alkalinity producing system (SAPS) with manure and limestone | Data not provided | Data not provided
Treatability Study Technical Memorandum, Blue Ledge Mine Superfund Site, Siskiyou County, California | BLUE LEDGE MINE | CAN000906063 | N/A | N/A | TSP05 | Post operations | BCR 5 | Passive | Successive alkalinity producing system (SAPS) | Pre-treatment | Discharge from reclaimed waste rock pile 1 (WRP1) area (adits, runoff, and groundwater seeps) | N | Pre-treatment | Data not provided | Rogue River – Siskiyou National Forest in Northern California/no constraints noted | Pilot | September - December 2012 | Zinc | Zn, total | µg/L | N | N/A |  |  |  | 12700 | 1510 | 88.1102 | [6 empty] | Data not provided | Data not provided | Data not provided | Data not provided | Data not provided | Data not provided | Data not provided | Data not provided |  | Influent | 3.07 | 8.64 | mg/L | 5.49 | °C | Data not provided | N/A | Data not provided | N/A | 515.3 | mV | 561 | µS/cm | None | N/A | Data not provided | Data not provided | Data not provided | Data not provided | Data not provided | Data not provided | Data not provided | Data not provided | The short time period of the study and cold weather/cold influent water appear to have had an overall negative effect on establishing robust microbial communities and sustaining sulfate reduction. | Data not provided | Fresh dairy cow manure should be used rather than horse manure - Dairy manure has been shown to contain higher numbers and diversity of SRB than horse or other manure types. Must have a consistent ethanol dose to the barrels. | Data not provided | Same as BCR 4 with the addition of ethanol. Successive alkalinity producing system (SAPS) with manure and limestone | Data not provided | Data not provided
Treatability Study Technical Memorandum, Blue Ledge Mine Superfund Site, Siskiyou County, California | BLUE LEDGE MINE | CAN000906063 | N/A | N/A | TSP05 | Post operations | BCR 5 | Passive | Successive alkalinity producing system (SAPS) | Pre-treatment | Discharge from reclaimed waste rock pile 1 (WRP1) area (adits, runoff, and groundwater seeps) | N | Pre-treatment | Data not provided | Rogue River – Siskiyou National Forest in Northern California/no constraints noted | Pilot | September - December 2012 | Zinc | Zn, dissolved | µg/L | N | N/A |  |  |  | 12000 | 635 | 94.7083 | [6 empty] | Data not provided | Data not provided | Data not provided | Data not provided | Data not provided | Data not provided | Data not provided | Data not provided |  | Influent | 3.07 | 8.64 | mg/L | 5.49 | °C | Data not provided | N/A | Data not provided | N/A | 515.3 | mV | 561 | µS/cm | None | N/A | Data not provided | Data not provided | Data not provided | Data not provided | Data not provided | Data not provided | Data not provided | Data not provided | The short time period of the study and cold weather/cold influent water appear to have had an overall negative effect on establishing robust microbial communities and sustaining sulfate reduction. | Data not provided | Fresh dairy cow manure should be used rather than horse manure - Dairy manure has been shown to contain higher numbers and diversity of SRB than horse or other manure types. Must have a consistent ethanol dose to the barrels. | Data not provided | Same as BCR 4 with the addition of ethanol. Successive alkalinity producing system (SAPS) with manure and limestone | Data not provided | Data not provided
Treatability Study Technical Memorandum, Blue Ledge Mine Superfund Site, Siskiyou County, California | BLUE LEDGE MINE | CAN000906063 | N/A | N/A | TSP05 | Post operations | BCR 5 | Passive | Successive alkalinity producing system (SAPS) | Pre-treatment | Discharge from reclaimed waste rock pile 1 (WRP1) area (adits, runoff, and groundwater seeps) | N | Pre-treatment | Data not provided | Rogue River – Siskiyou National Forest in Northern California/no constraints noted | Pilot | September - December 2012 | Zinc | Zn, total | µg/L | N | N/A | [6 empty] | 8790 | 26600 | 66.9549 |  |  |  | Data not provided | Data not provided | Data not provided | Data not provided | Data not provided | Data not provided | Data not provided | Data not provided |  | Effluent | 6.28 | 3.61 | mg/L | 9.41 | °C | Data not provided | N/A | Data not provided | N/A | 3.4 | mV | 2129 | µS/cm | None | N/A | Data not provided | Data not provided | Data not provided | Data not provided | Data not provided | Data not provided | Data not provided | Data not provided | The short time period of the study and cold weather/cold influent water appear to have had an overall negative effect on establishing robust microbial communities and sustaining sulfate reduction. | Data not provided | Fresh dairy cow manure should be used rather than horse manure - Dairy manure has been shown to contain higher numbers and diversity of SRB than horse or other manure types. Must have a consistent ethanol dose to the barrels. | Data not provided | Same as BCR 4 with the addition of ethanol. Successive alkalinity producing system (SAPS) with manure and limestone | Data not provided | Data not provided
Treatability Study Technical Memorandum, Blue Ledge Mine Superfund Site, Siskiyou County, California | BLUE LEDGE MINE | CAN000906063 | N/A | N/A | TSP05 | Post operations | BCR 5 | Passive | Successive alkalinity producing system (SAPS) | Pre-treatment | Discharge from reclaimed waste rock pile 1 (WRP1) area (adits, runoff, and groundwater seeps) | N | Pre-treatment | Data not provided | Rogue River – Siskiyou National Forest in Northern California/no constraints noted | Pilot | September - December 2012 | Zinc | Zn, dissolved | µg/L | N | N/A | [6 empty] | 7570 | Data not provided | Not Applicable |  |  |  | Data not provided | Data not provided | Data not provided | Data not provided | Data not provided | Data not provided | Data not provided | Data not provided | 94.7–99.9 % | Effluent | 6.28 | 3.61 | mg/L | 9.41 | °C | Data not provided | N/A | Data not provided | N/A | 3.4 | mV | 2129 | µS/cm | None | N/A | Data not provided | Data not provided | Data not provided | Data not provided | Data not provided | Data not provided | N | 120 µg/L screening level based on Freshwater National Recommended Water Quality Criteria (NRWQC) criterion continuous concentration (CCC) | The short time period of the study and cold weather/cold influent water appear to have had an overall negative effect on establishing robust microbial communities and sustaining sulfate reduction. | Data not provided | Fresh dairy cow manure should be used rather than horse manure - Dairy manure has been shown to contain higher numbers and diversity of SRB than horse or other manure types. Must have a consistent ethanol dose to the barrels. | Data not provided | Same as BCR 4 with the addition of ethanol. Successive alkalinity producing system (SAPS) with manure and limestone | Data not provided | Data not provided
Treatability Study Technical Memorandum, Blue Ledge Mine Superfund Site, Siskiyou County, California | BLUE LEDGE MINE | CAN000906063 | N/A | N/A | TSP05 | Post operations | BCR 5 | Passive | Successive alkalinity producing system (SAPS) | Pre-treatment | Discharge from reclaimed waste rock pile 1 (WRP1) area (adits, runoff, and groundwater seeps) | N | Pre-treatment | Data not provided | Rogue River – Siskiyou National Forest in Northern California/no constraints noted | Pilot | September - December 2012 | Zinc | Zn, total | µg/L | N | N/A | [9 empty] | 162 | 28200 | 99.4255 | Data not provided | Data not provided | Data not provided | Data not provided | Data not provided | Data not provided | Data not provided | Data not provided |  | Effluent | 6.3 | 3.97 | mg/L | 9.6 | °C | Data not provided | N/A | Data not provided | N/A | -102.9 | mV | 4338 | µS/cm | None | N/A | Data not provided | Data not provided | Data not provided | Data not provided | Data not provided | Data not provided | Data not provided | Data not provided | The short time period of the study and cold weather/cold influent water appear to have had an overall negative effect on establishing robust microbial communities and sustaining sulfate reduction. | Data not provided | Fresh dairy cow manure should be used rather than horse manure - Dairy manure has been shown to contain higher numbers and diversity of SRB than horse or other manure types. Must have a consistent ethanol dose to the barrels. | Data not provided | Same as BCR 4 with the addition of ethanol. Successive alkalinity producing system (SAPS) with manure and limestone | Data not provided | Data not provided
Treatability Study Technical Memorandum, Blue Ledge Mine Superfund Site, Siskiyou County, California | BLUE LEDGE MINE | CAN000906063 | N/A | N/A | TSP05 | Post operations | BCR 5 | Passive | Successive alkalinity producing system (SAPS) | Pre-treatment | Discharge from reclaimed waste rock pile 1 (WRP1) area (adits, runoff, and groundwater seeps) | N | Pre-treatment | Data not provided | Rogue River – Siskiyou National Forest in Northern California/no constraints noted | Pilot | September - December 2012 | Zinc | Zn, dissolved | µg/L | N | N/A | [9 empty] | 6.8 | 22600 | 99.9699 | Data not provided | Data not provided | Data not provided | Data not provided | Data not provided | Data not provided | Data not provided | Data not provided | 94.7–99.9 % | Effluent | Data not provided | 3.37 | mg/L | 6.39 | °C | Data not provided | N/A | Data not provided | N/A | -71.7 | mV | 2391 | µS/cm | None | N/A | Data not provided | Data not provided | Data not provided | Data not provided | Data not provided | Data not provided | N | 120 µg/L screening level based on Freshwater National Recommended Water Quality Criteria (NRWQC) criterion continuous concentration (CCC) | The short time period of the study and cold weather/cold influent water appear to have had an overall negative effect on establishing robust microbial communities and sustaining sulfate reduction. | Data not provided | Fresh dairy cow manure should be used rather than horse manure - Dairy manure has been shown to contain higher numbers and diversity of SRB than horse or other manure types. Must have a consistent ethanol dose to the barrels. | Data not provided | Same as BCR 4 with the addition of ethanol. Successive alkalinity producing system (SAPS) with manure and limestone | Data not provided | Data not provided
Final Treatability Study Technical Memorandum Formosa Mine Superfund Site Douglas County, Oregon | FORMOSA MINE | ORN001002616 | N/A | OU2 | BCR3 01-03 | Abandoned | Sulfate-reducing bacteria (SRB) BCR with SAPS pre-treatment | Passive | Biochemical reactor (BCR) | Pre-treatment | Formosa 1 Adit discharge | Y | Entire system | Aerobic polishing cell (APC) | Data not provided | Pilot | July 2013- October 2013 | Calcium | Ca, total | mg/L | N | N/A | [9 empty] | 240 | 108111 | 99.778 | Data not provided | Data not provided | Data not provided | Data not provided | Data not provided | Data not provided | Data not provided | Data not provided | Data not provided | Effluent | 6.23, 6.22 | 0.37, 0.67 | mg/L | 19.36, 18.81 | °C | Data not provided | N/A | Data not provided | N/A | (-)118.8, (-)32.1 | mV | 1448, 1407 | µS/cm | None | N/A | Data not provided | Data not provided | Data not provided | Data not provided | Data not provided | Data not provided | Y | The necessity and effectiveness of pre‐treatment to condition the water for BCR treatment, MIW loading rate for each BCR medium to achieve effective metal reduction and pH neutralization, Metals removal efficiency (MRE) and sulfate reduction rate for assessing reduction of contaminant toxicity, mass, and volume, through treatment using BCRs, Residuals generation rates (i.e. sludge from precipitation) for operation and maintenance (O&M) consideration, Replacement rate for spent treatment media (substrate for biochemical reactor or limestone in a pre‐treatment process) for O&M consideration, Impacts of wet weather on the treatment effectiveness and how the BCRs would respond to such changes | Data not provided | Data not provided | Data not provided | Data not provided | Data not provided | Data not provided | Data not provided | 2 dates with the same effluent values
Final Treatability Study Technical Memorandum Formosa Mine Superfund Site Douglas County, Oregon | FORMOSA MINE | ORN001002616 | N/A | OU2 | BCR5 01-05 | Abandoned | Sulfate-reducing bacteria (SRB) BCR with ChitoRem pre-treatment | Passive | Biochemical reactor (BCR) | Pre-treatment | Formosa 1 Adit discharge | Y | Entire system | Aerobic polishing cell (APC) | Data not provided | Pilot | July 2013- October 2013 | Nickel | Ni, dissolved | mg/L | N | N/A | [9 empty] | 0.004 | 0.033, 0.046 | (-)2930 - (-)2074 | Data not provided | Data not provided | Data not provided | Data not provided | Data not provided | Data not provided | Data not provided | Data not provided | Data not provided | Effluent | 6.64, 6.62 | 0.35, 0.08 | mg/L | 21.53, 15.42 | °C | Data not provided | N/A | Data not provided | N/A | (-)299, (-)231.3 | mV | 4790, 2087 | µS/cm | None | N/A | Data not provided | Data not provided | Data not provided | Data not provided | Data not provided | Data not provided | Y | The necessity and effectiveness of pre‐treatment to condition the water for BCR treatment, MIW loading rate for each BCR medium to achieve effective metal reduction and pH neutralization, Metals removal efficiency (MRE) and sulfate reduction rate for assessing reduction of contaminant toxicity, mass, and volume, through treatment using BCRs, Residuals generation rates (i.e. sludge from precipitation) for operation and maintenance (O&M) consideration, Replacement rate for spent treatment media (substrate for biochemical reactor or limestone in a pre‐treatment process) for O&M consideration, Impacts of wet weather on the treatment effectiveness and how the BCRs would respond to such changes | Data not provided | Data not provided | Data not provided | Data not provided | Data not provided | Data not provided | Data not provided | 2 dates with the same effluent values
Final Treatability Study Technical Memorandum Formosa Mine Superfund Site Douglas County, Oregon | FORMOSA MINE | ORN001002616 | N/A | OU2 | BCR1 01-01 | Abandoned | Sulfate-reducing bacteria (SRB) BCR without pre-treatment | Passive | Biochemical reactor (BCR) | No pre-treatment | Formosa 1 Adit discharge | N | BCR without pre-treatment | Aerobic polishing cell (APC) | Data not provided | Pilot | July 2013- October 2013 | Silver | Ag, total | mg/L | N | N/A | ND | ND | Not Applicable | [9 empty] | Data not provided | Data not provided | Data not provided | Data not provided | Data not provided | Data not provided | Data not provided | Data not provided | Data not provided | Influent | 3.07–3.37 | 0.05–2.04 | mg/L | 10.13–13.17 | °C | Data not provided | N/A | Data not provided | N/A | 320.9–403.8 | mV | 1,366–1,532 | µS/cm | None | N/A | Data not provided | Data not provided | Data not provided | Data not provided | Data not provided | Data not provided | Y | The necessity and effectiveness of pre‐treatment to condition the water for BCR treatment, MIW loading rate for each BCR medium to achieve effective metal reduction and pH neutralization, Metals removal efficiency (MRE) and sulfate reduction rate for assessing reduction of contaminant toxicity, mass, and volume, through treatment using BCRs, Residuals generation rates (i.e. sludge from precipitation) for operation and maintenance (O&M) consideration, Replacement rate for spent treatment media (substrate for biochemical reactor or limestone in a pre‐treatment process) for O&M consideration, Impacts of wet weather on the treatment effectiveness and how the BCRs would respond to such changes | Data not provided | Data not provided | Data not provided | Data not provided | Data not provided | Data not provided | Data not provided | All values are ND (0.003)
Final Treatability Study Technical Memorandum Formosa Mine Superfund Site Douglas County, Oregon | FORMOSA MINE | ORN001002616 | N/A | OU2 | BCR1 01-01 | Abandoned | Sulfate-reducing bacteria (SRB) BCR without pre-treatment | Passive | Biochemical reactor (BCR) | No pre-treatment | Formosa 1 Adit discharge | N | BCR without pre-treatment | Aerobic polishing cell (APC) | Data not provided | Pilot | July 2013- October 2013 | Silver | Ag, total | mg/L | N | N/A |  |  |  | ND | ND | Not Applicable | [6 empty] | Data not provided | Data not provided | Data not provided | Data not provided | Data not provided | Data not provided | Data not provided | Data not provided | Data not provided | Influent | 3.07–3.37 | 0.05–2.04 | mg/L | 10.13–13.17 | °C | Data not provided | N/A | Data not provided | N/A | 320.9–403.8 | mV | 1,366–1,532 | µS/cm | None | N/A | Data not provided | Data not provided | Data not provided | Data not provided | Data not provided | Data not provided | Y | The necessity and effectiveness of pre‐treatment to condition the water for BCR treatment, MIW loading rate for each BCR medium to achieve effective metal reduction and pH neutralization, Metals removal efficiency (MRE) and sulfate reduction rate for assessing reduction of contaminant toxicity, mass, and volume, through treatment using BCRs, Residuals generation rates (i.e. sludge from precipitation) for operation and maintenance (O&M) consideration, Replacement rate for spent treatment media (substrate for biochemical reactor or limestone in a pre‐treatment process) for O&M consideration, Impacts of wet weather on the treatment effectiveness and how the BCRs would respond to such changes | Data not provided | Data not provided | Data not provided | Data not provided | Data not provided | Data not provided | Data not provided | All values are ND (0.003)
Final Treatability Study Technical Memorandum Formosa Mine Superfund Site Douglas County, Oregon | FORMOSA MINE | ORN001002616 | N/A | OU2 | BCR1 01-01 | Abandoned | Sulfate-reducing bacteria (SRB) BCR without pre-treatment | Passive | Biochemical reactor (BCR) | No pre-treatment | Formosa 1 Adit discharge | N | BCR without pre-treatment | Aerobic polishing cell (APC) | Data not provided | Pilot | July 2013- October 2013 | Silver | Ag, total | mg/L | N | N/A | [6 empty] | ND | ND | Not Applicable |  |  |  | Data not provided | Data not provided | Data not provided | Data not provided | Data not provided | Data not provided | Data not provided | Data not provided | Data not provided | Effluent | 5.38–6.25 | 0.11–1.91 | mg/L | 15.49–21.04 | °C | Data not provided | N/A | Data not provided | N/A | (-)158.5–53.5 | mV | 1,196–3,928 | µS/cm | None | N/A | Data not provided | Data not provided | Data not provided | Data not provided | Data not provided | Data not provided | Y | The necessity and effectiveness of pre‐treatment to condition the water for BCR treatment, MIW loading rate for each BCR medium to achieve effective metal reduction and pH neutralization, Metals removal efficiency (MRE) and sulfate reduction rate for assessing reduction of contaminant toxicity, mass, and volume, through treatment using BCRs, Residuals generation rates (i.e. sludge from precipitation) for operation and maintenance (O&M) consideration, Replacement rate for spent treatment media (substrate for biochemical reactor or limestone in a pre‐treatment process) for O&M consideration, Impacts of wet weather on the treatment effectiveness and how the BCRs would respond to such changes | Data not provided | Data not provided | Data not provided | Data not provided | Data not provided | Data not provided | Data not provided | All values are ND (0.003)
Final Treatability Study Technical Memorandum Formosa Mine Superfund Site Douglas County, Oregon | FORMOSA MINE | ORN001002616 | N/A | OU2 | BCR1 01-01 | Abandoned | Sulfate-reducing bacteria (SRB) BCR without pre-treatment | Passive | Biochemical reactor (BCR) | No pre-treatment | Formosa 1 Adit discharge | N | BCR without pre-treatment | Aerobic polishing cell (APC) | Data not provided | Pilot | July 2013- October 2013 | Silver | Ag, total | mg/L | N | N/A | [9 empty] | ND | ND | Not Applicable | Data not provided | Data not provided | Data not provided | Data not provided | Data not provided | Data not provided | Data not provided | Data not provided | Data not provided | Effluent | 5.38–6.25 | 0.11–1.91 | mg/L | 15.49–21.04 | °C | Data not provided | N/A | Data not provided | N/A | (-)158.5–53.5 | mV | 1,196–3,928 | µS/cm | None | N/A | Data not provided | Data not provided | Data not provided | Data not provided | Data not provided | Data not provided | Y | The necessity and effectiveness of pre‐treatment to condition the water for BCR treatment, MIW loading rate for each BCR medium to achieve effective metal reduction and pH neutralization, Metals removal efficiency (MRE) and sulfate reduction rate for assessing reduction of contaminant toxicity, mass, and volume, through treatment using BCRs, Residuals generation rates (i.e. sludge from precipitation) for operation and maintenance (O&M) consideration, Replacement rate for spent treatment media (substrate for biochemical reactor or limestone in a pre‐treatment process) for O&M consideration, Impacts of wet weather on the treatment effectiveness and how the BCRs would respond to such changes | Data not provided | Data not provided | Data not provided | Data not provided | Data not provided | Data not provided | Data not provided | All values are ND (0.003)
Final Treatability Study Technical Memorandum Formosa Mine Superfund Site Douglas County, Oregon | FORMOSA MINE | ORN001002616 | N/A | OU2 | BCR1 01-01 | Abandoned | Sulfate-reducing bacteria (SRB) BCR without pre-treatment | Passive | Biochemical reactor (BCR) | No pre-treatment | Formosa 1 Adit discharge | N | BCR without pre-treatment | Aerobic polishing cell (APC) | Data not provided | Pilot | July 2013- October 2013 | Silver | Ag, dissolved | mg/L | N | N/A | ND | ND | Not Applicable | [9 empty] | Data not provided | Data not provided | Data not provided | Data not provided | Data not provided | Data not provided | Data not provided | Data not provided | Data not provided | Influent | 3.07–3.37 | 0.05–2.04 | mg/L | 10.13–13.17 | °C | Data not provided | N/A | Data not provided | N/A | 320.9–403.8 | mV | 1,366–1,532 | µS/cm | None | N/A | Data not provided | Data not provided | Data not provided | Data not provided | Data not provided | Data not provided | Y | The necessity and effectiveness of pre‐treatment to condition the water for BCR treatment, MIW loading rate for each BCR medium to achieve effective metal reduction and pH neutralization, Metals removal efficiency (MRE) and sulfate reduction rate for assessing reduction of contaminant toxicity, mass, and volume, through treatment using BCRs, Residuals generation rates (i.e. sludge from precipitation) for operation and maintenance (O&M) consideration, Replacement rate for spent treatment media (substrate for biochemical reactor or limestone in a pre‐treatment process) for O&M consideration, Impacts of wet weather on the treatment effectiveness and how the BCRs would respond to such changes | Data not provided | Data not provided | Data not provided | Data not provided | Data not provided | Data not provided | Data not provided | All values are ND (0.003)
Final Treatability Study Technical Memorandum Formosa Mine Superfund Site Douglas County, Oregon | FORMOSA MINE | ORN001002616 | N/A | OU2 | BCR1 01-01 | Abandoned | Sulfate-reducing bacteria (SRB) BCR without pre-treatment | Passive | Biochemical reactor (BCR) | No pre-treatment | Formosa 1 Adit discharge | N | BCR without pre-treatment | Aerobic polishing cell (APC) | Data not provided | Pilot | July 2013- October 2013 | Silver | Ag, dissolved | mg/L | N | N/A |  |  |  | ND | ND | Not Applicable | [6 empty] | Data not provided | Data not provided | Data not provided | Data not provided | Data not provided | Data not provided | Data not provided | Data not provided | Data not provided | Influent | 3.07–3.37 | 0.05–2.04 | mg/L | 10.13–13.17 | °C | Data not provided | N/A | Data not provided | N/A | 320.9–403.8 | mV | 1,366–1,532 | µS/cm | None | N/A | Data not provided | Data not provided | Data not provided | Data not provided | Data not provided | Data not provided | Y | The necessity and effectiveness of pre‐treatment to condition the water for BCR treatment, MIW loading rate for each BCR medium to achieve effective metal reduction and pH neutralization, Metals removal efficiency (MRE) and sulfate reduction rate for assessing reduction of contaminant toxicity, mass, and volume, through treatment using BCRs, Residuals generation rates (i.e. sludge from precipitation) for operation and maintenance (O&M) consideration, Replacement rate for spent treatment media (substrate for biochemical reactor or limestone in a pre‐treatment process) for O&M consideration, Impacts of wet weather on the treatment effectiveness and how the BCRs would respond to such changes | Data not provided | Data not provided | Data not provided | Data not provided | Data not provided | Data not provided | Data not provided | All values are ND (0.003)
Final Treatability Study Technical Memorandum Formosa Mine Superfund Site Douglas County, Oregon | FORMOSA MINE | ORN001002616 | N/A | OU2 | BCR1 01-01 | Abandoned | Sulfate-reducing bacteria (SRB) BCR without pre-treatment | Passive | Biochemical reactor (BCR) | No pre-treatment | Formosa 1 Adit discharge | N | BCR without pre-treatment | Aerobic polishing cell (APC) | Data not provided | Pilot | July 2013- October 2013 | Silver | Ag, dissolved | mg/L | N | N/A | [6 empty] | ND | ND | Not Applicable |  |  |  | Data not provided | Data not provided | Data not provided | Data not provided | Data not provided | Data not provided | Data not provided | Data not provided | Data not provided | Effluent | 5.38–6.25 | 0.11–1.91 | mg/L | 15.49–21.04 | °C | Data not provided | N/A | Data not provided | N/A | (-)158.5–53.5 | mV | 1,196–3,928 | µS/cm | None | N/A | Data not provided | Data not provided | Data not provided | Data not provided | Data not provided | Data not provided | Y | The necessity and effectiveness of pre‐treatment to condition the water for BCR treatment, MIW loading rate for each BCR medium to achieve effective metal reduction and pH neutralization, Metals removal efficiency (MRE) and sulfate reduction rate for assessing reduction of contaminant toxicity, mass, and volume, through treatment using BCRs, Residuals generation rates (i.e. sludge from precipitation) for operation and maintenance (O&M) consideration, Replacement rate for spent treatment media (substrate for biochemical reactor or limestone in a pre‐treatment process) for O&M consideration, Impacts of wet weather on the treatment effectiveness and how the BCRs would respond to such changes | Data not provided | Data not provided | Data not provided | Data not provided | Data not provided | Data not provided | Data not provided | All values are ND (0.003)
Final Treatability Study Technical Memorandum Formosa Mine Superfund Site Douglas County, Oregon | FORMOSA MINE | ORN001002616 | N/A | OU2 | BCR1 01-01 | Abandoned | Sulfate-reducing bacteria (SRB) BCR without pre-treatment | Passive | Biochemical reactor (BCR) | No pre-treatment | Formosa 1 Adit discharge | N | BCR without pre-treatment | Aerobic polishing cell (APC) | Data not provided | Pilot | July 2013- October 2013 | Silver | Ag, dissolved | mg/L | N | N/A | [9 empty] | ND | ND | Not Applicable | Data not provided | Data not provided | Data not provided | Data not provided | Data not provided | Data not provided | Data not provided | Data not provided | Data not provided | Effluent | 5.38–6.25 | 0.11–1.91 | mg/L | 15.49–21.04 | °C | Data not provided | N/A | Data not provided | N/A | (-)158.5–53.5 | mV | 1,196–3,928 | µS/cm | None | N/A | Data not provided | Data not provided | Data not provided | Data not provided | Data not provided | Data not provided | Y | The necessity and effectiveness of pre‐treatment to condition the water for BCR treatment, MIW loading rate for each BCR medium to achieve effective metal reduction and pH neutralization, Metals removal efficiency (MRE) and sulfate reduction rate for assessing reduction of contaminant toxicity, mass, and volume, through treatment using BCRs, Residuals generation rates (i.e. sludge from precipitation) for operation and maintenance (O&M) consideration, Replacement rate for spent treatment media (substrate for biochemical reactor or limestone in a pre‐treatment process) for O&M consideration, Impacts of wet weather on the treatment effectiveness and how the BCRs would respond to such changes | Data not provided | Data not provided | Data not provided | Data not provided | Data not provided | Data not provided | Data not provided | All values are ND (0.003)
Final Treatability Study Technical Memorandum Formosa Mine Superfund Site Douglas County, Oregon | FORMOSA MINE | ORN001002616 | N/A | OU2 | BCR2 01-02 | Abandoned | Sulfate-reducing bacteria (SRB) BCR without pre-treatment | Passive | Biochemical reactor (BCR) | No pre-treatment | Formosa 1 Adit discharge | N | BCR without pre-treatment | Aerobic polishing cell (APC) | Data not provided | Pilot | July 2013- October 2013 | Silver | Ag, total | mg/L | N | N/A | ND | ND | Not Applicable | [9 empty] | Data not provided | Data not provided | Data not provided | Data not provided | Data not provided | Data not provided | Data not provided | Data not provided | Data not provided | Influent | 3.07–3.37 | 0.05–2.04 | mg/L | 10.13–13.17 | °C | Data not provided | N/A | Data not provided | N/A | 320.9–403.8 | mV | 1,366–1,532 | µS/cm | None | N/A | Data not provided | Data not provided | Data not provided | Data not provided | Data not provided | Data not provided | Y | The necessity and effectiveness of pre‐treatment to condition the water for BCR treatment, MIW loading rate for each BCR medium to achieve effective metal reduction and pH neutralization, Metals removal efficiency (MRE) and sulfate reduction rate for assessing reduction of contaminant toxicity, mass, and volume, through treatment using BCRs, Residuals generation rates (i.e. sludge from precipitation) for operation and maintenance (O&M) consideration, Replacement rate for spent treatment media (substrate for biochemical reactor or limestone in a pre‐treatment process) for O&M consideration, Impacts of wet weather on the treatment effectiveness and how the BCRs would respond to such changes | Data not provided | Data not provided | Data not provided | Data not provided | Data not provided | Data not provided | Data not provided | All values are ND (0.003)
Final Treatability Study Technical Memorandum Formosa Mine Superfund Site Douglas County, Oregon | FORMOSA MINE | ORN001002616 | N/A | OU2 | BCR2 01-02 | Abandoned | Sulfate-reducing bacteria (SRB) BCR without pre-treatment | Passive | Biochemical reactor (BCR) | No pre-treatment | Formosa 1 Adit discharge | N | BCR without pre-treatment | Aerobic polishing cell (APC) | Data not provided | Pilot | July 2013- October 2013 | Silver | Ag, total | mg/L | N | N/A |  |  |  | ND | ND | Not Applicable | [6 empty] | Data not provided | Data not provided | Data not provided | Data not provided | Data not provided | Data not provided | Data not provided | Data not provided | Data not provided | Influent | 3.07–3.37 | 0.05–2.04 | mg/L | 10.13–13.17 | °C | Data not provided | N/A | Data not provided | N/A | 320.9–403.8 | mV | 1,366–1,532 | µS/cm | None | N/A | Data not provided | Data not provided | Data not provided | Data not provided | Data not provided | Data not provided | Y | The necessity and effectiveness of pre‐treatment to condition the water for BCR treatment, MIW loading rate for each BCR medium to achieve effective metal reduction and pH neutralization, Metals removal efficiency (MRE) and sulfate reduction rate for assessing reduction of contaminant toxicity, mass, and volume, through treatment using BCRs, Residuals generation rates (i.e. sludge from precipitation) for operation and maintenance (O&M) consideration, Replacement rate for spent treatment media (substrate for biochemical reactor or limestone in a pre‐treatment process) for O&M consideration, Impacts of wet weather on the treatment effectiveness and how the BCRs would respond to such changes | Data not provided | Data not provided | Data not provided | Data not provided | Data not provided | Data not provided | Data not provided | All values are ND (0.003)
Final Treatability Study Technical Memorandum Formosa Mine Superfund Site Douglas County, Oregon | FORMOSA MINE | ORN001002616 | N/A | OU2 | BCR2 01-02 | Abandoned | Sulfate-reducing bacteria (SRB) BCR without pre-treatment | Passive | Biochemical reactor (BCR) | No pre-treatment | Formosa 1 Adit discharge | N | BCR without pre-treatment | Aerobic polishing cell (APC) | Data not provided | Pilot | July 2013- October 2013 | Silver | Ag, total | mg/L | N | N/A | [6 empty] | ND | ND | Not Applicable |  |  |  | Data not provided | Data not provided | Data not provided | Data not provided | Data not provided | Data not provided | Data not provided | Data not provided | Data not provided | Effluent | 6.34–6.64 | 0.27–1.52 | mg/L | 15.09–21.63 | °C | Data not provided | N/A | Data not provided | N/A | (-)294.4–(-)162.9 | mV | 4,367–35,860 | µS/cm | None | N/A | Data not provided | Data not provided | Data not provided | Data not provided | Data not provided | Data not provided | Y | The necessity and effectiveness of pre‐treatment to condition the water for BCR treatment, MIW loading rate for each BCR medium to achieve effective metal reduction and pH neutralization, Metals removal efficiency (MRE) and sulfate reduction rate for assessing reduction of contaminant toxicity, mass, and volume, through treatment using BCRs, Residuals generation rates (i.e. sludge from precipitation) for operation and maintenance (O&M) consideration, Replacement rate for spent treatment media (substrate for biochemical reactor or limestone in a pre‐treatment process) for O&M consideration, Impacts of wet weather on the treatment effectiveness and how the BCRs would respond to such changes | Data not provided | Data not provided | Data not provided | Data not provided | Data not provided | Data not provided | Data not provided | All values are ND (0.003)
Final Treatability Study Technical Memorandum Formosa Mine Superfund Site Douglas County, Oregon | FORMOSA MINE | ORN001002616 | N/A | OU2 | BCR2 01-02 | Abandoned | Sulfate-reducing bacteria (SRB) BCR without pre-treatment | Passive | Biochemical reactor (BCR) | No pre-treatment | Formosa 1 Adit discharge | N | BCR without pre-treatment | Aerobic polishing cell (APC) | Data not provided | Pilot | July 2013- October 2013 | Silver | Ag, total | mg/L | N | N/A | [9 empty] | ND | ND | Not Applicable | Data not provided | Data not provided | Data not provided | Data not provided | Data not provided | Data not provided | Data not provided | Data not provided | Data not provided | Effluent | 6.34–6.64 | 0.27–1.52 | mg/L | 15.09–21.63 | °C | Data not provided | N/A | Data not provided | N/A | (-)294.4–(-)162.9 | mV | 4,367–35,860 | µS/cm | None | N/A | Data not provided | Data not provided | Data not provided | Data not provided | Data not provided | Data not provided | Y | The necessity and effectiveness of pre‐treatment to condition the water for BCR treatment, MIW loading rate for each BCR medium to achieve effective metal reduction and pH neutralization, Metals removal efficiency (MRE) and sulfate reduction rate for assessing reduction of contaminant toxicity, mass, and volume, through treatment using BCRs, Residuals generation rates (i.e. sludge from precipitation) for operation and maintenance (O&M) consideration, Replacement rate for spent treatment media (substrate for biochemical reactor or limestone in a pre‐treatment process) for O&M consideration, Impacts of wet weather on the treatment effectiveness and how the BCRs would respond to such changes | Data not provided | Data not provided | Data not provided | Data not provided | Data not provided | Data not provided | Data not provided | All values are ND (0.003)
Final Treatability Study Technical Memorandum Formosa Mine Superfund Site Douglas County, Oregon | FORMOSA MINE | ORN001002616 | N/A | OU2 | BCR2 01-02 | Abandoned | Sulfate-reducing bacteria (SRB) BCR without pre-treatment | Passive | Biochemical reactor (BCR) | No pre-treatment | Formosa 1 Adit discharge | N | BCR without pre-treatment | Aerobic polishing cell (APC) | Data not provided | Pilot | July 2013- October 2013 | Silver | Ag, dissolved | mg/L | N | N/A | ND | ND | Not Applicable | [9 empty] | Data not provided | Data not provided | Data not provided | Data not provided | Data not provided | Data not provided | Data not provided | Data not provided | Data not provided | Influent | 3.07–3.37 | 0.05–2.04 | mg/L | 10.13–13.17 | °C | Data not provided | N/A | Data not provided | N/A | 320.9–403.8 | mV | 1,366–1,532 | µS/cm | None | N/A | Data not provided | Data not provided | Data not provided | Data not provided | Data not provided | Data not provided | Y | The necessity and effectiveness of pre‐treatment to condition the water for BCR treatment, MIW loading rate for each BCR medium to achieve effective metal reduction and pH neutralization, Metals removal efficiency (MRE) and sulfate reduction rate for assessing reduction of contaminant toxicity, mass, and volume, through treatment using BCRs, Residuals generation rates (i.e. sludge from precipitation) for operation and maintenance (O&M) consideration, Replacement rate for spent treatment media (substrate for biochemical reactor or limestone in a pre‐treatment process) for O&M consideration, Impacts of wet weather on the treatment effectiveness and how the BCRs would respond to such changes | Data not provided | Data not provided | Data not provided | Data not provided | Data not provided | Data not provided | Data not provided | All values are ND (0.003)
Final Treatability Study Technical Memorandum Formosa Mine Superfund Site Douglas County, Oregon | FORMOSA MINE | ORN001002616 | N/A | OU2 | BCR2 01-02 | Abandoned | Sulfate-reducing bacteria (SRB) BCR without pre-treatment | Passive | Biochemical reactor (BCR) | No pre-treatment | Formosa 1 Adit discharge | N | BCR without pre-treatment | Aerobic polishing cell (APC) | Data not provided | Pilot | July 2013- October 2013 | Silver | Ag, dissolved | mg/L | N | N/A |  |  |  | ND | ND | Not Applicable | [6 empty] | Data not provided | Data not provided | Data not provided | Data not provided | Data not provided | Data not provided | Data not provided | Data not provided | Data not provided | Influent | 3.07–3.37 | 0.05–2.04 | mg/L | 10.13–13.17 | °C | Data not provided | N/A | Data not provided | N/A | 320.9–403.8 | mV | 1,366–1,532 | µS/cm | None | N/A | Data not provided | Data not provided | Data not provided | Data not provided | Data not provided | Data not provided | Y | The necessity and effectiveness of pre‐treatment to condition the water for BCR treatment, MIW loading rate for each BCR medium to achieve effective metal reduction and pH neutralization, Metals removal efficiency (MRE) and sulfate reduction rate for assessing reduction of contaminant toxicity, mass, and volume, through treatment using BCRs, Residuals generation rates (i.e. sludge from precipitation) for operation and maintenance (O&M) consideration, Replacement rate for spent treatment media (substrate for biochemical reactor or limestone in a pre‐treatment process) for O&M consideration, Impacts of wet weather on the treatment effectiveness and how the BCRs would respond to such changes | Data not provided | Data not provided | Data not provided | Data not provided | Data not provided | Data not provided | Data not provided | All values are ND (0.003)
Final Treatability Study Technical Memorandum Formosa Mine Superfund Site Douglas County, Oregon | FORMOSA MINE | ORN001002616 | N/A | OU2 | BCR2 01-02 | Abandoned | Sulfate-reducing bacteria (SRB) BCR without pre-treatment | Passive | Biochemical reactor (BCR) | No pre-treatment | Formosa 1 Adit discharge | N | BCR without pre-treatment | Aerobic polishing cell (APC) | Data not provided | Pilot | July 2013- October 2013 | Silver | Ag, dissolved | mg/L | N | N/A | [6 empty] | ND | ND | Not Applicable |  |  |  | Data not provided | Data not provided | Data not provided | Data not provided | Data not provided | Data not provided | Data not provided | Data not provided | Data not provided | Effluent | 6.34–6.64 | 0.27–1.52 | mg/L | 15.09–21.63 | °C | Data not provided | N/A | Data not provided | N/A | (-)294.4–(-)162.9 | mV | 4,367–35,860 | µS/cm | None | N/A | Data not provided | Data not provided | Data not provided | Data not provided | Data not provided | Data not provided | Y | The necessity and effectiveness of pre‐treatment to condition the water for BCR treatment, MIW loading rate for each BCR medium to achieve effective metal reduction and pH neutralization, Metals removal efficiency (MRE) and sulfate reduction rate for assessing reduction of contaminant toxicity, mass, and volume, through treatment using BCRs, Residuals generation rates (i.e. sludge from precipitation) for operation and maintenance (O&M) consideration, Replacement rate for spent treatment media (substrate for biochemical reactor or limestone in a pre‐treatment process) for O&M consideration, Impacts of wet weather on the treatment effectiveness and how the BCRs would respond to such changes | Data not provided | Data not provided | Data not provided | Data not provided | Data not provided | Data not provided | Data not provided | All values are ND (0.003)
Final Treatability Study Technical Memorandum Formosa Mine Superfund Site Douglas County, Oregon | FORMOSA MINE | ORN001002616 | N/A | OU2 | BCR2 01-02 | Abandoned | Sulfate-reducing bacteria (SRB) BCR without pre-treatment | Passive | Biochemical reactor (BCR) | No pre-treatment | Formosa 1 Adit discharge | N | BCR without pre-treatment | Aerobic polishing cell (APC) | Data not provided | Pilot | July 2013- October 2013 | Silver | Ag, dissolved | mg/L | N | N/A | [9 empty] | ND | ND | Not Applicable | Data not provided | Data not provided | Data not provided | Data not provided | Data not provided | Data not provided | Data not provided | Data not provided | Data not provided | Effluent | 6.34–6.64 | 0.27–1.52 | mg/L | 15.09–21.63 | °C | Data not provided | N/A | Data not provided | N/A | (-)294.4–(-)162.9 | mV | 4,367–35,860 | µS/cm | None | N/A | Data not provided | Data not provided | Data not provided | Data not provided | Data not provided | Data not provided | Y | The necessity and effectiveness of pre‐treatment to condition the water for BCR treatment, MIW loading rate for each BCR medium to achieve effective metal reduction and pH neutralization, Metals removal efficiency (MRE) and sulfate reduction rate for assessing reduction of contaminant toxicity, mass, and volume, through treatment using BCRs, Residuals generation rates (i.e. sludge from precipitation) for operation and maintenance (O&M) consideration, Replacement rate for spent treatment media (substrate for biochemical reactor or limestone in a pre‐treatment process) for O&M consideration, Impacts of wet weather on the treatment effectiveness and how the BCRs would respond to such changes | Data not provided | Data not provided | Data not provided | Data not provided | Data not provided | Data not provided | Data not provided | All values are ND (0.003)
Final Treatability Study Technical Memorandum Formosa Mine Superfund Site Douglas County, Oregon | FORMOSA MINE | ORN001002616 | N/A | OU2 | BCR3 01-03 | Abandoned | Sulfate-reducing bacteria (SRB) BCR with SAPS pre-treatment | Passive | Biochemical reactor (BCR) | Pre-treatment | Formosa 1 Adit discharge | Y | Entire system | Aerobic polishing cell (APC) | Data not provided | Pilot | July 2013- October 2013 | Silver | Ag, total | mg/L | N | N/A | ND | ND | Not Applicable | [9 empty] | Data not provided | Data not provided | Data not provided | Data not provided | Data not provided | Data not provided | Data not provided | Data not provided | Data not provided | Influent | 3.07–3.37 | 0.05–2.04 | mg/L | 10.13–13.17 | °C | Data not provided | N/A | Data not provided | N/A | 320.9–403.8 | mV | 1,366–1,532 | µS/cm | None | N/A | Data not provided | Data not provided | Data not provided | Data not provided | Data not provided | Data not provided | Y | The necessity and effectiveness of pre‐treatment to condition the water for BCR treatment, MIW loading rate for each BCR medium to achieve effective metal reduction and pH neutralization, Metals removal efficiency (MRE) and sulfate reduction rate for assessing reduction of contaminant toxicity, mass, and volume, through treatment using BCRs, Residuals generation rates (i.e. sludge from precipitation) for operation and maintenance (O&M) consideration, Replacement rate for spent treatment media (substrate for biochemical reactor or limestone in a pre‐treatment process) for O&M consideration, Impacts of wet weather on the treatment effectiveness and how the BCRs would respond to such changes | Data not provided | Data not provided | Data not provided | Data not provided | Data not provided | Data not provided | Data not provided | All values are ND (0.003)
Final Treatability Study Technical Memorandum Formosa Mine Superfund Site Douglas County, Oregon | FORMOSA MINE | ORN001002616 | N/A | OU2 | BCR3 01-03 | Abandoned | Sulfate-reducing bacteria (SRB) BCR with SAPS pre-treatment | Passive | Biochemical reactor (BCR) | Pre-treatment | Formosa 1 Adit discharge | Y | Entire system | Aerobic polishing cell (APC) | Data not provided | Pilot | July 2013- October 2013 | Silver | Ag, total | mg/L | N | N/A |  |  |  | ND | ND | Not Applicable | [6 empty] | Data not provided | Data not provided | Data not provided | Data not provided | Data not provided | Data not provided | Data not provided | Data not provided | Data not provided | Influent | 3.07–3.37 | 0.05–2.04 | mg/L | 10.13–13.17 | °C | Data not provided | N/A | Data not provided | N/A | 320.9–403.8 | mV | 1,366–1,532 | µS/cm | None | N/A | Data not provided | Data not provided | Data not provided | Data not provided | Data not provided | Data not provided | Y | The necessity and effectiveness of pre‐treatment to condition the water for BCR treatment, MIW loading rate for each BCR medium to achieve effective metal reduction and pH neutralization, Metals removal efficiency (MRE) and sulfate reduction rate for assessing reduction of contaminant toxicity, mass, and volume, through treatment using BCRs, Residuals generation rates (i.e. sludge from precipitation) for operation and maintenance (O&M) consideration, Replacement rate for spent treatment media (substrate for biochemical reactor or limestone in a pre‐treatment process) for O&M consideration, Impacts of wet weather on the treatment effectiveness and how the BCRs would respond to such changes | Data not provided | Data not provided | Data not provided | Data not provided | Data not provided | Data not provided | Data not provided | All values are ND (0.003)
Final Treatability Study Technical Memorandum Formosa Mine Superfund Site Douglas County, Oregon | FORMOSA MINE | ORN001002616 | N/A | OU2 | BCR3 01-03 | Abandoned | Sulfate-reducing bacteria (SRB) BCR with SAPS pre-treatment | Passive | Biochemical reactor (BCR) | Pre-treatment | Formosa 1 Adit discharge | Y | Entire system | Aerobic polishing cell (APC) | Data not provided | Pilot | July 2013- October 2013 | Silver | Ag, total | mg/L | N | N/A | [6 empty] | ND | ND | Not Applicable |  |  |  | Data not provided | Data not provided | Data not provided | Data not provided | Data not provided | Data not provided | Data not provided | Data not provided | Data not provided | Effluent | 6.04–6.41 | 0.13–1.16 | mg/L | 15.33–20.83 | °C | Data not provided | N/A | Data not provided | N/A | (-)209.4–149.5 | mV | 1,237–7,404 | µS/cm | None | N/A | Data not provided | Data not provided | Data not provided | Data not provided | Data not provided | Data not provided | Y | The necessity and effectiveness of pre‐treatment to condition the water for BCR treatment, MIW loading rate for each BCR medium to achieve effective metal reduction and pH neutralization, Metals removal efficiency (MRE) and sulfate reduction rate for assessing reduction of contaminant toxicity, mass, and volume, through treatment using BCRs, Residuals generation rates (i.e. sludge from precipitation) for operation and maintenance (O&M) consideration, Replacement rate for spent treatment media (substrate for biochemical reactor or limestone in a pre‐treatment process) for O&M consideration, Impacts of wet weather on the treatment effectiveness and how the BCRs would respond to such changes | Data not provided | Data not provided | Data not provided | Data not provided | Data not provided | Data not provided | Data not provided | All values are ND (0.003)
Final Treatability Study Technical Memorandum Formosa Mine Superfund Site Douglas County, Oregon | FORMOSA MINE | ORN001002616 | N/A | OU2 | BCR3 01-03 | Abandoned | Sulfate-reducing bacteria (SRB) BCR with SAPS pre-treatment | Passive | Biochemical reactor (BCR) | Pre-treatment | Formosa 1 Adit discharge | Y | Entire system | Aerobic polishing cell (APC) | Data not provided | Pilot | July 2013- October 2013 | Silver | Ag, total | mg/L | N | N/A | [9 empty] | ND | ND | Not Applicable | Data not provided | Data not provided | Data not provided | Data not provided | Data not provided | Data not provided | Data not provided | Data not provided | Data not provided | Effluent | 6.04–6.41 | 0.13–1.16 | mg/L | 15.33–20.83 | °C | Data not provided | N/A | Data not provided | N/A | (-)209.4–149.5 | mV | 1,237–7,404 | µS/cm | None | N/A | Data not provided | Data not provided | Data not provided | Data not provided | Data not provided | Data not provided | Y | The necessity and effectiveness of pre‐treatment to condition the water for BCR treatment, MIW loading rate for each BCR medium to achieve effective metal reduction and pH neutralization, Metals removal efficiency (MRE) and sulfate reduction rate for assessing reduction of contaminant toxicity, mass, and volume, through treatment using BCRs, Residuals generation rates (i.e. sludge from precipitation) for operation and maintenance (O&M) consideration, Replacement rate for spent treatment media (substrate for biochemical reactor or limestone in a pre‐treatment process) for O&M consideration, Impacts of wet weather on the treatment effectiveness and how the BCRs would respond to such changes | Data not provided | Data not provided | Data not provided | Data not provided | Data not provided | Data not provided | Data not provided | All values are ND (0.003)
Final Treatability Study Technical Memorandum Formosa Mine Superfund Site Douglas County, Oregon | FORMOSA MINE | ORN001002616 | N/A | OU2 | BCR3 01-03 | Abandoned | Sulfate-reducing bacteria (SRB) BCR with SAPS pre-treatment | Passive | Biochemical reactor (BCR) | Pre-treatment | Formosa 1 Adit discharge | Y | Entire system | Aerobic polishing cell (APC) | Data not provided | Pilot | July 2013- October 2013 | Silver | Ag, dissolved | mg/L | N | N/A | ND | ND | Not Applicable | [9 empty] | Data not provided | Data not provided | Data not provided | Data not provided | Data not provided | Data not provided | Data not provided | Data not provided | Data not provided | Influent | 3.07–3.37 | 0.05–2.04 | mg/L | 10.13–13.17 | °C | Data not provided | N/A | Data not provided | N/A | 320.9–403.8 | mV | 1,366–1,532 | µS/cm | None | N/A | Data not provided | Data not provided | Data not provided | Data not provided | Data not provided | Data not provided | Y | The necessity and effectiveness of pre‐treatment to condition the water for BCR treatment, MIW loading rate for each BCR medium to achieve effective metal reduction and pH neutralization, Metals removal efficiency (MRE) and sulfate reduction rate for assessing reduction of contaminant toxicity, mass, and volume, through treatment using BCRs, Residuals generation rates (i.e. sludge from precipitation) for operation and maintenance (O&M) consideration, Replacement rate for spent treatment media (substrate for biochemical reactor or limestone in a pre‐treatment process) for O&M consideration, Impacts of wet weather on the treatment effectiveness and how the BCRs would respond to such changes | Data not provided | Data not provided | Data not provided | Data not provided | Data not provided | Data not provided | Data not provided | All values are ND (0.003)
Final Treatability Study Technical Memorandum Formosa Mine Superfund Site Douglas County, Oregon | FORMOSA MINE | ORN001002616 | N/A | OU2 | BCR3 01-03 | Abandoned | Sulfate-reducing bacteria (SRB) BCR with SAPS pre-treatment | Passive | Biochemical reactor (BCR) | Pre-treatment | Formosa 1 Adit discharge | Y | Entire system | Aerobic polishing cell (APC) | Data not provided | Pilot | July 2013- October 2013 | Silver | Ag, dissolved | mg/L | N | N/A |  |  |  | ND | ND | Not Applicable | [6 empty] | Data not provided | Data not provided | Data not provided | Data not provided | Data not provided | Data not provided | Data not provided | Data not provided | Data not provided | Influent | 3.07–3.37 | 0.05–2.04 | mg/L | 10.13–13.17 | °C | Data not provided | N/A | Data not provided | N/A | 320.9–403.8 | mV | 1,366–1,532 | µS/cm | None | N/A | Data not provided | Data not provided | Data not provided | Data not provided | Data not provided | Data not provided | Y | The necessity and effectiveness of pre‐treatment to condition the water for BCR treatment, MIW loading rate for each BCR medium to achieve effective metal reduction and pH neutralization, Metals removal efficiency (MRE) and sulfate reduction rate for assessing reduction of contaminant toxicity, mass, and volume, through treatment using BCRs, Residuals generation rates (i.e. sludge from precipitation) for operation and maintenance (O&M) consideration, Replacement rate for spent treatment media (substrate for biochemical reactor or limestone in a pre‐treatment process) for O&M consideration, Impacts of wet weather on the treatment effectiveness and how the BCRs would respond to such changes | Data not provided | Data not provided | Data not provided | Data not provided | Data not provided | Data not provided | Data not provided | All values are ND (0.003)
Final Treatability Study Technical Memorandum Formosa Mine Superfund Site Douglas County, Oregon | FORMOSA MINE | ORN001002616 | N/A | OU2 | BCR3 01-03 | Abandoned | Sulfate-reducing bacteria (SRB) BCR with SAPS pre-treatment | Passive | Biochemical reactor (BCR) | Pre-treatment | Formosa 1 Adit discharge | Y | Entire system | Aerobic polishing cell (APC) | Data not provided | Pilot | July 2013- October 2013 | Silver | Ag, dissolved | mg/L | N | N/A | [6 empty] | ND | ND | Not Applicable |  |  |  | Data not provided | Data not provided | Data not provided | Data not provided | Data not provided | Data not provided | Data not provided | Data not provided | Data not provided | Effluent | 6.04–6.41 | 0.13–1.16 | mg/L | 15.33–20.83 | °C | Data not provided | N/A | Data not provided | N/A | (-)209.4–149.5 | mV | 1,237–7,404 | µS/cm | None | N/A | Data not provided | Data not provided | Data not provided | Data not provided | Data not provided | Data not provided | Y | The necessity and effectiveness of pre‐treatment to condition the water for BCR treatment, MIW loading rate for each BCR medium to achieve effective metal reduction and pH neutralization, Metals removal efficiency (MRE) and sulfate reduction rate for assessing reduction of contaminant toxicity, mass, and volume, through treatment using BCRs, Residuals generation rates (i.e. sludge from precipitation) for operation and maintenance (O&M) consideration, Replacement rate for spent treatment media (substrate for biochemical reactor or limestone in a pre‐treatment process) for O&M consideration, Impacts of wet weather on the treatment effectiveness and how the BCRs would respond to such changes | Data not provided | Data not provided | Data not provided | Data not provided | Data not provided | Data not provided | Data not provided | All values are ND (0.003)
Final Treatability Study Technical Memorandum Formosa Mine Superfund Site Douglas County, Oregon | FORMOSA MINE | ORN001002616 | N/A | OU2 | BCR3 01-03 | Abandoned | Sulfate-reducing bacteria (SRB) BCR with SAPS pre-treatment | Passive | Biochemical reactor (BCR) | Pre-treatment | Formosa 1 Adit discharge | Y | Entire system | Aerobic polishing cell (APC) | Data not provided | Pilot | July 2013- October 2013 | Silver | Ag, dissolved | mg/L | N | N/A | [9 empty] | ND | ND | Not Applicable | Data not provided | Data not provided | Data not provided | Data not provided | Data not provided | Data not provided | Data not provided | Data not provided | Data not provided | Effluent | 6.04–6.41 | 0.13–1.16 | mg/L | 15.33–20.83 | °C | Data not provided | N/A | Data not provided | N/A | (-)209.4–149.5 | mV | 1,237–7,404 | µS/cm | None | N/A | Data not provided | Data not provided | Data not provided | Data not provided | Data not provided | Data not provided | Y | The necessity and effectiveness of pre‐treatment to condition the water for BCR treatment, MIW loading rate for each BCR medium to achieve effective metal reduction and pH neutralization, Metals removal efficiency (MRE) and sulfate reduction rate for assessing reduction of contaminant toxicity, mass, and volume, through treatment using BCRs, Residuals generation rates (i.e. sludge from precipitation) for operation and maintenance (O&M) consideration, Replacement rate for spent treatment media (substrate for biochemical reactor or limestone in a pre‐treatment process) for O&M consideration, Impacts of wet weather on the treatment effectiveness and how the BCRs would respond to such changes | Data not provided | Data not provided | Data not provided | Data not provided | Data not provided | Data not provided | Data not provided | All values are ND (0.003)
Final Treatability Study Technical Memorandum Formosa Mine Superfund Site Douglas County, Oregon | FORMOSA MINE | ORN001002616 | N/A | OU2 | BCR4 01-04 | Abandoned | Sulfate-reducing bacteria (SRB) BCR with SAPS pre-treatment | Passive | Biochemical reactor (BCR) | Pre-treatment | Formosa 1 Adit discharge | Y | Entire system | Aerobic polishing cell (APC) | Data not provided | Pilot | July 2013- October 2013 | Silver | Ag, total | mg/L | N | N/A | ND | ND | Not Applicable | [9 empty] | Data not provided | Data not provided | Data not provided | Data not provided | Data not provided | Data not provided | Data not provided | Data not provided | Data not provided | Influent | 3.07–3.37 | 0.05–2.04 | mg/L | 10.13–13.17 | °C | Data not provided | N/A | Data not provided | N/A | 320.9–403.8 | mV | 1,366–1,532 | µS/cm | None | N/A | Data not provided | Data not provided | Data not provided | Data not provided | Data not provided | Data not provided | Y | The necessity and effectiveness of pre‐treatment to condition the water for BCR treatment, MIW loading rate for each BCR medium to achieve effective metal reduction and pH neutralization, Metals removal efficiency (MRE) and sulfate reduction rate for assessing reduction of contaminant toxicity, mass, and volume, through treatment using BCRs, Residuals generation rates (i.e. sludge from precipitation) for operation and maintenance (O&M) consideration, Replacement rate for spent treatment media (substrate for biochemical reactor or limestone in a pre‐treatment process) for O&M consideration, Impacts of wet weather on the treatment effectiveness and how the BCRs would respond to such changes | Data not provided | Data not provided | Data not provided | Data not provided | Data not provided | Data not provided | Data not provided | All values are ND (0.003)
Final Treatability Study Technical Memorandum Formosa Mine Superfund Site Douglas County, Oregon | FORMOSA MINE | ORN001002616 | N/A | OU2 | BCR4 01-04 | Abandoned | Sulfate-reducing bacteria (SRB) BCR with SAPS pre-treatment | Passive | Biochemical reactor (BCR) | Pre-treatment | Formosa 1 Adit discharge | Y | Entire system | Aerobic polishing cell (APC) | Data not provided | Pilot | July 2013- October 2013 | Silver | Ag, total | mg/L | N | N/A |  |  |  | ND | ND | Not Applicable | [6 empty] | Data not provided | Data not provided | Data not provided | Data not provided | Data not provided | Data not provided | Data not provided | Data not provided | Data not provided | Influent | 3.07–3.37 | 0.05–2.04 | mg/L | 10.13–13.17 | °C | Data not provided | N/A | Data not provided | N/A | 320.9–403.8 | mV | 1,366–1,532 | µS/cm | None | N/A | Data not provided | Data not provided | Data not provided | Data not provided | Data not provided | Data not provided | Y | The necessity and effectiveness of pre‐treatment to condition the water for BCR treatment, MIW loading rate for each BCR medium to achieve effective metal reduction and pH neutralization, Metals removal efficiency (MRE) and sulfate reduction rate for assessing reduction of contaminant toxicity, mass, and volume, through treatment using BCRs, Residuals generation rates (i.e. sludge from precipitation) for operation and maintenance (O&M) consideration, Replacement rate for spent treatment media (substrate for biochemical reactor or limestone in a pre‐treatment process) for O&M consideration, Impacts of wet weather on the treatment effectiveness and how the BCRs would respond to such changes | Data not provided | Data not provided | Data not provided | Data not provided | Data not provided | Data not provided | Data not provided | All values are ND (0.003)
Final Treatability Study Technical Memorandum Formosa Mine Superfund Site Douglas County, Oregon | FORMOSA MINE | ORN001002616 | N/A | OU2 | BCR4 01-04 | Abandoned | Sulfate-reducing bacteria (SRB) BCR with SAPS pre-treatment | Passive | Biochemical reactor (BCR) | Pre-treatment | Formosa 1 Adit discharge | Y | Entire system | Aerobic polishing cell (APC) | Data not provided | Pilot | July 2013- October 2013 | Silver | Ag, total | mg/L | N | N/A | [6 empty] | ND | ND | Not Applicable |  |  |  | Data not provided | Data not provided | Data not provided | Data not provided | Data not provided | Data not provided | Data not provided | Data not provided | Data not provided | Effluent | 6.25–6.7 | 0.16–1.51 | mg/L | 15.14–21.21 | °C | Data not provided | N/A | Data not provided | N/A | (-)247.6–(-)167.6 | mV | 2,076–23,850 | µS/cm | None | N/A | Data not provided | Data not provided | Data not provided | Data not provided | Data not provided | Data not provided | Y | The necessity and effectiveness of pre‐treatment to condition the water for BCR treatment, MIW loading rate for each BCR medium to achieve effective metal reduction and pH neutralization, Metals removal efficiency (MRE) and sulfate reduction rate for assessing reduction of contaminant toxicity, mass, and volume, through treatment using BCRs, Residuals generation rates (i.e. sludge from precipitation) for operation and maintenance (O&M) consideration, Replacement rate for spent treatment media (substrate for biochemical reactor or limestone in a pre‐treatment process) for O&M consideration, Impacts of wet weather on the treatment effectiveness and how the BCRs would respond to such changes | Data not provided | Data not provided | Data not provided | Data not provided | Data not provided | Data not provided | Data not provided | All values are ND (0.003)
Final Treatability Study Technical Memorandum Formosa Mine Superfund Site Douglas County, Oregon | FORMOSA MINE | ORN001002616 | N/A | OU2 | BCR4 01-04 | Abandoned | Sulfate-reducing bacteria (SRB) BCR with SAPS pre-treatment | Passive | Biochemical reactor (BCR) | Pre-treatment | Formosa 1 Adit discharge | Y | Entire system | Aerobic polishing cell (APC) | Data not provided | Pilot | July 2013- October 2013 | Silver | Ag, total | mg/L | N | N/A | [9 empty] | ND | ND | Not Applicable | Data not provided | Data not provided | Data not provided | Data not provided | Data not provided | Data not provided | Data not provided | Data not provided | Data not provided | Effluent | 6.25–6.7 | 0.16–1.51 | mg/L | 15.14–21.21 | °C | Data not provided | N/A | Data not provided | N/A | (-)247.6–(-)167.6 | mV | 2,076–23,850 | µS/cm | None | N/A | Data not provided | Data not provided | Data not provided | Data not provided | Data not provided | Data not provided | Y | The necessity and effectiveness of pre‐treatment to condition the water for BCR treatment, MIW loading rate for each BCR medium to achieve effective metal reduction and pH neutralization, Metals removal efficiency (MRE) and sulfate reduction rate for assessing reduction of contaminant toxicity, mass, and volume, through treatment using BCRs, Residuals generation rates (i.e. sludge from precipitation) for operation and maintenance (O&M) consideration, Replacement rate for spent treatment media (substrate for biochemical reactor or limestone in a pre‐treatment process) for O&M consideration, Impacts of wet weather on the treatment effectiveness and how the BCRs would respond to such changes | Data not provided | Data not provided | Data not provided | Data not provided | Data not provided | Data not provided | Data not provided | All values are ND (0.003)
Final Treatability Study Technical Memorandum Formosa Mine Superfund Site Douglas County, Oregon | FORMOSA MINE | ORN001002616 | N/A | OU2 | BCR4 01-04 | Abandoned | Sulfate-reducing bacteria (SRB) BCR with SAPS pre-treatment | Passive | Biochemical reactor (BCR) | Pre-treatment | Formosa 1 Adit discharge | Y | Entire system | Aerobic polishing cell (APC) | Data not provided | Pilot | July 2013- October 2013 | Silver | Ag, dissolved | mg/L | N | N/A | ND | ND | Not Applicable | [9 empty] | Data not provided | Data not provided | Data not provided | Data not provided | Data not provided | Data not provided | Data not provided | Data not provided | Data not provided | Influent | 3.07–3.37 | 0.05–2.04 | mg/L | 10.13–13.17 | °C | Data not provided | N/A | Data not provided | N/A | 320.9–403.8 | mV | 1,366–1,532 | µS/cm | None | N/A | Data not provided | Data not provided | Data not provided | Data not provided | Data not provided | Data not provided | Y | The necessity and effectiveness of pre‐treatment to condition the water for BCR treatment, MIW loading rate for each BCR medium to achieve effective metal reduction and pH neutralization, Metals removal efficiency (MRE) and sulfate reduction rate for assessing reduction of contaminant toxicity, mass, and volume, through treatment using BCRs, Residuals generation rates (i.e. sludge from precipitation) for operation and maintenance (O&M) consideration, Replacement rate for spent treatment media (substrate for biochemical reactor or limestone in a pre‐treatment process) for O&M consideration, Impacts of wet weather on the treatment effectiveness and how the BCRs would respond to such changes | Data not provided | Data not provided | Data not provided | Data not provided | Data not provided | Data not provided | Data not provided | All values are ND (0.003)
Final Treatability Study Technical Memorandum Formosa Mine Superfund Site Douglas County, Oregon | FORMOSA MINE | ORN001002616 | N/A | OU2 | BCR4 01-04 | Abandoned | Sulfate-reducing bacteria (SRB) BCR with SAPS pre-treatment | Passive | Biochemical reactor (BCR) | Pre-treatment | Formosa 1 Adit discharge | Y | Entire system | Aerobic polishing cell (APC) | Data not provided | Pilot | July 2013- October 2013 | Silver | Ag, dissolved | mg/L | N | N/A |  |  |  | ND | ND | Not Applicable | [6 empty] | Data not provided | Data not provided | Data not provided | Data not provided | Data not provided | Data not provided | Data not provided | Data not provided | Data not provided | Influent | 3.07–3.37 | 0.05–2.04 | mg/L | 10.13–13.17 | °C | Data not provided | N/A | Data not provided | N/A | 320.9–403.8 | mV | 1,366–1,532 | µS/cm | None | N/A | Data not provided | Data not provided | Data not provided | Data not provided | Data not provided | Data not provided | Y | The necessity and effectiveness of pre‐treatment to condition the water for BCR treatment, MIW loading rate for each BCR medium to achieve effective metal reduction and pH neutralization, Metals removal efficiency (MRE) and sulfate reduction rate for assessing reduction of contaminant toxicity, mass, and volume, through treatment using BCRs, Residuals generation rates (i.e. sludge from precipitation) for operation and maintenance (O&M) consideration, Replacement rate for spent treatment media (substrate for biochemical reactor or limestone in a pre‐treatment process) for O&M consideration, Impacts of wet weather on the treatment effectiveness and how the BCRs would respond to such changes | Data not provided | Data not provided | Data not provided | Data not provided | Data not provided | Data not provided | Data not provided | All values are ND (0.003)
Final Treatability Study Technical Memorandum Formosa Mine Superfund Site Douglas County, Oregon | FORMOSA MINE | ORN001002616 | N/A | OU2 | BCR4 01-04 | Abandoned | Sulfate-reducing bacteria (SRB) BCR with SAPS pre-treatment | Passive | Biochemical reactor (BCR) | Pre-treatment | Formosa 1 Adit discharge | Y | Entire system | Aerobic polishing cell (APC) | Data not provided | Pilot | July 2013- October 2013 | Silver | Ag, dissolved | mg/L | N | N/A | [6 empty] | ND | ND | Not Applicable |  |  |  | Data not provided | Data not provided | Data not provided | Data not provided | Data not provided | Data not provided | Data not provided | Data not provided | Data not provided | Effluent | 6.25–6.7 | 0.16–1.51 | mg/L | 15.14–21.21 | °C | Data not provided | N/A | Data not provided | N/A | (-)247.6–(-)167.6 | mV | 2,076–23,850 | µS/cm | None | N/A | Data not provided | Data not provided | Data not provided | Data not provided | Data not provided | Data not provided | Y | The necessity and effectiveness of pre‐treatment to condition the water for BCR treatment, MIW loading rate for each BCR medium to achieve effective metal reduction and pH neutralization, Metals removal efficiency (MRE) and sulfate reduction rate for assessing reduction of contaminant toxicity, mass, and volume, through treatment using BCRs, Residuals generation rates (i.e. sludge from precipitation) for operation and maintenance (O&M) consideration, Replacement rate for spent treatment media (substrate for biochemical reactor or limestone in a pre‐treatment process) for O&M consideration, Impacts of wet weather on the treatment effectiveness and how the BCRs would respond to such changes | Data not provided | Data not provided | Data not provided | Data not provided | Data not provided | Data not provided | Data not provided | All values are ND (0.003)
Final Treatability Study Technical Memorandum Formosa Mine Superfund Site Douglas County, Oregon | FORMOSA MINE | ORN001002616 | N/A | OU2 | BCR4 01-04 | Abandoned | Sulfate-reducing bacteria (SRB) BCR with SAPS pre-treatment | Passive | Biochemical reactor (BCR) | Pre-treatment | Formosa 1 Adit discharge | Y | Entire system | Aerobic polishing cell (APC) | Data not provided | Pilot | July 2013- October 2013 | Silver | Ag, dissolved | mg/L | N | N/A | [9 empty] | ND | ND | Not Applicable | Data not provided | Data not provided | Data not provided | Data not provided | Data not provided | Data not provided | Data not provided | Data not provided | Data not provided | Effluent | 6.25–6.7 | 0.16–1.51 | mg/L | 15.14–21.21 | °C | Data not provided | N/A | Data not provided | N/A | (-)247.6–(-)167.6 | mV | 2,076–23,850 | µS/cm | None | N/A | Data not provided | Data not provided | Data not provided | Data not provided | Data not provided | Data not provided | Y | The necessity and effectiveness of pre‐treatment to condition the water for BCR treatment, MIW loading rate for each BCR medium to achieve effective metal reduction and pH neutralization, Metals removal efficiency (MRE) and sulfate reduction rate for assessing reduction of contaminant toxicity, mass, and volume, through treatment using BCRs, Residuals generation rates (i.e. sludge from precipitation) for operation and maintenance (O&M) consideration, Replacement rate for spent treatment media (substrate for biochemical reactor or limestone in a pre‐treatment process) for O&M consideration, Impacts of wet weather on the treatment effectiveness and how the BCRs would respond to such changes | Data not provided | Data not provided | Data not provided | Data not provided | Data not provided | Data not provided | Data not provided | All values are ND (0.003)
Final Treatability Study Technical Memorandum Formosa Mine Superfund Site Douglas County, Oregon | FORMOSA MINE | ORN001002616 | N/A | OU2 | BCR5 01-05 | Abandoned | Sulfate-reducing bacteria (SRB) BCR with ChitoRem pre-treatment | Passive | Biochemical reactor (BCR) | Pre-treatment | Formosa 1 Adit discharge | Y | Entire system | Aerobic polishing cell (APC) | Data not provided | Pilot | July 2013- October 2013 | Silver | Ag, total | mg/L | N | N/A | ND | ND | Not Applicable | [9 empty] | Data not provided | Data not provided | Data not provided | Data not provided | Data not provided | Data not provided | Data not provided | Data not provided | Data not provided | Influent | 3.07–3.37 | 0.05–2.04 | mg/L | 10.13–13.17 | °C | Data not provided | N/A | Data not provided | N/A | 320.9–403.8 | mV | 1,366–1,532 | µS/cm | None | N/A | Data not provided | Data not provided | Data not provided | Data not provided | Data not provided | Data not provided | Y | The necessity and effectiveness of pre‐treatment to condition the water for BCR treatment, MIW loading rate for each BCR medium to achieve effective metal reduction and pH neutralization, Metals removal efficiency (MRE) and sulfate reduction rate for assessing reduction of contaminant toxicity, mass, and volume, through treatment using BCRs, Residuals generation rates (i.e. sludge from precipitation) for operation and maintenance (O&M) consideration, Replacement rate for spent treatment media (substrate for biochemical reactor or limestone in a pre‐treatment process) for O&M consideration, Impacts of wet weather on the treatment effectiveness and how the BCRs would respond to such changes | Data not provided | Data not provided | Data not provided | Data not provided | Data not provided | Data not provided | Data not provided | All values are ND (0.003)
Final Treatability Study Technical Memorandum Formosa Mine Superfund Site Douglas County, Oregon | FORMOSA MINE | ORN001002616 | N/A | OU2 | BCR5 01-05 | Abandoned | Sulfate-reducing bacteria (SRB) BCR with ChitoRem pre-treatment | Passive | Biochemical reactor (BCR) | Pre-treatment | Formosa 1 Adit discharge | Y | Entire system | Aerobic polishing cell (APC) | Data not provided | Pilot | July 2013- October 2013 | Silver | Ag, total | mg/L | N | N/A |  |  |  | ND | ND | Not Applicable | [6 empty] | Data not provided | Data not provided | Data not provided | Data not provided | Data not provided | Data not provided | Data not provided | Data not provided | Data not provided | Influent | 3.07–3.37 | 0.05–2.04 | mg/L | 10.13–13.17 | °C | Data not provided | N/A | Data not provided | N/A | 320.9–403.8 | mV | 1,366–1,532 | µS/cm | None | N/A | Data not provided | Data not provided | Data not provided | Data not provided | Data not provided | Data not provided | Y | The necessity and effectiveness of pre‐treatment to condition the water for BCR treatment, MIW loading rate for each BCR medium to achieve effective metal reduction and pH neutralization, Metals removal efficiency (MRE) and sulfate reduction rate for assessing reduction of contaminant toxicity, mass, and volume, through treatment using BCRs, Residuals generation rates (i.e. sludge from precipitation) for operation and maintenance (O&M) consideration, Replacement rate for spent treatment media (substrate for biochemical reactor or limestone in a pre‐treatment process) for O&M consideration, Impacts of wet weather on the treatment effectiveness and how the BCRs would respond to such changes | Data not provided | Data not provided | Data not provided | Data not provided | Data not provided | Data not provided | Data not provided | All values are ND (0.003)
Final Treatability Study Technical Memorandum Formosa Mine Superfund Site Douglas County, Oregon | FORMOSA MINE | ORN001002616 | N/A | OU2 | BCR5 01-05 | Abandoned | Sulfate-reducing bacteria (SRB) BCR with ChitoRem pre-treatment | Passive | Biochemical reactor (BCR) | Pre-treatment | Formosa 1 Adit discharge | Y | Entire system | Aerobic polishing cell (APC) | Data not provided | Pilot | July 2013- October 2013 | Silver | Ag, total | mg/L | N | N/A | [6 empty] | ND | ND | Not Applicable |  |  |  | Data not provided | Data not provided | Data not provided | Data not provided | Data not provided | Data not provided | Data not provided | Data not provided | Data not provided | Effluent | 6.19–6.62 | 0.06–0.93 | mg/L | 15.42–21.53 | °C | Data not provided | N/A | Data not provided | N/A | (-)339.5–(-)158.1 | mV | 2,087–14,800 | µS/cm | None | N/A | Data not provided | Data not provided | Data not provided | Data not provided | Data not provided | Data not provided | Y | The necessity and effectiveness of pre‐treatment to condition the water for BCR treatment, MIW loading rate for each BCR medium to achieve effective metal reduction and pH neutralization, Metals removal efficiency (MRE) and sulfate reduction rate for assessing reduction of contaminant toxicity, mass, and volume, through treatment using BCRs, Residuals generation rates (i.e. sludge from precipitation) for operation and maintenance (O&M) consideration, Replacement rate for spent treatment media (substrate for biochemical reactor or limestone in a pre‐treatment process) for O&M consideration, Impacts of wet weather on the treatment effectiveness and how the BCRs would respond to such changes | Data not provided | Data not provided | Data not provided | Data not provided | Data not provided | Data not provided | Data not provided | All values are ND (0.003)
Final Treatability Study Technical Memorandum Formosa Mine Superfund Site Douglas County, Oregon | FORMOSA MINE | ORN001002616 | N/A | OU2 | BCR5 01-05 | Abandoned | Sulfate-reducing bacteria (SRB) BCR with ChitoRem pre-treatment | Passive | Biochemical reactor (BCR) | Pre-treatment | Formosa 1 Adit discharge | Y | Entire system | Aerobic polishing cell (APC) | Data not provided | Pilot | July 2013- October 2013 | Silver | Ag, total | mg/L | N | N/A | [9 empty] | ND | ND | Not Applicable | Data not provided | Data not provided | Data not provided | Data not provided | Data not provided | Data not provided | Data not provided | Data not provided | Data not provided | Effluent | 6.19–6.62 | 0.06–0.93 | mg/L | 15.42–21.53 | °C | Data not provided | N/A | Data not provided | N/A | (-)339.5–(-)158.1 | mV | 2,087–14,800 | µS/cm | None | N/A | Data not provided | Data not provided | Data not provided | Data not provided | Data not provided | Data not provided | Y | The necessity and effectiveness of pre‐treatment to condition the water for BCR treatment, MIW loading rate for each BCR medium to achieve effective metal reduction and pH neutralization, Metals removal efficiency (MRE) and sulfate reduction rate for assessing reduction of contaminant toxicity, mass, and volume, through treatment using BCRs, Residuals generation rates (i.e. sludge from precipitation) for operation and maintenance (O&M) consideration, Replacement rate for spent treatment media (substrate for biochemical reactor or limestone in a pre‐treatment process) for O&M consideration, Impacts of wet weather on the treatment effectiveness and how the BCRs would respond to such changes | Data not provided | Data not provided | Data not provided | Data not provided | Data not provided | Data not provided | Data not provided | All values are ND (0.003)
Final Treatability Study Technical Memorandum Formosa Mine Superfund Site Douglas County, Oregon | FORMOSA MINE | ORN001002616 | N/A | OU2 | BCR5 01-05 | Abandoned | Sulfate-reducing bacteria (SRB) BCR with ChitoRem pre-treatment | Passive | Biochemical reactor (BCR) | Pre-treatment | Formosa 1 Adit discharge | Y | Entire system | Aerobic polishing cell (APC) | Data not provided | Pilot | July 2013- October 2013 | Silver | Ag, dissolved | mg/L | N | N/A | ND | ND | Not Applicable | [9 empty] | Data not provided | Data not provided | Data not provided | Data not provided | Data not provided | Data not provided | Data not provided | Data not provided | Data not provided | Influent | 3.07–3.37 | 0.05–2.04 | mg/L | 10.13–13.17 | °C | Data not provided | N/A | Data not provided | N/A | 320.9–403.8 | mV | 1,366–1,532 | µS/cm | None | N/A | Data not provided | Data not provided | Data not provided | Data not provided | Data not provided | Data not provided | Y | The necessity and effectiveness of pre‐treatment to condition the water for BCR treatment, MIW loading rate for each BCR medium to achieve effective metal reduction and pH neutralization, Metals removal efficiency (MRE) and sulfate reduction rate for assessing reduction of contaminant toxicity, mass, and volume, through treatment using BCRs, Residuals generation rates (i.e. sludge from precipitation) for operation and maintenance (O&M) consideration, Replacement rate for spent treatment media (substrate for biochemical reactor or limestone in a pre‐treatment process) for O&M consideration, Impacts of wet weather on the treatment effectiveness and how the BCRs would respond to such changes | Data not provided | Data not provided | Data not provided | Data not provided | Data not provided | Data not provided | Data not provided | All values are ND (0.003)
Final Treatability Study Technical Memorandum Formosa Mine Superfund Site Douglas County, Oregon | FORMOSA MINE | ORN001002616 | N/A | OU2 | BCR5 01-05 | Abandoned | Sulfate-reducing bacteria (SRB) BCR with ChitoRem pre-treatment | Passive | Biochemical reactor (BCR) | Pre-treatment | Formosa 1 Adit discharge | Y | Entire system | Aerobic polishing cell (APC) | Data not provided | Pilot | July 2013- October 2013 | Silver | Ag, dissolved | mg/L | N | N/A |  |  |  | ND | ND | Not Applicable | [6 empty] | Data not provided | Data not provided | Data not provided | Data not provided | Data not provided | Data not provided | Data not provided | Data not provided | Data not provided | Influent | 3.07–3.37 | 0.05–2.04 | mg/L | 10.13–13.17 | °C | Data not provided | N/A | Data not provided | N/A | 320.9–403.8 | mV | 1,366–1,532 | µS/cm | None | N/A | Data not provided | Data not provided | Data not provided | Data not provided | Data not provided | Data not provided | Y | The necessity and effectiveness of pre‐treatment to condition the water for BCR treatment, MIW loading rate for each BCR medium to achieve effective metal reduction and pH neutralization, Metals removal efficiency (MRE) and sulfate reduction rate for assessing reduction of contaminant toxicity, mass, and volume, through treatment using BCRs, Residuals generation rates (i.e. sludge from precipitation) for operation and maintenance (O&M) consideration, Replacement rate for spent treatment media (substrate for biochemical reactor or limestone in a pre‐treatment process) for O&M consideration, Impacts of wet weather on the treatment effectiveness and how the BCRs would respond to such changes | Data not provided | Data not provided | Data not provided | Data not provided | Data not provided | Data not provided | Data not provided | All values are ND (0.003)
Final Treatability Study Technical Memorandum Formosa Mine Superfund Site Douglas County, Oregon | FORMOSA MINE | ORN001002616 | N/A | OU2 | BCR5 01-05 | Abandoned | Sulfate-reducing bacteria (SRB) BCR with ChitoRem pre-treatment | Passive | Biochemical reactor (BCR) | Pre-treatment | Formosa 1 Adit discharge | Y | Entire system | Aerobic polishing cell (APC) | Data not provided | Pilot | July 2013- October 2013 | Silver | Ag, dissolved | mg/L | N | N/A | [6 empty] | ND | ND | Not Applicable |  |  |  | Data not provided | Data not provided | Data not provided | Data not provided | Data not provided | Data not provided | Data not provided | Data not provided | Data not provided | Effluent | 6.19–6.62 | 0.06–0.93 | mg/L | 15.42–21.53 | °C | Data not provided | N/A | Data not provided | N/A | (-)339.5–(-)158.1 | mV | 2,087–14,800 | µS/cm | None | N/A | Data not provided | Data not provided | Data not provided | Data not provided | Data not provided | Data not provided | Y | The necessity and effectiveness of pre‐treatment to condition the water for BCR treatment, MIW loading rate for each BCR medium to achieve effective metal reduction and pH neutralization, Metals removal efficiency (MRE) and sulfate reduction rate for assessing reduction of contaminant toxicity, mass, and volume, through treatment using BCRs, Residuals generation rates (i.e. sludge from precipitation) for operation and maintenance (O&M) consideration, Replacement rate for spent treatment media (substrate for biochemical reactor or limestone in a pre‐treatment process) for O&M consideration, Impacts of wet weather on the treatment effectiveness and how the BCRs would respond to such changes | Data not provided | Data not provided | Data not provided | Data not provided | Data not provided | Data not provided | Data not provided | All values are ND (0.003)
Final Treatability Study Technical Memorandum Formosa Mine Superfund Site Douglas County, Oregon | FORMOSA MINE | ORN001002616 | N/A | OU2 | BCR5 01-05 | Abandoned | Sulfate-reducing bacteria (SRB) BCR with ChitoRem pre-treatment | Passive | Biochemical reactor (BCR) | Pre-treatment | Formosa 1 Adit discharge | Y | Entire system | Aerobic polishing cell (APC) | Data not provided | Pilot | July 2013- October 2013 | Silver | Ag, dissolved | mg/L | N | N/A | [9 empty] | ND | ND | Not Applicable | Data not provided | Data not provided | Data not provided | Data not provided | Data not provided | Data not provided | Data not provided | Data not provided | Data not provided | Effluent | 6.19–6.62 | 0.06–0.93 | mg/L | 15.42–21.53 | °C | Data not provided | N/A | Data not provided | N/A | (-)339.5–(-)158.1 | mV | 2,087–14,800 | µS/cm | None | N/A | Data not provided | Data not provided | Data not provided | Data not provided | Data not provided | Data not provided | Y | The necessity and effectiveness of pre‐treatment to condition the water for BCR treatment, MIW loading rate for each BCR medium to achieve effective metal reduction and pH neutralization, Metals removal efficiency (MRE) and sulfate reduction rate for assessing reduction of contaminant toxicity, mass, and volume, through treatment using BCRs, Residuals generation rates (i.e. sludge from precipitation) for operation and maintenance (O&M) consideration, Replacement rate for spent treatment media (substrate for biochemical reactor or limestone in a pre‐treatment process) for O&M consideration, Impacts of wet weather on the treatment effectiveness and how the BCRs would respond to such changes | Data not provided | Data not provided | Data not provided | Data not provided | Data not provided | Data not provided | Data not provided | All values are ND (0.003)
Final Treatability Study Technical Memorandum Formosa Mine Superfund Site Douglas County, Oregon | FORMOSA MINE | ORN001002616 | N/A | OU2 | BCR6 01-06 | Abandoned | Sulfate-reducing bacteria (SRB) BCR with ChitoRem pre-treatment | Passive | Biochemical reactor (BCR) | Pre-treatment | Formosa 1 Adit discharge | Y | Entire system | Aerobic polishing cell (APC) | Data not provided | Pilot | July 2013- October 2013 | Silver | Ag, total | mg/L | N | N/A | ND | ND | Not Applicable | [9 empty] | Data not provided | Data not provided | Data not provided | Data not provided | Data not provided | Data not provided | Data not provided | Data not provided | Data not provided | Influent | 3.07–3.37 | 0.05–2.04 | mg/L | 10.13–13.17 | °C | Data not provided | N/A | Data not provided | N/A | 320.9–403.8 | mV | 1,366–1,532 | µS/cm | None | N/A | Data not provided | Data not provided | Data not provided | Data not provided | Data not provided | Data not provided | Y | The necessity and effectiveness of pre‐treatment to condition the water for BCR treatment, MIW loading rate for each BCR medium to achieve effective metal reduction and pH neutralization, Metals removal efficiency (MRE) and sulfate reduction rate for assessing reduction of contaminant toxicity, mass, and volume, through treatment using BCRs, Residuals generation rates (i.e. sludge from precipitation) for operation and maintenance (O&M) consideration, Replacement rate for spent treatment media (substrate for biochemical reactor or limestone in a pre‐treatment process) for O&M consideration, Impacts of wet weather on the treatment effectiveness and how the BCRs would respond to such changes | Data not provided | Data not provided | Data not provided | Data not provided | Data not provided | Data not provided | Data not provided | All values are ND (0.003)
Final Treatability Study Technical Memorandum Formosa Mine Superfund Site Douglas County, Oregon | FORMOSA MINE | ORN001002616 | N/A | OU2 | BCR6 01-06 | Abandoned | Sulfate-reducing bacteria (SRB) BCR with ChitoRem pre-treatment | Passive | Biochemical reactor (BCR) | Pre-treatment | Formosa 1 Adit discharge | Y | Entire system | Aerobic polishing cell (APC) | Data not provided | Pilot | July 2013- October 2013 | Silver | Ag, total | mg/L | N | N/A |  |  |  | ND | ND | Not Applicable | [6 empty] | Data not provided | Data not provided | Data not provided | Data not provided | Data not provided | Data not provided | Data not provided | Data not provided | Data not provided | Influent | 3.07–3.37 | 0.05–2.04 | mg/L | 10.13–13.17 | °C | Data not provided | N/A | Data not provided | N/A | 320.9–403.8 | mV | 1,366–1,532 | µS/cm | None | N/A | Data not provided | Data not provided | Data not provided | Data not provided | Data not provided | Data not provided | Y | The necessity and effectiveness of pre‐treatment to condition the water for BCR treatment, MIW loading rate for each BCR medium to achieve effective metal reduction and pH neutralization, Metals removal efficiency (MRE) and sulfate reduction rate for assessing reduction of contaminant toxicity, mass, and volume, through treatment using BCRs, Residuals generation rates (i.e. sludge from precipitation) for operation and maintenance (O&M) consideration, Replacement rate for spent treatment media (substrate for biochemical reactor or limestone in a pre‐treatment process) for O&M consideration, Impacts of wet weather on the treatment effectiveness and how the BCRs would respond to such changes | Data not provided | Data not provided | Data not provided | Data not provided | Data not provided | Data not provided | Data not provided | All values are ND (0.003)
Final Treatability Study Technical Memorandum Formosa Mine Superfund Site Douglas County, Oregon | FORMOSA MINE | ORN001002616 | N/A | OU2 | BCR6 01-06 | Abandoned | Sulfate-reducing bacteria (SRB) BCR with ChitoRem pre-treatment | Passive | Biochemical reactor (BCR) | Pre-treatment | Formosa 1 Adit discharge | Y | Entire system | Aerobic polishing cell (APC) | Data not provided | Pilot | July 2013- October 2013 | Silver | Ag, total | mg/L | N | N/A | [6 empty] | ND | ND | Not Applicable |  |  |  | Data not provided | Data not provided | Data not provided | Data not provided | Data not provided | Data not provided | Data not provided | Data not provided | Data not provided | Effluent | 6.3–6.69 | 0.2–1.86 | mg/L | 15.34–21.81 | °C | Data not provided | N/A | Data not provided | N/A | (-)311.4–(-)178.5 | mV | 4,551–37,260 | µS/cm | None | N/A | Data not provided | Data not provided | Data not provided | Data not provided | Data not provided | Data not provided | Y | The necessity and effectiveness of pre‐treatment to condition the water for BCR treatment, MIW loading rate for each BCR medium to achieve effective metal reduction and pH neutralization, Metals removal efficiency (MRE) and sulfate reduction rate for assessing reduction of contaminant toxicity, mass, and volume, through treatment using BCRs, Residuals generation rates (i.e. sludge from precipitation) for operation and maintenance (O&M) consideration, Replacement rate for spent treatment media (substrate for biochemical reactor or limestone in a pre‐treatment process) for O&M consideration, Impacts of wet weather on the treatment effectiveness and how the BCRs would respond to such changes | Data not provided | Data not provided | Data not provided | Data not provided | Data not provided | Data not provided | Data not provided | All values are ND (0.003)
Final Treatability Study Technical Memorandum Formosa Mine Superfund Site Douglas County, Oregon | FORMOSA MINE | ORN001002616 | N/A | OU2 | BCR6 01-06 | Abandoned | Sulfate-reducing bacteria (SRB) BCR with ChitoRem pre-treatment | Passive | Biochemical reactor (BCR) | Pre-treatment | Formosa 1 Adit discharge | Y | Entire system | Aerobic polishing cell (APC) | Data not provided | Pilot | July 2013- October 2013 | Silver | Ag, total | mg/L | N | N/A | [9 empty] | ND | ND | Not Applicable | Data not provided | Data not provided | Data not provided | Data not provided | Data not provided | Data not provided | Data not provided | Data not provided | Data not provided | Effluent | 6.3–6.69 | 0.2–1.86 | mg/L | 15.34–21.81 | °C | Data not provided | N/A | Data not provided | N/A | (-)311.4–(-)178.5 | mV | 4,551–37,260 | µS/cm | None | N/A | Data not provided | Data not provided | Data not provided | Data not provided | Data not provided | Data not provided | Y | The necessity and effectiveness of pre‐treatment to condition the water for BCR treatment, MIW loading rate for each BCR medium to achieve effective metal reduction and pH neutralization, Metals removal efficiency (MRE) and sulfate reduction rate for assessing reduction of contaminant toxicity, mass, and volume, through treatment using BCRs, Residuals generation rates (i.e. sludge from precipitation) for operation and maintenance (O&M) consideration, Replacement rate for spent treatment media (substrate for biochemical reactor or limestone in a pre‐treatment process) for O&M consideration, Impacts of wet weather on the treatment effectiveness and how the BCRs would respond to such changes | Data not provided | Data not provided | Data not provided | Data not provided | Data not provided | Data not provided | Data not provided | All values are ND (0.003)
Final Treatability Study Technical Memorandum Formosa Mine Superfund Site Douglas County, Oregon | FORMOSA MINE | ORN001002616 | N/A | OU2 | BCR6 01-06 | Abandoned | Sulfate-reducing bacteria (SRB) BCR with ChitoRem pre-treatment | Passive | Biochemical reactor (BCR) | Pre-treatment | Formosa 1 Adit discharge | Y | Entire system | Aerobic polishing cell (APC) | Data not provided | Pilot | July 2013- October 2013 | Silver | Ag, dissolved | mg/L | N | N/A | ND | ND | Not Applicable | [9 empty] | Data not provided | Data not provided | Data not provided | Data not provided | Data not provided | Data not provided | Data not provided | Data not provided | Data not provided | Influent | 3.07–3.37 | 0.05–2.04 | mg/L | 10.13–13.17 | °C | Data not provided | N/A | Data not provided | N/A | 320.9–403.8 | mV | 1,366–1,532 | µS/cm | None | N/A | Data not provided | Data not provided | Data not provided | Data not provided | Data not provided | Data not provided | Y | The necessity and effectiveness of pre‐treatment to condition the water for BCR treatment, MIW loading rate for each BCR medium to achieve effective metal reduction and pH neutralization, Metals removal efficiency (MRE) and sulfate reduction rate for assessing reduction of contaminant toxicity, mass, and volume, through treatment using BCRs, Residuals generation rates (i.e. sludge from precipitation) for operation and maintenance (O&M) consideration, Replacement rate for spent treatment media (substrate for biochemical reactor or limestone in a pre‐treatment process) for O&M consideration, Impacts of wet weather on the treatment effectiveness and how the BCRs would respond to such changes | Data not provided | Data not provided | Data not provided | Data not provided | Data not provided | Data not provided | Data not provided | All values are ND (0.003)
Final Treatability Study Technical Memorandum Formosa Mine Superfund Site Douglas County, Oregon | FORMOSA MINE | ORN001002616 | N/A | OU2 | BCR6 01-06 | Abandoned | Sulfate-reducing bacteria (SRB) BCR with ChitoRem pre-treatment | Passive | Biochemical reactor (BCR) | Pre-treatment | Formosa 1 Adit discharge | Y | Entire system | Aerobic polishing cell (APC) | Data not provided | Pilot | July 2013- October 2013 | Silver | Ag, dissolved | mg/L | N | N/A |  |  |  | ND | ND | Not Applicable | [6 empty] | Data not provided | Data not provided | Data not provided | Data not provided | Data not provided | Data not provided | Data not provided | Data not provided | Data not provided | Influent | 3.07–3.37 | 0.05–2.04 | mg/L | 10.13–13.17 | °C | Data not provided | N/A | Data not provided | N/A | 320.9–403.8 | mV | 1,366–1,532 | µS/cm | None | N/A | Data not provided | Data not provided | Data not provided | Data not provided | Data not provided | Data not provided | Y | The necessity and effectiveness of pre‐treatment to condition the water for BCR treatment, MIW loading rate for each BCR medium to achieve effective metal reduction and pH neutralization, Metals removal efficiency (MRE) and sulfate reduction rate for assessing reduction of contaminant toxicity, mass, and volume, through treatment using BCRs, Residuals generation rates (i.e. sludge from precipitation) for operation and maintenance (O&M) consideration, Replacement rate for spent treatment media (substrate for biochemical reactor or limestone in a pre‐treatment process) for O&M consideration, Impacts of wet weather on the treatment effectiveness and how the BCRs would respond to such changes | Data not provided | Data not provided | Data not provided | Data not provided | Data not provided | Data not provided | Data not provided | All values are ND (0.003)
Final Treatability Study Technical Memorandum Formosa Mine Superfund Site Douglas County, Oregon | FORMOSA MINE | ORN001002616 | N/A | OU2 | BCR6 01-06 | Abandoned | Sulfate-reducing bacteria (SRB) BCR with ChitoRem pre-treatment | Passive | Biochemical reactor (BCR) | Pre-treatment | Formosa 1 Adit discharge | Y | Entire system | Aerobic polishing cell (APC) | Data not provided | Pilot | July 2013- October 2013 | Silver | Ag, dissolved | mg/L | N | N/A | [6 empty] | ND | ND | Not Applicable |  |  |  | Data not provided | Data not provided | Data not provided | Data not provided | Data not provided | Data not provided | Data not provided | Data not provided | Data not provided | Effluent | 6.3–6.69 | 0.2–1.86 | mg/L | 15.34–21.81 | °C | Data not provided | N/A | Data not provided | N/A | (-)311.9–(-)178.5 | mV | 4,551–37,260 | µS/cm | None | N/A | Data not provided | Data not provided | Data not provided | Data not provided | Data not provided | Data not provided | Y | The necessity and effectiveness of pre‐treatment to condition the water for BCR treatment, MIW loading rate for each BCR medium to achieve effective metal reduction and pH neutralization, Metals removal efficiency (MRE) and sulfate reduction rate for assessing reduction of contaminant toxicity, mass, and volume, through treatment using BCRs, Residuals generation rates (i.e. sludge from precipitation) for operation and maintenance (O&M) consideration, Replacement rate for spent treatment media (substrate for biochemical reactor or limestone in a pre‐treatment process) for O&M consideration, Impacts of wet weather on the treatment effectiveness and how the BCRs would respond to such changes | Data not provided | Data not provided | Data not provided | Data not provided | Data not provided | Data not provided | Data not provided | All values are ND (0.003)
Final Treatability Study Technical Memorandum Formosa Mine Superfund Site Douglas County, Oregon | FORMOSA MINE | ORN001002616 | N/A | OU2 | BCR6 01-06 | Abandoned | Sulfate-reducing bacteria (SRB) BCR with ChitoRem pre-treatment | Passive | Biochemical reactor (BCR) | Pre-treatment | Formosa 1 Adit discharge | Y | Entire system | Aerobic polishing cell (APC) | Data not provided | Pilot | July 2013- October 2013 | Silver | Ag, dissolved | mg/L | N | N/A | [9 empty] | ND | ND | Not Applicable | Data not provided | Data not provided | Data not provided | Data not provided | Data not provided | Data not provided | Data not provided | Data not provided | Data not provided | Effluent | 6.3–6.69 | 0.2–1.86 | mg/L | 15.34–21.81 | °C | Data not provided | N/A | Data not provided | N/A | (-)311.9–(-)178.5 | mV | 4,551–37,260 | µS/cm | None | N/A | Data not provided | Data not provided | Data not provided | Data not provided | Data not provided | Data not provided | Y | The necessity and effectiveness of pre‐treatment to condition the water for BCR treatment, MIW loading rate for each BCR medium to achieve effective metal reduction and pH neutralization, Metals removal efficiency (MRE) and sulfate reduction rate for assessing reduction of contaminant toxicity, mass, and volume, through treatment using BCRs, Residuals generation rates (i.e. sludge from precipitation) for operation and maintenance (O&M) consideration, Replacement rate for spent treatment media (substrate for biochemical reactor or limestone in a pre‐treatment process) for O&M consideration, Impacts of wet weather on the treatment effectiveness and how the BCRs would respond to such changes | Data not provided | Data not provided | Data not provided | Data not provided | Data not provided | Data not provided | Data not provided | All values are ND (0.003)
Final Treatability Study Technical Memorandum Formosa Mine Superfund Site Douglas County, Oregon | FORMOSA MINE | ORN001002616 | N/A | OU2 | BCR1 01-01 | Abandoned | Sulfate-reducing bacteria (SRB) BCR without pre-treatment | Passive | Biochemical reactor (BCR) | No pre-treatment | Formosa 1 Adit discharge | N | BCR without pre-treatment | Aerobic polishing cell (APC) | Data not provided | Pilot | July 2013- October 2013 | Vanadium | V, total | mg/L | N | N/A | ND | ND | Not Applicable | [9 empty] | Data not provided | Data not provided | Data not provided | Data not provided | Data not provided | Data not provided | Data not provided | Data not provided | Data not provided | Influent | 3.07–3.37 | 0.05–2.04 | mg/L | 10.13–13.17 | °C | Data not provided | N/A | Data not provided | N/A | 320.9–403.8 | mV | 1,366–1,541 | µS/cm | None | N/A | Data not provided | Data not provided | Data not provided | Data not provided | Data not provided | Data not provided | Y | The necessity and effectiveness of pre‐treatment to condition the water for BCR treatment, MIW loading rate for each BCR medium to achieve effective metal reduction and pH neutralization, Metals removal efficiency (MRE) and sulfate reduction rate for assessing reduction of contaminant toxicity, mass, and volume, through treatment using BCRs, Residuals generation rates (i.e. sludge from precipitation) for operation and maintenance (O&M) consideration, Replacement rate for spent treatment media (substrate for biochemical reactor or limestone in a pre‐treatment process) for O&M consideration, Impacts of wet weather on the treatment effectiveness and how the BCRs would respond to such changes | Data not provided | Data not provided | Data not provided | Data not provided | Data not provided | Data not provided | Data not provided | All values are ND (0.029)
Final Treatability Study Technical Memorandum Formosa Mine Superfund Site Douglas County, Oregon | FORMOSA MINE | ORN001002616 | N/A | OU2 | BCR1 01-01 | Abandoned | Sulfate-reducing bacteria (SRB) BCR without pre-treatment | Passive | Biochemical reactor (BCR) | No pre-treatment | Formosa 1 Adit discharge | N | BCR without pre-treatment | Aerobic polishing cell (APC) | Data not provided | Pilot | July 2013- October 2013 | Vanadium | V, total | mg/L | N | N/A |  |  |  | ND | ND | Not Applicable | [6 empty] | Data not provided | Data not provided | Data not provided | Data not provided | Data not provided | Data not provided | Data not provided | Data not provided | Data not provided | Influent | 3.07–3.37 | 0.05–2.04 | mg/L | 10.13–13.17 | °C | Data not provided | N/A | Data not provided | N/A | 320.9–403.8 | mV | 1,366–1,541 | µS/cm | None | N/A | Data not provided | Data not provided | Data not provided | Data not provided | Data not provided | Data not provided | Y | The necessity and effectiveness of pre‐treatment to condition the water for BCR treatment, MIW loading rate for each BCR medium to achieve effective metal reduction and pH neutralization, Metals removal efficiency (MRE) and sulfate reduction rate for assessing reduction of contaminant toxicity, mass, and volume, through treatment using BCRs, Residuals generation rates (i.e. sludge from precipitation) for operation and maintenance (O&M) consideration, Replacement rate for spent treatment media (substrate for biochemical reactor or limestone in a pre‐treatment process) for O&M consideration, Impacts of wet weather on the treatment effectiveness and how the BCRs would respond to such changes | Data not provided | Data not provided | Data not provided | Data not provided | Data not provided | Data not provided | Data not provided | All values are ND (0.029)
Final Treatability Study Technical Memorandum Formosa Mine Superfund Site Douglas County, Oregon | FORMOSA MINE | ORN001002616 | N/A | OU2 | BCR1 01-01 | Abandoned | Sulfate-reducing bacteria (SRB) BCR without pre-treatment | Passive | Biochemical reactor (BCR) | No pre-treatment | Formosa 1 Adit discharge | N | BCR without pre-treatment | Aerobic polishing cell (APC) | Data not provided | Pilot | July 2013- October 2013 | Vanadium | V, total | mg/L | N | N/A | [6 empty] | ND | ND | Not Applicable |  |  |  | Data not provided | Data not provided | Data not provided | Data not provided | Data not provided | Data not provided | Data not provided | Data not provided | Data not provided | Effluent | 5.42–6.25 | 0.11–1.91 | mg/L | 15.49–21.04 | °C | Data not provided | N/A | Data not provided | N/A | (-)158.5–53.5 | mV | 1,196–3,928 | µS/cm | None | N/A | Data not provided | Data not provided | Data not provided | Data not provided | Data not provided | Data not provided | Y | The necessity and effectiveness of pre‐treatment to condition the water for BCR treatment, MIW loading rate for each BCR medium to achieve effective metal reduction and pH neutralization, Metals removal efficiency (MRE) and sulfate reduction rate for assessing reduction of contaminant toxicity, mass, and volume, through treatment using BCRs, Residuals generation rates (i.e. sludge from precipitation) for operation and maintenance (O&M) consideration, Replacement rate for spent treatment media (substrate for biochemical reactor or limestone in a pre‐treatment process) for O&M consideration, Impacts of wet weather on the treatment effectiveness and how the BCRs would respond to such changes | Data not provided | Data not provided | Data not provided | Data not provided | Data not provided | Data not provided | Data not provided | All values are ND (0.029)
Final Treatability Study Technical Memorandum Formosa Mine Superfund Site Douglas County, Oregon | FORMOSA MINE | ORN001002616 | N/A | OU2 | BCR1 01-01 | Abandoned | Sulfate-reducing bacteria (SRB) BCR without pre-treatment | Passive | Biochemical reactor (BCR) | No pre-treatment | Formosa 1 Adit discharge | N | BCR without pre-treatment | Aerobic polishing cell (APC) | Data not provided | Pilot | July 2013- October 2013 | Vanadium | V, total | mg/L | N | N/A | [9 empty] | ND | ND | Not Applicable | Data not provided | Data not provided | Data not provided | Data not provided | Data not provided | Data not provided | Data not provided | Data not provided | Data not provided | Effluent | 5.42–6.25 | 0.11–1.91 | mg/L | 15.49–21.04 | °C | Data not provided | N/A | Data not provided | N/A | (-)158.5–53.5 | mV | 1,196–3,928 | µS/cm | None | N/A | Data not provided | Data not provided | Data not provided | Data not provided | Data not provided | Data not provided | Y | The necessity and effectiveness of pre‐treatment to condition the water for BCR treatment, MIW loading rate for each BCR medium to achieve effective metal reduction and pH neutralization, Metals removal efficiency (MRE) and sulfate reduction rate for assessing reduction of contaminant toxicity, mass, and volume, through treatment using BCRs, Residuals generation rates (i.e. sludge from precipitation) for operation and maintenance (O&M) consideration, Replacement rate for spent treatment media (substrate for biochemical reactor or limestone in a pre‐treatment process) for O&M consideration, Impacts of wet weather on the treatment effectiveness and how the BCRs would respond to such changes | Data not provided | Data not provided | Data not provided | Data not provided | Data not provided | Data not provided | Data not provided | All values are ND (0.029)
Final Treatability Study Technical Memorandum Formosa Mine Superfund Site Douglas County, Oregon | FORMOSA MINE | ORN001002616 | N/A | OU2 | BCR1 01-01 | Abandoned | Sulfate-reducing bacteria (SRB) BCR without pre-treatment | Passive | Biochemical reactor (BCR) | No pre-treatment | Formosa 1 Adit discharge | N | BCR without pre-treatment | Aerobic polishing cell (APC) | Data not provided | Pilot | July 2013- October 2013 | Vanadium | V, dissolved | mg/L | N | N/A | ND | ND | Not Applicable | [9 empty] | Data not provided | Data not provided | Data not provided | Data not provided | Data not provided | Data not provided | Data not provided | Data not provided | Data not provided | Influent | 3.07–3.37 | 0.05–2.04 | mg/L | 10.13–13.17 | °C | Data not provided | N/A | Data not provided | N/A | 320.9–403.8 | mV | 1,366–1,541 | µS/cm | None | N/A | Data not provided | Data not provided | Data not provided | Data not provided | Data not provided | Data not provided | Y | The necessity and effectiveness of pre‐treatment to condition the water for BCR treatment, MIW loading rate for each BCR medium to achieve effective metal reduction and pH neutralization, Metals removal efficiency (MRE) and sulfate reduction rate for assessing reduction of contaminant toxicity, mass, and volume, through treatment using BCRs, Residuals generation rates (i.e. sludge from precipitation) for operation and maintenance (O&M) consideration, Replacement rate for spent treatment media (substrate for biochemical reactor or limestone in a pre‐treatment process) for O&M consideration, Impacts of wet weather on the treatment effectiveness and how the BCRs would respond to such changes | Data not provided | Data not provided | Data not provided | Data not provided | Data not provided | Data not provided | Data not provided | All values are ND (0.026)
Final Treatability Study Technical Memorandum Formosa Mine Superfund Site Douglas County, Oregon | FORMOSA MINE | ORN001002616 | N/A | OU2 | BCR1 01-01 | Abandoned | Sulfate-reducing bacteria (SRB) BCR without pre-treatment | Passive | Biochemical reactor (BCR) | No pre-treatment | Formosa 1 Adit discharge | N | BCR without pre-treatment | Aerobic polishing cell (APC) | Data not provided | Pilot | July 2013- October 2013 | Vanadium | V, dissolved | mg/L | N | N/A |  |  |  | ND | ND | Not Applicable | [6 empty] | Data not provided | Data not provided | Data not provided | Data not provided | Data not provided | Data not provided | Data not provided | Data not provided | Data not provided | Influent | 3.07–3.37 | 0.05–2.04 | mg/L | 10.13–13.17 | °C | Data not provided | N/A | Data not provided | N/A | 320.9–403.8 | mV | 1,366–1,541 | µS/cm | None | N/A | Data not provided | Data not provided | Data not provided | Data not provided | Data not provided | Data not provided | Y | The necessity and effectiveness of pre‐treatment to condition the water for BCR treatment, MIW loading rate for each BCR medium to achieve effective metal reduction and pH neutralization, Metals removal efficiency (MRE) and sulfate reduction rate for assessing reduction of contaminant toxicity, mass, and volume, through treatment using BCRs, Residuals generation rates (i.e. sludge from precipitation) for operation and maintenance (O&M) consideration, Replacement rate for spent treatment media (substrate for biochemical reactor or limestone in a pre‐treatment process) for O&M consideration, Impacts of wet weather on the treatment effectiveness and how the BCRs would respond to such changes | Data not provided | Data not provided | Data not provided | Data not provided | Data not provided | Data not provided | Data not provided | All values are ND (0.026)
Final Treatability Study Technical Memorandum Formosa Mine Superfund Site Douglas County, Oregon | FORMOSA MINE | ORN001002616 | N/A | OU2 | BCR1 01-01 | Abandoned | Sulfate-reducing bacteria (SRB) BCR without pre-treatment | Passive | Biochemical reactor (BCR) | No pre-treatment | Formosa 1 Adit discharge | N | BCR without pre-treatment | Aerobic polishing cell (APC) | Data not provided | Pilot | July 2013- October 2013 | Vanadium | V, dissolved | mg/L | N | N/A | [6 empty] | ND | ND | Not Applicable |  |  |  | Data not provided | Data not provided | Data not provided | Data not provided | Data not provided | Data not provided | Data not provided | Data not provided | Data not provided | Effluent | 5.38–6.25 | 0.11–1.91 | mg/L | 15.49–21.04 | °C | Data not provided | N/A | Data not provided | N/A | (-)158.5–53.5 | mV | 1,196–3,928 | µS/cm | None | N/A | Data not provided | Data not provided | Data not provided | Data not provided | Data not provided | Data not provided | Y | The necessity and effectiveness of pre‐treatment to condition the water for BCR treatment, MIW loading rate for each BCR medium to achieve effective metal reduction and pH neutralization, Metals removal efficiency (MRE) and sulfate reduction rate for assessing reduction of contaminant toxicity, mass, and volume, through treatment using BCRs, Residuals generation rates (i.e. sludge from precipitation) for operation and maintenance (O&M) consideration, Replacement rate for spent treatment media (substrate for biochemical reactor or limestone in a pre‐treatment process) for O&M consideration, Impacts of wet weather on the treatment effectiveness and how the BCRs would respond to such changes | Data not provided | Data not provided | Data not provided | Data not provided | Data not provided | Data not provided | Data not provided | All values are ND (0.026)
Final Treatability Study Technical Memorandum Formosa Mine Superfund Site Douglas County, Oregon | FORMOSA MINE | ORN001002616 | N/A | OU2 | BCR1 01-01 | Abandoned | Sulfate-reducing bacteria (SRB) BCR without pre-treatment | Passive | Biochemical reactor (BCR) | No pre-treatment | Formosa 1 Adit discharge | N | BCR without pre-treatment | Aerobic polishing cell (APC) | Data not provided | Pilot | July 2013- October 2013 | Vanadium | V, dissolved | mg/L | N | N/A | [9 empty] | ND | ND | Not Applicable | Data not provided | Data not provided | Data not provided | Data not provided | Data not provided | Data not provided | Data not provided | Data not provided | Data not provided | Effluent | 5.38–6.25 | 0.11–1.91 | mg/L | 15.49–21.04 | °C | Data not provided | N/A | Data not provided | N/A | (-)158.5–53.5 | mV | 1,196–3,928 | µS/cm | None | N/A | Data not provided | Data not provided | Data not provided | Data not provided | Data not provided | Data not provided | Y | The necessity and effectiveness of pre‐treatment to condition the water for BCR treatment, MIW loading rate for each BCR medium to achieve effective metal reduction and pH neutralization, Metals removal efficiency (MRE) and sulfate reduction rate for assessing reduction of contaminant toxicity, mass, and volume, through treatment using BCRs, Residuals generation rates (i.e. sludge from precipitation) for operation and maintenance (O&M) consideration, Replacement rate for spent treatment media (substrate for biochemical reactor or limestone in a pre‐treatment process) for O&M consideration, Impacts of wet weather on the treatment effectiveness and how the BCRs would respond to such changes | Data not provided | Data not provided | Data not provided | Data not provided | Data not provided | Data not provided | Data not provided | All values are ND (0.026)
Final Treatability Study Technical Memorandum Formosa Mine Superfund Site Douglas County, Oregon | FORMOSA MINE | ORN001002616 | N/A | OU2 | BCR2 01-02 | Abandoned | Sulfate-reducing bacteria (SRB) BCR without pre-treatment | Passive | Biochemical reactor (BCR) | No pre-treatment | Formosa 1 Adit discharge | N | BCR without pre-treatment | Aerobic polishing cell (APC) | Data not provided | Pilot | July 2013- October 2013 | Vanadium | V, total | mg/L | N | N/A | ND | ND | Not Applicable | [9 empty] | Data not provided | Data not provided | Data not provided | Data not provided | Data not provided | Data not provided | Data not provided | Data not provided | Data not provided | Influent | 3.07–3.37 | 0.05–2.04 | mg/L | 10.13–13.17 | °C | Data not provided | N/A | Data not provided | N/A | 320.9–403.8 | mV | 1,366–1,541 | µS/cm | None | N/A | Data not provided | Data not provided | Data not provided | Data not provided | Data not provided | Data not provided | Y | The necessity and effectiveness of pre‐treatment to condition the water for BCR treatment, MIW loading rate for each BCR medium to achieve effective metal reduction and pH neutralization, Metals removal efficiency (MRE) and sulfate reduction rate for assessing reduction of contaminant toxicity, mass, and volume, through treatment using BCRs, Residuals generation rates (i.e. sludge from precipitation) for operation and maintenance (O&M) consideration, Replacement rate for spent treatment media (substrate for biochemical reactor or limestone in a pre‐treatment process) for O&M consideration, Impacts of wet weather on the treatment effectiveness and how the BCRs would respond to such changes | Data not provided | Data not provided | Data not provided | Data not provided | Data not provided | Data not provided | Data not provided | All values are ND (0.029)
Final Treatability Study Technical Memorandum Formosa Mine Superfund Site Douglas County, Oregon | FORMOSA MINE | ORN001002616 | N/A | OU2 | BCR2 01-02 | Abandoned | Sulfate-reducing bacteria (SRB) BCR without pre-treatment | Passive | Biochemical reactor (BCR) | No pre-treatment | Formosa 1 Adit discharge | N | BCR without pre-treatment | Aerobic polishing cell (APC) | Data not provided | Pilot | July 2013- October 2013 | Vanadium | V, total | mg/L | N | N/A |  |  |  | ND | ND | Not Applicable | [6 empty] | Data not provided | Data not provided | Data not provided | Data not provided | Data not provided | Data not provided | Data not provided | Data not provided | Data not provided | Influent | 3.07–3.37 | 0.05–2.04 | mg/L | 10.13–13.17 | °C | Data not provided | N/A | Data not provided | N/A | 320.9–403.8 | mV | 1,366–1,541 | µS/cm | None | N/A | Data not provided | Data not provided | Data not provided | Data not provided | Data not provided | Data not provided | Y | The necessity and effectiveness of pre‐treatment to condition the water for BCR treatment, MIW loading rate for each BCR medium to achieve effective metal reduction and pH neutralization, Metals removal efficiency (MRE) and sulfate reduction rate for assessing reduction of contaminant toxicity, mass, and volume, through treatment using BCRs, Residuals generation rates (i.e. sludge from precipitation) for operation and maintenance (O&M) consideration, Replacement rate for spent treatment media (substrate for biochemical reactor or limestone in a pre‐treatment process) for O&M consideration, Impacts of wet weather on the treatment effectiveness and how the BCRs would respond to such changes | Data not provided | Data not provided | Data not provided | Data not provided | Data not provided | Data not provided | Data not provided | All values are ND (0.029)
Final Treatability Study Technical Memorandum Formosa Mine Superfund Site Douglas County, Oregon | FORMOSA MINE | ORN001002616 | N/A | OU2 | BCR2 01-02 | Abandoned | Sulfate-reducing bacteria (SRB) BCR without pre-treatment | Passive | Biochemical reactor (BCR) | No pre-treatment | Formosa 1 Adit discharge | N | BCR without pre-treatment | Aerobic polishing cell (APC) | Data not provided | Pilot | July 2013- October 2013 | Vanadium | V, total | mg/L | N | N/A | [6 empty] | 0.038 | ND | Not Applicable |  |  |  | Data not provided | Data not provided | Data not provided | Data not provided | Data not provided | Data not provided | Data not provided | Data not provided | Data not provided | Effluent | 6.54 | 0.48 | mg/L | 18.24 | °C | Data not provided | N/A | Data not provided | N/A | -162.9 | mV | 20550 | µS/cm | None | N/A | Data not provided | Data not provided | Data not provided | Data not provided | Data not provided | Data not provided | Y | The necessity and effectiveness of pre‐treatment to condition the water for BCR treatment, MIW loading rate for each BCR medium to achieve effective metal reduction and pH neutralization, Metals removal efficiency (MRE) and sulfate reduction rate for assessing reduction of contaminant toxicity, mass, and volume, through treatment using BCRs, Residuals generation rates (i.e. sludge from precipitation) for operation and maintenance (O&M) consideration, Replacement rate for spent treatment media (substrate for biochemical reactor or limestone in a pre‐treatment process) for O&M consideration, Impacts of wet weather on the treatment effectiveness and how the BCRs would respond to such changes | Data not provided | Data not provided | Data not provided | Data not provided | Data not provided | Data not provided | Data not provided | Only value that is not ND. ND = below detection limit (0.029)
Final Treatability Study Technical Memorandum Formosa Mine Superfund Site Douglas County, Oregon | FORMOSA MINE | ORN001002616 | N/A | OU2 | BCR2 01-02 | Abandoned | Sulfate-reducing bacteria (SRB) BCR without pre-treatment | Passive | Biochemical reactor (BCR) | No pre-treatment | Formosa 1 Adit discharge | N | BCR without pre-treatment | Aerobic polishing cell (APC) | Data not provided | Pilot | July 2013- October 2013 | Vanadium | V, total | mg/L | N | N/A | [9 empty] | 0.038 | ND | Not Applicable | Data not provided | Data not provided | Data not provided | Data not provided | Data not provided | Data not provided | Data not provided | Data not provided | Data not provided | Effluent | 6.54 | 0.48 | mg/L | 18.24 | °C | Data not provided | N/A | Data not provided | N/A | -162.9 | mV | 20550 | µS/cm | None | N/A | Data not provided | Data not provided | Data not provided | Data not provided | Data not provided | Data not provided | Y | The necessity and effectiveness of pre‐treatment to condition the water for BCR treatment, MIW loading rate for each BCR medium to achieve effective metal reduction and pH neutralization, Metals removal efficiency (MRE) and sulfate reduction rate for assessing reduction of contaminant toxicity, mass, and volume, through treatment using BCRs, Residuals generation rates (i.e. sludge from precipitation) for operation and maintenance (O&M) consideration, Replacement rate for spent treatment media (substrate for biochemical reactor or limestone in a pre‐treatment process) for O&M consideration, Impacts of wet weather on the treatment effectiveness and how the BCRs would respond to such changes | Data not provided | Data not provided | Data not provided | Data not provided | Data not provided | Data not provided | Data not provided | Lowest value above detection limit (0.029). ND = below detection limit
Final Treatability Study Technical Memorandum Formosa Mine Superfund Site Douglas County, Oregon | FORMOSA MINE | ORN001002616 | N/A | OU2 | BCR2 01-02 | Abandoned | Sulfate-reducing bacteria (SRB) BCR without pre-treatment | Passive | Biochemical reactor (BCR) | No pre-treatment | Formosa 1 Adit discharge | N | BCR without pre-treatment | Aerobic polishing cell (APC) | Data not provided | Pilot | July 2013- October 2013 | Vanadium | V, dissolved | mg/L | N | N/A | ND | ND | Not Applicable | [9 empty] | Data not provided | Data not provided | Data not provided | Data not provided | Data not provided | Data not provided | Data not provided | Data not provided | Data not provided | Influent | 3.07–3.37 | 0.05–2.04 | mg/L | 10.13–13.17 | °C | Data not provided | N/A | Data not provided | N/A | 320.9–403.8 | mV | 1,366–1,541 | µS/cm | None | N/A | Data not provided | Data not provided | Data not provided | Data not provided | Data not provided | Data not provided | Y | The necessity and effectiveness of pre‐treatment to condition the water for BCR treatment, MIW loading rate for each BCR medium to achieve effective metal reduction and pH neutralization, Metals removal efficiency (MRE) and sulfate reduction rate for assessing reduction of contaminant toxicity, mass, and volume, through treatment using BCRs, Residuals generation rates (i.e. sludge from precipitation) for operation and maintenance (O&M) consideration, Replacement rate for spent treatment media (substrate for biochemical reactor or limestone in a pre‐treatment process) for O&M consideration, Impacts of wet weather on the treatment effectiveness and how the BCRs would respond to such changes | Data not provided | Data not provided | Data not provided | Data not provided | Data not provided | Data not provided | Data not provided | All values are ND (0.026)
Final Treatability Study Technical Memorandum Formosa Mine Superfund Site Douglas County, Oregon | FORMOSA MINE | ORN001002616 | N/A | OU2 | BCR2 01-02 | Abandoned | Sulfate-reducing bacteria (SRB) BCR without pre-treatment | Passive | Biochemical reactor (BCR) | No pre-treatment | Formosa 1 Adit discharge | N | BCR without pre-treatment | Aerobic polishing cell (APC) | Data not provided | Pilot | July 2013- October 2013 | Vanadium | V, dissolved | mg/L | N | N/A |  |  |  | ND | ND | Not Applicable | [6 empty] | Data not provided | Data not provided | Data not provided | Data not provided | Data not provided | Data not provided | Data not provided | Data not provided | Data not provided | Influent | 3.07–3.37 | 0.05–2.04 | mg/L | 10.13–13.17 | °C | Data not provided | N/A | Data not provided | N/A | 320.9–403.8 | mV | 1,366–1,541 | µS/cm | None | N/A | Data not provided | Data not provided | Data not provided | Data not provided | Data not provided | Data not provided | Y | The necessity and effectiveness of pre‐treatment to condition the water for BCR treatment, MIW loading rate for each BCR medium to achieve effective metal reduction and pH neutralization, Metals removal efficiency (MRE) and sulfate reduction rate for assessing reduction of contaminant toxicity, mass, and volume, through treatment using BCRs, Residuals generation rates (i.e. sludge from precipitation) for operation and maintenance (O&M) consideration, Replacement rate for spent treatment media (substrate for biochemical reactor or limestone in a pre‐treatment process) for O&M consideration, Impacts of wet weather on the treatment effectiveness and how the BCRs would respond to such changes | Data not provided | Data not provided | Data not provided | Data not provided | Data not provided | Data not provided | Data not provided | All values are ND (0.026)
Final Treatability Study Technical Memorandum Formosa Mine Superfund Site Douglas County, Oregon | FORMOSA MINE | ORN001002616 | N/A | OU2 | BCR2 01-02 | Abandoned | Sulfate-reducing bacteria (SRB) BCR without pre-treatment | Passive | Biochemical reactor (BCR) | No pre-treatment | Formosa 1 Adit discharge | N | BCR without pre-treatment | Aerobic polishing cell (APC) | Data not provided | Pilot | July 2013- October 2013 | Vanadium | V, dissolved | mg/L | N | N/A | [6 empty] | ND | ND | Not Applicable |  |  |  | Data not provided | Data not provided | Data not provided | Data not provided | Data not provided | Data not provided | Data not provided | Data not provided | Data not provided | Effluent | 6.34–6.64 | 0.27–1.52 | mg/L | 15.09–21.63 | °C | Data not provided | N/A | Data not provided | N/A | (-)294.4–(-)162.9 | mV | 4,367–35,860 | µS/cm | None | N/A | Data not provided | Data not provided | Data not provided | Data not provided | Data not provided | Data not provided | Y | The necessity and effectiveness of pre‐treatment to condition the water for BCR treatment, MIW loading rate for each BCR medium to achieve effective metal reduction and pH neutralization, Metals removal efficiency (MRE) and sulfate reduction rate for assessing reduction of contaminant toxicity, mass, and volume, through treatment using BCRs, Residuals generation rates (i.e. sludge from precipitation) for operation and maintenance (O&M) consideration, Replacement rate for spent treatment media (substrate for biochemical reactor or limestone in a pre‐treatment process) for O&M consideration, Impacts of wet weather on the treatment effectiveness and how the BCRs would respond to such changes | Data not provided | Data not provided | Data not provided | Data not provided | Data not provided | Data not provided | Data not provided | All values are ND (0.026)
Final Treatability Study Technical Memorandum Formosa Mine Superfund Site Douglas County, Oregon | FORMOSA MINE | ORN001002616 | N/A | OU2 | BCR2 01-02 | Abandoned | Sulfate-reducing bacteria (SRB) BCR without pre-treatment | Passive | Biochemical reactor (BCR) | No pre-treatment | Formosa 1 Adit discharge | N | BCR without pre-treatment | Aerobic polishing cell (APC) | Data not provided | Pilot | July 2013- October 2013 | Vanadium | V, dissolved | mg/L | N | N/A | [9 empty] | ND | ND | Not Applicable | Data not provided | Data not provided | Data not provided | Data not provided | Data not provided | Data not provided | Data not provided | Data not provided | Data not provided | Effluent | 6.34–6.64 | 0.27–1.52 | mg/L | 15.09–21.63 | °C | Data not provided | N/A | Data not provided | N/A | (-)294.4–(-)162.9 | mV | 4,367–35,860 | µS/cm | None | N/A | Data not provided | Data not provided | Data not provided | Data not provided | Data not provided | Data not provided | Y | The necessity and effectiveness of pre‐treatment to condition the water for BCR treatment, MIW loading rate for each BCR medium to achieve effective metal reduction and pH neutralization, Metals removal efficiency (MRE) and sulfate reduction rate for assessing reduction of contaminant toxicity, mass, and volume, through treatment using BCRs, Residuals generation rates (i.e. sludge from precipitation) for operation and maintenance (O&M) consideration, Replacement rate for spent treatment media (substrate for biochemical reactor or limestone in a pre‐treatment process) for O&M consideration, Impacts of wet weather on the treatment effectiveness and how the BCRs would respond to such changes | Data not provided | Data not provided | Data not provided | Data not provided | Data not provided | Data not provided | Data not provided | All values are ND (0.026)
Final Treatability Study Technical Memorandum Formosa Mine Superfund Site Douglas County, Oregon | FORMOSA MINE | ORN001002616 | N/A | OU2 | BCR3 01-03 | Abandoned | Sulfate-reducing bacteria (SRB) BCR with SAPS pre-treatment | Passive | Biochemical reactor (BCR) | Pre-treatment | Formosa 1 Adit discharge | Y | Entire system | Aerobic polishing cell (APC) | Data not provided | Pilot | July 2013- October 2013 | Vanadium | V, total | mg/L | N | N/A | ND | ND | Not Applicable | [9 empty] | Data not provided | Data not provided | Data not provided | Data not provided | Data not provided | Data not provided | Data not provided | Data not provided | Data not provided | Influent | 3.07–3.37 | 0.05–2.04 | mg/L | 10.13–13.17 | °C | Data not provided | N/A | Data not provided | N/A | 320.9–403.8 | mV | 1,366–1,541 | µS/cm | None | N/A | Data not provided | Data not provided | Data not provided | Data not provided | Data not provided | Data not provided | Y | The necessity and effectiveness of pre‐treatment to condition the water for BCR treatment, MIW loading rate for each BCR medium to achieve effective metal reduction and pH neutralization, Metals removal efficiency (MRE) and sulfate reduction rate for assessing reduction of contaminant toxicity, mass, and volume, through treatment using BCRs, Residuals generation rates (i.e. sludge from precipitation) for operation and maintenance (O&M) consideration, Replacement rate for spent treatment media (substrate for biochemical reactor or limestone in a pre‐treatment process) for O&M consideration, Impacts of wet weather on the treatment effectiveness and how the BCRs would respond to such changes | Data not provided | Data not provided | Data not provided | Data not provided | Data not provided | Data not provided | Data not provided | All values are ND (0.029)
Final Treatability Study Technical Memorandum Formosa Mine Superfund Site Douglas County, Oregon | FORMOSA MINE | ORN001002616 | N/A | OU2 | BCR3 01-03 | Abandoned | Sulfate-reducing bacteria (SRB) BCR with SAPS pre-treatment | Passive | Biochemical reactor (BCR) | Pre-treatment | Formosa 1 Adit discharge | Y | Entire system | Aerobic polishing cell (APC) | Data not provided | Pilot | July 2013- October 2013 | Vanadium | V, total | mg/L | N | N/A |  |  |  | ND | ND | Not Applicable | [6 empty] | Data not provided | Data not provided | Data not provided | Data not provided | Data not provided | Data not provided | Data not provided | Data not provided | Data not provided | Influent | 3.07–3.37 | 0.05–2.04 | mg/L | 10.13–13.17 | °C | Data not provided | N/A | Data not provided | N/A | 320.9–403.8 | mV | 1,366–1,541 | µS/cm | None | N/A | Data not provided | Data not provided | Data not provided | Data not provided | Data not provided | Data not provided | Y | The necessity and effectiveness of pre‐treatment to condition the water for BCR treatment, MIW loading rate for each BCR medium to achieve effective metal reduction and pH neutralization, Metals removal efficiency (MRE) and sulfate reduction rate for assessing reduction of contaminant toxicity, mass, and volume, through treatment using BCRs, Residuals generation rates (i.e. sludge from precipitation) for operation and maintenance (O&M) consideration, Replacement rate for spent treatment media (substrate for biochemical reactor or limestone in a pre‐treatment process) for O&M consideration, Impacts of wet weather on the treatment effectiveness and how the BCRs would respond to such changes | Data not provided | Data not provided | Data not provided | Data not provided | Data not provided | Data not provided | Data not provided | All values are ND (0.029)
Final Treatability Study Technical Memorandum Formosa Mine Superfund Site Douglas County, Oregon | FORMOSA MINE | ORN001002616 | N/A | OU2 | BCR3 01-03 | Abandoned | Sulfate-reducing bacteria (SRB) BCR with SAPS pre-treatment | Passive | Biochemical reactor (BCR) | Pre-treatment | Formosa 1 Adit discharge | Y | Entire system | Aerobic polishing cell (APC) | Data not provided | Pilot | July 2013- October 2013 | Vanadium | V, total | mg/L | N | N/A | [6 empty] | ND | ND | Not Applicable |  |  |  | Data not provided | Data not provided | Data not provided | Data not provided | Data not provided | Data not provided | Data not provided | Data not provided | Data not provided | Effluent | 5.99–6.41 | 0.13–1.16 | mg/L | 15.33–20.83 | °C | Data not provided | N/A | Data not provided | N/A | (-)209.4–149.5 | mV | 1,237–7,404 | µS/cm | None | N/A | Data not provided | Data not provided | Data not provided | Data not provided | Data not provided | Data not provided | Y | The necessity and effectiveness of pre‐treatment to condition the water for BCR treatment, MIW loading rate for each BCR medium to achieve effective metal reduction and pH neutralization, Metals removal efficiency (MRE) and sulfate reduction rate for assessing reduction of contaminant toxicity, mass, and volume, through treatment using BCRs, Residuals generation rates (i.e. sludge from precipitation) for operation and maintenance (O&M) consideration, Replacement rate for spent treatment media (substrate for biochemical reactor or limestone in a pre‐treatment process) for O&M consideration, Impacts of wet weather on the treatment effectiveness and how the BCRs would respond to such changes | Data not provided | Data not provided | Data not provided | Data not provided | Data not provided | Data not provided | Data not provided | All values are ND (0.029)
Final Treatability Study Technical Memorandum Formosa Mine Superfund Site Douglas County, Oregon | FORMOSA MINE | ORN001002616 | N/A | OU2 | BCR3 01-03 | Abandoned | Sulfate-reducing bacteria (SRB) BCR with SAPS pre-treatment | Passive | Biochemical reactor (BCR) | Pre-treatment | Formosa 1 Adit discharge | Y | Entire system | Aerobic polishing cell (APC) | Data not provided | Pilot | July 2013- October 2013 | Vanadium | V, total | mg/L | N | N/A | [9 empty] | ND | ND | Not Applicable | Data not provided | Data not provided | Data not provided | Data not provided | Data not provided | Data not provided | Data not provided | Data not provided | Data not provided | Effluent | 5.99–6.41 | 0.13–1.16 | mg/L | 15.33–20.83 | °C | Data not provided | N/A | Data not provided | N/A | (-)209.4–149.5 | mV | 1,237–7,404 | µS/cm | None | N/A | Data not provided | Data not provided | Data not provided | Data not provided | Data not provided | Data not provided | Y | The necessity and effectiveness of pre‐treatment to condition the water for BCR treatment, MIW loading rate for each BCR medium to achieve effective metal reduction and pH neutralization, Metals removal efficiency (MRE) and sulfate reduction rate for assessing reduction of contaminant toxicity, mass, and volume, through treatment using BCRs, Residuals generation rates (i.e. sludge from precipitation) for operation and maintenance (O&M) consideration, Replacement rate for spent treatment media (substrate for biochemical reactor or limestone in a pre‐treatment process) for O&M consideration, Impacts of wet weather on the treatment effectiveness and how the BCRs would respond to such changes | Data not provided | Data not provided | Data not provided | Data not provided | Data not provided | Data not provided | Data not provided | All values are ND (0.029)
Final Treatability Study Technical Memorandum Formosa Mine Superfund Site Douglas County, Oregon | FORMOSA MINE | ORN001002616 | N/A | OU2 | BCR3 01-03 | Abandoned | Sulfate-reducing bacteria (SRB) BCR with SAPS pre-treatment | Passive | Biochemical reactor (BCR) | Pre-treatment | Formosa 1 Adit discharge | Y | Entire system | Aerobic polishing cell (APC) | Data not provided | Pilot | July 2013- October 2013 | Vanadium | V, dissolved | mg/L | N | N/A | ND | ND | Not Applicable | [9 empty] | Data not provided | Data not provided | Data not provided | Data not provided | Data not provided | Data not provided | Data not provided | Data not provided | Data not provided | Influent | 3.07–3.37 | 0.05–2.04 | mg/L | 10.13–13.17 | °C | Data not provided | N/A | Data not provided | N/A | 320.9–403.8 | mV | 1,366–1,541 | µS/cm | None | N/A | Data not provided | Data not provided | Data not provided | Data not provided | Data not provided | Data not provided | Y | The necessity and effectiveness of pre‐treatment to condition the water for BCR treatment, MIW loading rate for each BCR medium to achieve effective metal reduction and pH neutralization, Metals removal efficiency (MRE) and sulfate reduction rate for assessing reduction of contaminant toxicity, mass, and volume, through treatment using BCRs, Residuals generation rates (i.e. sludge from precipitation) for operation and maintenance (O&M) consideration, Replacement rate for spent treatment media (substrate for biochemical reactor or limestone in a pre‐treatment process) for O&M consideration, Impacts of wet weather on the treatment effectiveness and how the BCRs would respond to such changes | Data not provided | Data not provided | Data not provided | Data not provided | Data not provided | Data not provided | Data not provided | All values are ND (0.026)
Final Treatability Study Technical Memorandum Formosa Mine Superfund Site Douglas County, Oregon | FORMOSA MINE | ORN001002616 | N/A | OU2 | BCR3 01-03 | Abandoned | Sulfate-reducing bacteria (SRB) BCR with SAPS pre-treatment | Passive | Biochemical reactor (BCR) | Pre-treatment | Formosa 1 Adit discharge | Y | Entire system | Aerobic polishing cell (APC) | Data not provided | Pilot | July 2013- October 2013 | Vanadium | V, dissolved | mg/L | N | N/A |  |  |  | ND | ND | Not Applicable | [6 empty] | Data not provided | Data not provided | Data not provided | Data not provided | Data not provided | Data not provided | Data not provided | Data not provided | Data not provided | Influent | 3.07–3.37 | 0.05–2.04 | mg/L | 10.13–13.17 | °C | Data not provided | N/A | Data not provided | N/A | 320.9–403.8 | mV | 1,366–1,541 | µS/cm | None | N/A | Data not provided | Data not provided | Data not provided | Data not provided | Data not provided | Data not provided | Y | The necessity and effectiveness of pre‐treatment to condition the water for BCR treatment, MIW loading rate for each BCR medium to achieve effective metal reduction and pH neutralization, Metals removal efficiency (MRE) and sulfate reduction rate for assessing reduction of contaminant toxicity, mass, and volume, through treatment using BCRs, Residuals generation rates (i.e. sludge from precipitation) for operation and maintenance (O&M) consideration, Replacement rate for spent treatment media (substrate for biochemical reactor or limestone in a pre‐treatment process) for O&M consideration, Impacts of wet weather on the treatment effectiveness and how the BCRs would respond to such changes | Data not provided | Data not provided | Data not provided | Data not provided | Data not provided | Data not provided | Data not provided | All values are ND (0.026)
Final Treatability Study Technical Memorandum Formosa Mine Superfund Site Douglas County, Oregon | FORMOSA MINE | ORN001002616 | N/A | OU2 | BCR3 01-03 | Abandoned | Sulfate-reducing bacteria (SRB) BCR with SAPS pre-treatment | Passive | Biochemical reactor (BCR) | Pre-treatment | Formosa 1 Adit discharge | Y | Entire system | Aerobic polishing cell (APC) | Data not provided | Pilot | July 2013- October 2013 | Vanadium | V, dissolved | mg/L | N | N/A | [6 empty] | ND | ND | Not Applicable |  |  |  | Data not provided | Data not provided | Data not provided | Data not provided | Data not provided | Data not provided | Data not provided | Data not provided | Data not provided | Effluent | 5.99–6.41 | 0.13–1.16 | mg/L | 15.33–20.83 | °C | Data not provided | N/A | Data not provided | N/A | (-)209.4–149.5 | mV | 1,237–7,404 | µS/cm | None | N/A | Data not provided | Data not provided | Data not provided | Data not provided | Data not provided | Data not provided | Y | The necessity and effectiveness of pre‐treatment to condition the water for BCR treatment, MIW loading rate for each BCR medium to achieve effective metal reduction and pH neutralization, Metals removal efficiency (MRE) and sulfate reduction rate for assessing reduction of contaminant toxicity, mass, and volume, through treatment using BCRs, Residuals generation rates (i.e. sludge from precipitation) for operation and maintenance (O&M) consideration, Replacement rate for spent treatment media (substrate for biochemical reactor or limestone in a pre‐treatment process) for O&M consideration, Impacts of wet weather on the treatment effectiveness and how the BCRs would respond to such changes | Data not provided | Data not provided | Data not provided | Data not provided | Data not provided | Data not provided | Data not provided | All values are ND (0.026)
Final Treatability Study Technical Memorandum Formosa Mine Superfund Site Douglas County, Oregon | FORMOSA MINE | ORN001002616 | N/A | OU2 | BCR3 01-03 | Abandoned | Sulfate-reducing bacteria (SRB) BCR with SAPS pre-treatment | Passive | Biochemical reactor (BCR) | Pre-treatment | Formosa 1 Adit discharge | Y | Entire system | Aerobic polishing cell (APC) | Data not provided | Pilot | July 2013- October 2013 | Vanadium | V, dissolved | mg/L | N | N/A | [9 empty] | ND | ND | Not Applicable | Data not provided | Data not provided | Data not provided | Data not provided | Data not provided | Data not provided | Data not provided | Data not provided | Data not provided | Effluent | 5.99–6.41 | 0.13–1.16 | mg/L | 15.33–20.83 | °C | Data not provided | N/A | Data not provided | N/A | (-)209.4–149.5 | mV | 1,237–7,404 | µS/cm | None | N/A | Data not provided | Data not provided | Data not provided | Data not provided | Data not provided | Data not provided | Y | The necessity and effectiveness of pre‐treatment to condition the water for BCR treatment, MIW loading rate for each BCR medium to achieve effective metal reduction and pH neutralization, Metals removal efficiency (MRE) and sulfate reduction rate for assessing reduction of contaminant toxicity, mass, and volume, through treatment using BCRs, Residuals generation rates (i.e. sludge from precipitation) for operation and maintenance (O&M) consideration, Replacement rate for spent treatment media (substrate for biochemical reactor or limestone in a pre‐treatment process) for O&M consideration, Impacts of wet weather on the treatment effectiveness and how the BCRs would respond to such changes | Data not provided | Data not provided | Data not provided | Data not provided | Data not provided | Data not provided | Data not provided | All values are ND (0.026)
Final Treatability Study Technical Memorandum Formosa Mine Superfund Site Douglas County, Oregon | FORMOSA MINE | ORN001002616 | N/A | OU2 | BCR4 01-04 | Abandoned | Sulfate-reducing bacteria (SRB) BCR with SAPS pre-treatment | Passive | Biochemical reactor (BCR) | Pre-treatment | Formosa 1 Adit discharge | Y | Entire system | Aerobic polishing cell (APC) | Data not provided | Pilot | July 2013- October 2013 | Vanadium | V, total | mg/L | N | N/A | ND | ND | Not Applicable | [9 empty] | Data not provided | Data not provided | Data not provided | Data not provided | Data not provided | Data not provided | Data not provided | Data not provided | Data not provided | Influent | 3.07–3.37 | 0.05–2.04 | mg/L | 10.13–13.17 | °C | Data not provided | N/A | Data not provided | N/A | 320.9–403.8 | mV | 1,366–1,541 | µS/cm | None | N/A | Data not provided | Data not provided | Data not provided | Data not provided | Data not provided | Data not provided | Y | The necessity and effectiveness of pre‐treatment to condition the water for BCR treatment, MIW loading rate for each BCR medium to achieve effective metal reduction and pH neutralization, Metals removal efficiency (MRE) and sulfate reduction rate for assessing reduction of contaminant toxicity, mass, and volume, through treatment using BCRs, Residuals generation rates (i.e. sludge from precipitation) for operation and maintenance (O&M) consideration, Replacement rate for spent treatment media (substrate for biochemical reactor or limestone in a pre‐treatment process) for O&M consideration, Impacts of wet weather on the treatment effectiveness and how the BCRs would respond to such changes | Data not provided | Data not provided | Data not provided | Data not provided | Data not provided | Data not provided | Data not provided | All values are ND (0.029)
Final Treatability Study Technical Memorandum Formosa Mine Superfund Site Douglas County, Oregon | FORMOSA MINE | ORN001002616 | N/A | OU2 | BCR4 01-04 | Abandoned | Sulfate-reducing bacteria (SRB) BCR with SAPS pre-treatment | Passive | Biochemical reactor (BCR) | Pre-treatment | Formosa 1 Adit discharge | Y | Entire system | Aerobic polishing cell (APC) | Data not provided | Pilot | July 2013- October 2013 | Vanadium | V, total | mg/L | N | N/A |  |  |  | ND | ND | Not Applicable | [6 empty] | Data not provided | Data not provided | Data not provided | Data not provided | Data not provided | Data not provided | Data not provided | Data not provided | Data not provided | Influent | 3.07–3.37 | 0.05–2.04 | mg/L | 10.13–13.17 | °C | Data not provided | N/A | Data not provided | N/A | 320.9–403.8 | mV | 1,366–1,541 | µS/cm | None | N/A | Data not provided | Data not provided | Data not provided | Data not provided | Data not provided | Data not provided | Y | The necessity and effectiveness of pre‐treatment to condition the water for BCR treatment, MIW loading rate for each BCR medium to achieve effective metal reduction and pH neutralization, Metals removal efficiency (MRE) and sulfate reduction rate for assessing reduction of contaminant toxicity, mass, and volume, through treatment using BCRs, Residuals generation rates (i.e. sludge from precipitation) for operation and maintenance (O&M) consideration, Replacement rate for spent treatment media (substrate for biochemical reactor or limestone in a pre‐treatment process) for O&M consideration, Impacts of wet weather on the treatment effectiveness and how the BCRs would respond to such changes | Data not provided | Data not provided | Data not provided | Data not provided | Data not provided | Data not provided | Data not provided | All values are ND (0.029)
Final Treatability Study Technical Memorandum Formosa Mine Superfund Site Douglas County, Oregon | FORMOSA MINE | ORN001002616 | N/A | OU2 | BCR4 01-04 | Abandoned | Sulfate-reducing bacteria (SRB) BCR with SAPS pre-treatment | Passive | Biochemical reactor (BCR) | Pre-treatment | Formosa 1 Adit discharge | Y | Entire system | Aerobic polishing cell (APC) | Data not provided | Pilot | July 2013- October 2013 | Vanadium | V, total | mg/L | N | N/A | [6 empty] | ND | ND | Not Applicable |  |  |  | Data not provided | Data not provided | Data not provided | Data not provided | Data not provided | Data not provided | Data not provided | Data not provided | Data not provided | Effluent | 6.25–6.7 | 0.17–1.51 | mg/L | 15.14–21.21 | °C | Data not provided | N/A | Data not provided | N/A | (-)247.6–(-)162.9 | mV | 2,076–23,850 | µS/cm | None | N/A | Data not provided | Data not provided | Data not provided | Data not provided | Data not provided | Data not provided | Y | The necessity and effectiveness of pre‐treatment to condition the water for BCR treatment, MIW loading rate for each BCR medium to achieve effective metal reduction and pH neutralization, Metals removal efficiency (MRE) and sulfate reduction rate for assessing reduction of contaminant toxicity, mass, and volume, through treatment using BCRs, Residuals generation rates (i.e. sludge from precipitation) for operation and maintenance (O&M) consideration, Replacement rate for spent treatment media (substrate for biochemical reactor or limestone in a pre‐treatment process) for O&M consideration, Impacts of wet weather on the treatment effectiveness and how the BCRs would respond to such changes | Data not provided | Data not provided | Data not provided | Data not provided | Data not provided | Data not provided | Data not provided | All values are ND (0.029)
Final Treatability Study Technical Memorandum Formosa Mine Superfund Site Douglas County, Oregon | FORMOSA MINE | ORN001002616 | N/A | OU2 | BCR4 01-04 | Abandoned | Sulfate-reducing bacteria (SRB) BCR with SAPS pre-treatment | Passive | Biochemical reactor (BCR) | Pre-treatment | Formosa 1 Adit discharge | Y | Entire system | Aerobic polishing cell (APC) | Data not provided | Pilot | July 2013- October 2013 | Vanadium | V, total | mg/L | N | N/A | [9 empty] | ND | ND | Not Applicable | Data not provided | Data not provided | Data not provided | Data not provided | Data not provided | Data not provided | Data not provided | Data not provided | Data not provided | Effluent | 6.25–6.7 | 0.17–1.51 | mg/L | 15.14–21.21 | °C | Data not provided | N/A | Data not provided | N/A | (-)247.6–(-)162.9 | mV | 2,076–23,850 | µS/cm | None | N/A | Data not provided | Data not provided | Data not provided | Data not provided | Data not provided | Data not provided | Y | The necessity and effectiveness of pre‐treatment to condition the water for BCR treatment, MIW loading rate for each BCR medium to achieve effective metal reduction and pH neutralization, Metals removal efficiency (MRE) and sulfate reduction rate for assessing reduction of contaminant toxicity, mass, and volume, through treatment using BCRs, Residuals generation rates (i.e. sludge from precipitation) for operation and maintenance (O&M) consideration, Replacement rate for spent treatment media (substrate for biochemical reactor or limestone in a pre‐treatment process) for O&M consideration, Impacts of wet weather on the treatment effectiveness and how the BCRs would respond to such changes | Data not provided | Data not provided | Data not provided | Data not provided | Data not provided | Data not provided | Data not provided | All values are ND (0.029)
Final Treatability Study Technical Memorandum Formosa Mine Superfund Site Douglas County, Oregon | FORMOSA MINE | ORN001002616 | N/A | OU2 | BCR4 01-04 | Abandoned | Sulfate-reducing bacteria (SRB) BCR with SAPS pre-treatment | Passive | Biochemical reactor (BCR) | Pre-treatment | Formosa 1 Adit discharge | Y | Entire system | Aerobic polishing cell (APC) | Data not provided | Pilot | July 2013- October 2013 | Vanadium | V, dissolved | mg/L | N | N/A | ND | ND | Not Applicable | [9 empty] | Data not provided | Data not provided | Data not provided | Data not provided | Data not provided | Data not provided | Data not provided | Data not provided | Data not provided | Influent | 3.07–3.37 | 0.05–2.04 | mg/L | 10.13–13.17 | °C | Data not provided | N/A | Data not provided | N/A | 320.9–403.8 | mV | 1,366–1,541 | µS/cm | None | N/A | Data not provided | Data not provided | Data not provided | Data not provided | Data not provided | Data not provided | Y | The necessity and effectiveness of pre‐treatment to condition the water for BCR treatment, MIW loading rate for each BCR medium to achieve effective metal reduction and pH neutralization, Metals removal efficiency (MRE) and sulfate reduction rate for assessing reduction of contaminant toxicity, mass, and volume, through treatment using BCRs, Residuals generation rates (i.e. sludge from precipitation) for operation and maintenance (O&M) consideration, Replacement rate for spent treatment media (substrate for biochemical reactor or limestone in a pre‐treatment process) for O&M consideration, Impacts of wet weather on the treatment effectiveness and how the BCRs would respond to such changes | Data not provided | Data not provided | Data not provided | Data not provided | Data not provided | Data not provided | Data not provided | All values are ND (0.026)
Final Treatability Study Technical Memorandum Formosa Mine Superfund Site Douglas County, Oregon | FORMOSA MINE | ORN001002616 | N/A | OU2 | BCR4 01-04 | Abandoned | Sulfate-reducing bacteria (SRB) BCR with SAPS pre-treatment | Passive | Biochemical reactor (BCR) | Pre-treatment | Formosa 1 Adit discharge | Y | Entire system | Aerobic polishing cell (APC) | Data not provided | Pilot | July 2013- October 2013 | Vanadium | V, dissolved | mg/L | N | N/A |  |  |  | ND | ND | Not Applicable | [6 empty] | Data not provided | Data not provided | Data not provided | Data not provided | Data not provided | Data not provided | Data not provided | Data not provided | Data not provided | Influent | 3.07–3.37 | 0.05–2.04 | mg/L | 10.13–13.17 | °C | Data not provided | N/A | Data not provided | N/A | 320.9–403.8 | mV | 1,366–1,541 | µS/cm | None | N/A | Data not provided | Data not provided | Data not provided | Data not provided | Data not provided | Data not provided | Y | The necessity and effectiveness of pre‐treatment to condition the water for BCR treatment, MIW loading rate for each BCR medium to achieve effective metal reduction and pH neutralization, Metals removal efficiency (MRE) and sulfate reduction rate for assessing reduction of contaminant toxicity, mass, and volume, through treatment using BCRs, Residuals generation rates (i.e. sludge from precipitation) for operation and maintenance (O&M) consideration, Replacement rate for spent treatment media (substrate for biochemical reactor or limestone in a pre‐treatment process) for O&M consideration, Impacts of wet weather on the treatment effectiveness and how the BCRs would respond to such changes | Data not provided | Data not provided | Data not provided | Data not provided | Data not provided | Data not provided | Data not provided | All values are ND (0.026)
Final Treatability Study Technical Memorandum Formosa Mine Superfund Site Douglas County, Oregon | FORMOSA MINE | ORN001002616 | N/A | OU2 | BCR4 01-04 | Abandoned | Sulfate-reducing bacteria (SRB) BCR with SAPS pre-treatment | Passive | Biochemical reactor (BCR) | Pre-treatment | Formosa 1 Adit discharge | Y | Entire system | Aerobic polishing cell (APC) | Data not provided | Pilot | July 2013- October 2013 | Vanadium | V, dissolved | mg/L | N | N/A | [6 empty] | ND | ND | Not Applicable |  |  |  | Data not provided | Data not provided | Data not provided | Data not provided | Data not provided | Data not provided | Data not provided | Data not provided | Data not provided | Effluent | 6.25–6.7 | 0.16–1.51 | mg/L | 15.14–21.21 | °C | Data not provided | N/A | Data not provided | N/A | (-)247.6–(-)162.9 | mV | 2,076–23,850 | µS/cm | None | N/A | Data not provided | Data not provided | Data not provided | Data not provided | Data not provided | Data not provided | Y | The necessity and effectiveness of pre‐treatment to condition the water for BCR treatment, MIW loading rate for each BCR medium to achieve effective metal reduction and pH neutralization, Metals removal efficiency (MRE) and sulfate reduction rate for assessing reduction of contaminant toxicity, mass, and volume, through treatment using BCRs, Residuals generation rates (i.e. sludge from precipitation) for operation and maintenance (O&M) consideration, Replacement rate for spent treatment media (substrate for biochemical reactor or limestone in a pre‐treatment process) for O&M consideration, Impacts of wet weather on the treatment effectiveness and how the BCRs would respond to such changes | Data not provided | Data not provided | Data not provided | Data not provided | Data not provided | Data not provided | Data not provided | All values are ND (0.026)
Final Treatability Study Technical Memorandum Formosa Mine Superfund Site Douglas County, Oregon | FORMOSA MINE | ORN001002616 | N/A | OU2 | BCR4 01-04 | Abandoned | Sulfate-reducing bacteria (SRB) BCR with SAPS pre-treatment | Passive | Biochemical reactor (BCR) | Pre-treatment | Formosa 1 Adit discharge | Y | Entire system | Aerobic polishing cell (APC) | Data not provided | Pilot | July 2013- October 2013 | Vanadium | V, dissolved | mg/L | N | N/A | [9 empty] | ND | ND | Not Applicable | Data not provided | Data not provided | Data not provided | Data not provided | Data not provided | Data not provided | Data not provided | Data not provided | Data not provided | Effluent | 6.25–6.7 | 0.16–1.51 | mg/L | 15.14–21.21 | °C | Data not provided | N/A | Data not provided | N/A | (-)247.6–(-)162.9 | mV | 2,076–23,850 | µS/cm | None | N/A | Data not provided | Data not provided | Data not provided | Data not provided | Data not provided | Data not provided | Y | The necessity and effectiveness of pre‐treatment to condition the water for BCR treatment, MIW loading rate for each BCR medium to achieve effective metal reduction and pH neutralization, Metals removal efficiency (MRE) and sulfate reduction rate for assessing reduction of contaminant toxicity, mass, and volume, through treatment using BCRs, Residuals generation rates (i.e. sludge from precipitation) for operation and maintenance (O&M) consideration, Replacement rate for spent treatment media (substrate for biochemical reactor or limestone in a pre‐treatment process) for O&M consideration, Impacts of wet weather on the treatment effectiveness and how the BCRs would respond to such changes | Data not provided | Data not provided | Data not provided | Data not provided | Data not provided | Data not provided | Data not provided | All values are ND (0.026)
Final Treatability Study Technical Memorandum Formosa Mine Superfund Site Douglas County, Oregon | FORMOSA MINE | ORN001002616 | N/A | OU2 | BCR5 01-05 | Abandoned | Sulfate-reducing bacteria (SRB) BCR with ChitoRem pre-treatment | Passive | Biochemical reactor (BCR) | Pre-treatment | Formosa 1 Adit discharge | Y | Entire system | Aerobic polishing cell (APC) | Data not provided | Pilot | July 2013- October 2013 | Vanadium | V, dissolved | mg/L | N | N/A | [6 empty] | ND | ND | Not Applicable |  |  |  | Data not provided | Data not provided | Data not provided | Data not provided | Data not provided | Data not provided | Data not provided | Data not provided | Data not provided | Effluent | 6.19–6.64 | 0.06–0.93 | mg/L | 15.42–21.53 | °C | Data not provided | N/A | Data not provided | N/A | (-)339.5–(-)158.1 | mV | 2,087–14,800 | µS/cm | None | N/A | Data not provided | Data not provided | Data not provided | Data not provided | Data not provided | Data not provided | Y | The necessity and effectiveness of pre‐treatment to condition the water for BCR treatment, MIW loading rate for each BCR medium to achieve effective metal reduction and pH neutralization, Metals removal efficiency (MRE) and sulfate reduction rate for assessing reduction of contaminant toxicity, mass, and volume, through treatment using BCRs, Residuals generation rates (i.e. sludge from precipitation) for operation and maintenance (O&M) consideration, Replacement rate for spent treatment media (substrate for biochemical reactor or limestone in a pre‐treatment process) for O&M consideration, Impacts of wet weather on the treatment effectiveness and how the BCRs would respond to such changes | Data not provided | Data not provided | Data not provided | Data not provided | Data not provided | Data not provided | Data not provided | All values are ND (0.026)
Final Treatability Study Technical Memorandum Formosa Mine Superfund Site Douglas County, Oregon | FORMOSA MINE | ORN001002616 | N/A | OU2 | BCR5 01-05 | Abandoned | Sulfate-reducing bacteria (SRB) BCR with ChitoRem pre-treatment | Passive | Biochemical reactor (BCR) | Pre-treatment | Formosa 1 Adit discharge | Y | Entire system | Aerobic polishing cell (APC) | Data not provided | Pilot | July 2013- October 2013 | Vanadium | V, total | mg/L | N | N/A | ND | ND | Not Applicable | [9 empty] | Data not provided | Data not provided | Data not provided | Data not provided | Data not provided | Data not provided | Data not provided | Data not provided | Data not provided | Influent | 3.07–3.37 | 0.05–2.04 | mg/L | 10.13–13.17 | °C | Data not provided | N/A | Data not provided | N/A | 320.9–403.8 | mV | 1,366–1,541 | µS/cm | None | N/A | Data not provided | Data not provided | Data not provided | Data not provided | Data not provided | Data not provided | Y | The necessity and effectiveness of pre‐treatment to condition the water for BCR treatment, MIW loading rate for each BCR medium to achieve effective metal reduction and pH neutralization, Metals removal efficiency (MRE) and sulfate reduction rate for assessing reduction of contaminant toxicity, mass, and volume, through treatment using BCRs, Residuals generation rates (i.e. sludge from precipitation) for operation and maintenance (O&M) consideration, Replacement rate for spent treatment media (substrate for biochemical reactor or limestone in a pre‐treatment process) for O&M consideration, Impacts of wet weather on the treatment effectiveness and how the BCRs would respond to such changes | Data not provided | Data not provided | Data not provided | Data not provided | Data not provided | Data not provided | Data not provided | All values are ND (0.029)
Final Treatability Study Technical Memorandum Formosa Mine Superfund Site Douglas County, Oregon | FORMOSA MINE | ORN001002616 | N/A | OU2 | BCR5 01-05 | Abandoned | Sulfate-reducing bacteria (SRB) BCR with ChitoRem pre-treatment | Passive | Biochemical reactor (BCR) | Pre-treatment | Formosa 1 Adit discharge | Y | Entire system | Aerobic polishing cell (APC) | Data not provided | Pilot | July 2013- October 2013 | Vanadium | V, total | mg/L | N | N/A |  |  |  | ND | ND | Not Applicable | [6 empty] | Data not provided | Data not provided | Data not provided | Data not provided | Data not provided | Data not provided | Data not provided | Data not provided | Data not provided | Influent | 3.07–3.37 | 0.05–2.04 | mg/L | 10.13–13.17 | °C | Data not provided | N/A | Data not provided | N/A | 320.9–403.8 | mV | 1,366–1,541 | µS/cm | None | N/A | Data not provided | Data not provided | Data not provided | Data not provided | Data not provided | Data not provided | Y | The necessity and effectiveness of pre‐treatment to condition the water for BCR treatment, MIW loading rate for each BCR medium to achieve effective metal reduction and pH neutralization, Metals removal efficiency (MRE) and sulfate reduction rate for assessing reduction of contaminant toxicity, mass, and volume, through treatment using BCRs, Residuals generation rates (i.e. sludge from precipitation) for operation and maintenance (O&M) consideration, Replacement rate for spent treatment media (substrate for biochemical reactor or limestone in a pre‐treatment process) for O&M consideration, Impacts of wet weather on the treatment effectiveness and how the BCRs would respond to such changes | Data not provided | Data not provided | Data not provided | Data not provided | Data not provided | Data not provided | Data not provided | All values are ND (0.029)
Final Treatability Study Technical Memorandum Formosa Mine Superfund Site Douglas County, Oregon | FORMOSA MINE | ORN001002616 | N/A | OU2 | BCR5 01-05 | Abandoned | Sulfate-reducing bacteria (SRB) BCR with ChitoRem pre-treatment | Passive | Biochemical reactor (BCR) | Pre-treatment | Formosa 1 Adit discharge | Y | Entire system | Aerobic polishing cell (APC) | Data not provided | Pilot | July 2013- October 2013 | Vanadium | V, total | mg/L | N | N/A | [6 empty] | ND | ND | Not Applicable |  |  |  | Data not provided | Data not provided | Data not provided | Data not provided | Data not provided | Data not provided | Data not provided | Data not provided | Data not provided | Effluent | 6.19–6.64 | 0.06–0.93 | mg/L | 15.42–21.53 | °C | Data not provided | N/A | Data not provided | N/A | (-)339.5–(-)158.1 | mV | 2,087–14,800 | µS/cm | None | N/A | Data not provided | Data not provided | Data not provided | Data not provided | Data not provided | Data not provided | Y | The necessity and effectiveness of pre‐treatment to condition the water for BCR treatment, MIW loading rate for each BCR medium to achieve effective metal reduction and pH neutralization, Metals removal efficiency (MRE) and sulfate reduction rate for assessing reduction of contaminant toxicity, mass, and volume, through treatment using BCRs, Residuals generation rates (i.e. sludge from precipitation) for operation and maintenance (O&M) consideration, Replacement rate for spent treatment media (substrate for biochemical reactor or limestone in a pre‐treatment process) for O&M consideration, Impacts of wet weather on the treatment effectiveness and how the BCRs would respond to such changes | Data not provided | Data not provided | Data not provided | Data not provided | Data not provided | Data not provided | Data not provided | All values are ND (0.029)
Final Treatability Study Technical Memorandum Formosa Mine Superfund Site Douglas County, Oregon | FORMOSA MINE | ORN001002616 | N/A | OU2 | BCR5 01-05 | Abandoned | Sulfate-reducing bacteria (SRB) BCR with ChitoRem pre-treatment | Passive | Biochemical reactor (BCR) | Pre-treatment | Formosa 1 Adit discharge | Y | Entire system | Aerobic polishing cell (APC) | Data not provided | Pilot | July 2013- October 2013 | Vanadium | V, total | mg/L | N | N/A | [9 empty] | ND | ND | Not Applicable | Data not provided | Data not provided | Data not provided | Data not provided | Data not provided | Data not provided | Data not provided | Data not provided | Data not provided | Effluent | 6.19–6.64 | 0.06–0.93 | mg/L | 15.42–21.53 | °C | Data not provided | N/A | Data not provided | N/A | (-)339.5–(-)158.1 | mV | 2,087–14,800 | µS/cm | None | N/A | Data not provided | Data not provided | Data not provided | Data not provided | Data not provided | Data not provided | Y | The necessity and effectiveness of pre‐treatment to condition the water for BCR treatment, MIW loading rate for each BCR medium to achieve effective metal reduction and pH neutralization, Metals removal efficiency (MRE) and sulfate reduction rate for assessing reduction of contaminant toxicity, mass, and volume, through treatment using BCRs, Residuals generation rates (i.e. sludge from precipitation) for operation and maintenance (O&M) consideration, Replacement rate for spent treatment media (substrate for biochemical reactor or limestone in a pre‐treatment process) for O&M consideration, Impacts of wet weather on the treatment effectiveness and how the BCRs would respond to such changes | Data not provided | Data not provided | Data not provided | Data not provided | Data not provided | Data not provided | Data not provided | All values are ND (0.029)
Final Treatability Study Technical Memorandum Formosa Mine Superfund Site Douglas County, Oregon | FORMOSA MINE | ORN001002616 | N/A | OU2 | BCR5 01-05 | Abandoned | Sulfate-reducing bacteria (SRB) BCR with ChitoRem pre-treatment | Passive | Biochemical reactor (BCR) | Pre-treatment | Formosa 1 Adit discharge | Y | Entire system | Aerobic polishing cell (APC) | Data not provided | Pilot | July 2013- October 2013 | Vanadium | V, dissolved | mg/L | N | N/A | ND | ND | Not Applicable | [9 empty] | Data not provided | Data not provided | Data not provided | Data not provided | Data not provided | Data not provided | Data not provided | Data not provided | Data not provided | Influent | 3.07–3.37 | 0.05–2.04 | mg/L | 10.13–13.17 | °C | Data not provided | N/A | Data not provided | N/A | 320.9–403.8 | mV | 1,366–1,541 | µS/cm | None | N/A | Data not provided | Data not provided | Data not provided | Data not provided | Data not provided | Data not provided | Y | The necessity and effectiveness of pre‐treatment to condition the water for BCR treatment, MIW loading rate for each BCR medium to achieve effective metal reduction and pH neutralization, Metals removal efficiency (MRE) and sulfate reduction rate for assessing reduction of contaminant toxicity, mass, and volume, through treatment using BCRs, Residuals generation rates (i.e. sludge from precipitation) for operation and maintenance (O&M) consideration, Replacement rate for spent treatment media (substrate for biochemical reactor or limestone in a pre‐treatment process) for O&M consideration, Impacts of wet weather on the treatment effectiveness and how the BCRs would respond to such changes | Data not provided | Data not provided | Data not provided | Data not provided | Data not provided | Data not provided | Data not provided | All values are ND (0.026)
Final Treatability Study Technical Memorandum Formosa Mine Superfund Site Douglas County, Oregon | FORMOSA MINE | ORN001002616 | N/A | OU2 | BCR5 01-05 | Abandoned | Sulfate-reducing bacteria (SRB) BCR with ChitoRem pre-treatment | Passive | Biochemical reactor (BCR) | Pre-treatment | Formosa 1 Adit discharge | Y | Entire system | Aerobic polishing cell (APC) | Data not provided | Pilot | July 2013- October 2013 | Vanadium | V, dissolved | mg/L | N | N/A |  |  |  | ND | ND | Not Applicable | [6 empty] | Data not provided | Data not provided | Data not provided | Data not provided | Data not provided | Data not provided | Data not provided | Data not provided | Data not provided | Influent | 3.07–3.37 | 0.05–2.04 | mg/L | 10.13–13.17 | °C | Data not provided | N/A | Data not provided | N/A | 320.9–403.8 | mV | 1,366–1,541 | µS/cm | None | N/A | Data not provided | Data not provided | Data not provided | Data not provided | Data not provided | Data not provided | Y | The necessity and effectiveness of pre‐treatment to condition the water for BCR treatment, MIW loading rate for each BCR medium to achieve effective metal reduction and pH neutralization, Metals removal efficiency (MRE) and sulfate reduction rate for assessing reduction of contaminant toxicity, mass, and volume, through treatment using BCRs, Residuals generation rates (i.e. sludge from precipitation) for operation and maintenance (O&M) consideration, Replacement rate for spent treatment media (substrate for biochemical reactor or limestone in a pre‐treatment process) for O&M consideration, Impacts of wet weather on the treatment effectiveness and how the BCRs would respond to such changes | Data not provided | Data not provided | Data not provided | Data not provided | Data not provided | Data not provided | Data not provided | All values are ND (0.026)
Final Treatability Study Technical Memorandum Formosa Mine Superfund Site Douglas County, Oregon | FORMOSA MINE | ORN001002616 | N/A | OU2 | BCR5 01-05 | Abandoned | Sulfate-reducing bacteria (SRB) BCR with ChitoRem pre-treatment | Passive | Biochemical reactor (BCR) | Pre-treatment | Formosa 1 Adit discharge | Y | Entire system | Aerobic polishing cell (APC) | Data not provided | Pilot | July 2013- October 2013 | Vanadium | V, dissolved | mg/L | N | N/A | [9 empty] | ND | ND | Not Applicable | Data not provided | Data not provided | Data not provided | Data not provided | Data not provided | Data not provided | Data not provided | Data not provided | Data not provided | Effluent | 6.19–6.64 | 0.06–0.93 | mg/L | 15.42–21.53 | °C | Data not provided | N/A | Data not provided | N/A | (-)339.5–(-)158.1 | mV | 2,087–14,800 | µS/cm | None | N/A | Data not provided | Data not provided | Data not provided | Data not provided | Data not provided | Data not provided | Y | The necessity and effectiveness of pre‐treatment to condition the water for BCR treatment, MIW loading rate for each BCR medium to achieve effective metal reduction and pH neutralization, Metals removal efficiency (MRE) and sulfate reduction rate for assessing reduction of contaminant toxicity, mass, and volume, through treatment using BCRs, Residuals generation rates (i.e. sludge from precipitation) for operation and maintenance (O&M) consideration, Replacement rate for spent treatment media (substrate for biochemical reactor or limestone in a pre‐treatment process) for O&M consideration, Impacts of wet weather on the treatment effectiveness and how the BCRs would respond to such changes | Data not provided | Data not provided | Data not provided | Data not provided | Data not provided | Data not provided | Data not provided | All values are ND (0.026)
Final Treatability Study Technical Memorandum Formosa Mine Superfund Site Douglas County, Oregon | FORMOSA MINE | ORN001002616 | N/A | OU2 | BCR6 01-06 | Abandoned | Sulfate-reducing bacteria (SRB) BCR with ChitoRem pre-treatment | Passive | Biochemical reactor (BCR) | Pre-treatment | Formosa 1 Adit discharge | Y | Entire system | Aerobic polishing cell (APC) | Data not provided | Pilot | July 2013- October 2013 | Vanadium | V, dissolved | mg/L | N | N/A | [6 empty] | 0.039 | ND | Not Applicable |  |  |  | Data not provided | Data not provided | Data not provided | Data not provided | Data not provided | Data not provided | Data not provided | Data not provided | Data not provided | Effluent | 6.69 | 0.2 | mg/L | 21.81 | °C | Data not provided | N/A | Data not provided | N/A | -178.5 | mV | 37260 | µS/cm | None | N/A | Data not provided | Data not provided | Data not provided | Data not provided | Data not provided | Data not provided | Y | The necessity and effectiveness of pre‐treatment to condition the water for BCR treatment, MIW loading rate for each BCR medium to achieve effective metal reduction and pH neutralization, Metals removal efficiency (MRE) and sulfate reduction rate for assessing reduction of contaminant toxicity, mass, and volume, through treatment using BCRs, Residuals generation rates (i.e. sludge from precipitation) for operation and maintenance (O&M) consideration, Replacement rate for spent treatment media (substrate for biochemical reactor or limestone in a pre‐treatment process) for O&M consideration, Impacts of wet weather on the treatment effectiveness and how the BCRs would respond to such changes | Data not provided | Data not provided | Data not provided | Data not provided | Data not provided | Data not provided | Data not provided | Only value above the detection limit (0.026). ND = below the detection limit.
Final Treatability Study Technical Memorandum Formosa Mine Superfund Site Douglas County, Oregon | FORMOSA MINE | ORN001002616 | N/A | OU2 | BCR6 01-06 | Abandoned | Sulfate-reducing bacteria (SRB) BCR with ChitoRem pre-treatment | Passive | Biochemical reactor (BCR) | Pre-treatment | Formosa 1 Adit discharge | Y | Entire system | Aerobic polishing cell (APC) | Data not provided | Pilot | July 2013- October 2013 | Vanadium | V, total | mg/L | N | N/A | ND | ND | Not Applicable | [9 empty] | Data not provided | Data not provided | Data not provided | Data not provided | Data not provided | Data not provided | Data not provided | Data not provided | Data not provided | Influent | 3.07–3.37 | 0.05–2.04 | mg/L | 10.13–13.17 | °C | Data not provided | N/A | Data not provided | N/A | 320.9–403.8 | mV | 1,366–1,541 | µS/cm | None | N/A | Data not provided | Data not provided | Data not provided | Data not provided | Data not provided | Data not provided | Y | The necessity and effectiveness of pre‐treatment to condition the water for BCR treatment, MIW loading rate for each BCR medium to achieve effective metal reduction and pH neutralization, Metals removal efficiency (MRE) and sulfate reduction rate for assessing reduction of contaminant toxicity, mass, and volume, through treatment using BCRs, Residuals generation rates (i.e. sludge from precipitation) for operation and maintenance (O&M) consideration, Replacement rate for spent treatment media (substrate for biochemical reactor or limestone in a pre‐treatment process) for O&M consideration, Impacts of wet weather on the treatment effectiveness and how the BCRs would respond to such changes | Data not provided | Data not provided | Data not provided | Data not provided | Data not provided | Data not provided | Data not provided | All values are ND (0.029)
Final Treatability Study Technical Memorandum Formosa Mine Superfund Site Douglas County, Oregon | FORMOSA MINE | ORN001002616 | N/A | OU2 | BCR6 01-06 | Abandoned | Sulfate-reducing bacteria (SRB) BCR with ChitoRem pre-treatment | Passive | Biochemical reactor (BCR) | Pre-treatment | Formosa 1 Adit discharge | Y | Entire system | Aerobic polishing cell (APC) | Data not provided | Pilot | July 2013- October 2013 | Vanadium | V, total | mg/L | N | N/A |  |  |  | ND | ND | Not Applicable | [6 empty] | Data not provided | Data not provided | Data not provided | Data not provided | Data not provided | Data not provided | Data not provided | Data not provided | Data not provided | Influent | 3.07–3.37 | 0.05–2.04 | mg/L | 10.13–13.17 | °C | Data not provided | N/A | Data not provided | N/A | 320.9–403.8 | mV | 1,366–1,541 | µS/cm | None | N/A | Data not provided | Data not provided | Data not provided | Data not provided | Data not provided | Data not provided | Y | The necessity and effectiveness of pre‐treatment to condition the water for BCR treatment, MIW loading rate for each BCR medium to achieve effective metal reduction and pH neutralization, Metals removal efficiency (MRE) and sulfate reduction rate for assessing reduction of contaminant toxicity, mass, and volume, through treatment using BCRs, Residuals generation rates (i.e. sludge from precipitation) for operation and maintenance (O&M) consideration, Replacement rate for spent treatment media (substrate for biochemical reactor or limestone in a pre‐treatment process) for O&M consideration, Impacts of wet weather on the treatment effectiveness and how the BCRs would respond to such changes | Data not provided | Data not provided | Data not provided | Data not provided | Data not provided | Data not provided | Data not provided | All values are ND (0.029)
Final Treatability Study Technical Memorandum Formosa Mine Superfund Site Douglas County, Oregon | FORMOSA MINE | ORN001002616 | N/A | OU2 | BCR6 01-06 | Abandoned | Sulfate-reducing bacteria (SRB) BCR with ChitoRem pre-treatment | Passive | Biochemical reactor (BCR) | Pre-treatment | Formosa 1 Adit discharge | Y | Entire system | Aerobic polishing cell (APC) | Data not provided | Pilot | July 2013- October 2013 | Vanadium | V, total | mg/L | N | N/A | [6 empty] | 0.043 | ND | Not Applicable |  |  |  | Data not provided | Data not provided | Data not provided | Data not provided | Data not provided | Data not provided | Data not provided | Data not provided | Data not provided | Effluent | 6.69 | 0.2 | mg/L | 21.81 | °C | Data not provided | N/A | Data not provided | N/A | -178.5 | mV | 37260 | µS/cm | None | N/A | Data not provided | Data not provided | Data not provided | Data not provided | Data not provided | Data not provided | Y | The necessity and effectiveness of pre‐treatment to condition the water for BCR treatment, MIW loading rate for each BCR medium to achieve effective metal reduction and pH neutralization, Metals removal efficiency (MRE) and sulfate reduction rate for assessing reduction of contaminant toxicity, mass, and volume, through treatment using BCRs, Residuals generation rates (i.e. sludge from precipitation) for operation and maintenance (O&M) consideration, Replacement rate for spent treatment media (substrate for biochemical reactor or limestone in a pre‐treatment process) for O&M consideration, Impacts of wet weather on the treatment effectiveness and how the BCRs would respond to such changes | Data not provided | Data not provided | Data not provided | Data not provided | Data not provided | Data not provided | Data not provided | Only value that is not ND. ND = below detection limit (0.029)
Final Treatability Study Technical Memorandum Formosa Mine Superfund Site Douglas County, Oregon | FORMOSA MINE | ORN001002616 | N/A | OU2 | BCR6 01-06 | Abandoned | Sulfate-reducing bacteria (SRB) BCR with ChitoRem pre-treatment | Passive | Biochemical reactor (BCR) | Pre-treatment | Formosa 1 Adit discharge | Y | Entire system | Aerobic polishing cell (APC) | Data not provided | Pilot | July 2013- October 2013 | Vanadium | V, total | mg/L | N | N/A | [9 empty] | 0.043 | ND | Not Applicable | Data not provided | Data not provided | Data not provided | Data not provided | Data not provided | Data not provided | Data not provided | Data not provided | Data not provided | Effluent | 6.69 | 0.2 | mg/L | 21.81 | °C | Data not provided | N/A | Data not provided | N/A | -178.5 | mV | 37260 | µS/cm | None | N/A | Data not provided | Data not provided | Data not provided | Data not provided | Data not provided | Data not provided | Y | The necessity and effectiveness of pre‐treatment to condition the water for BCR treatment, MIW loading rate for each BCR medium to achieve effective metal reduction and pH neutralization, Metals removal efficiency (MRE) and sulfate reduction rate for assessing reduction of contaminant toxicity, mass, and volume, through treatment using BCRs, Residuals generation rates (i.e. sludge from precipitation) for operation and maintenance (O&M) consideration, Replacement rate for spent treatment media (substrate for biochemical reactor or limestone in a pre‐treatment process) for O&M consideration, Impacts of wet weather on the treatment effectiveness and how the BCRs would respond to such changes | Data not provided | Data not provided | Data not provided | Data not provided | Data not provided | Data not provided | Data not provided | Lowest value above detection limit (0.029). ND = below detection limit
Final Treatability Study Technical Memorandum Formosa Mine Superfund Site Douglas County, Oregon | FORMOSA MINE | ORN001002616 | N/A | OU2 | BCR6 01-06 | Abandoned | Sulfate-reducing bacteria (SRB) BCR with ChitoRem pre-treatment | Passive | Biochemical reactor (BCR) | Pre-treatment | Formosa 1 Adit discharge | Y | Entire system | Aerobic polishing cell (APC) | Data not provided | Pilot | July 2013- October 2013 | Vanadium | V, dissolved | mg/L | N | N/A | ND | ND | Not Applicable | [9 empty] | Data not provided | Data not provided | Data not provided | Data not provided | Data not provided | Data not provided | Data not provided | Data not provided | Data not provided | Influent | 3.07–3.37 | 0.05–2.04 | mg/L | 10.13–13.17 | °C | Data not provided | N/A | Data not provided | N/A | 320.9–403.8 | mV | 1,366–1,541 | µS/cm | None | N/A | Data not provided | Data not provided | Data not provided | Data not provided | Data not provided | Data not provided | Y | The necessity and effectiveness of pre‐treatment to condition the water for BCR treatment, MIW loading rate for each BCR medium to achieve effective metal reduction and pH neutralization, Metals removal efficiency (MRE) and sulfate reduction rate for assessing reduction of contaminant toxicity, mass, and volume, through treatment using BCRs, Residuals generation rates (i.e. sludge from precipitation) for operation and maintenance (O&M) consideration, Replacement rate for spent treatment media (substrate for biochemical reactor or limestone in a pre‐treatment process) for O&M consideration, Impacts of wet weather on the treatment effectiveness and how the BCRs would respond to such changes | Data not provided | Data not provided | Data not provided | Data not provided | Data not provided | Data not provided | Data not provided | All values are ND (0.026)
Final Treatability Study Technical Memorandum Formosa Mine Superfund Site Douglas County, Oregon | FORMOSA MINE | ORN001002616 | N/A | OU2 | BCR6 01-06 | Abandoned | Sulfate-reducing bacteria (SRB) BCR with ChitoRem pre-treatment | Passive | Biochemical reactor (BCR) | Pre-treatment | Formosa 1 Adit discharge | Y | Entire system | Aerobic polishing cell (APC) | Data not provided | Pilot | July 2013- October 2013 | Vanadium | V, dissolved | mg/L | N | N/A |  |  |  | ND | ND | Not Applicable | [6 empty] | Data not provided | Data not provided | Data not provided | Data not provided | Data not provided | Data not provided | Data not provided | Data not provided | Data not provided | Influent | 3.07–3.37 | 0.05–2.04 | mg/L | 10.13–13.17 | °C | Data not provided | N/A | Data not provided | N/A | 320.9–403.8 | mV | 1,366–1,541 | µS/cm | None | N/A | Data not provided | Data not provided | Data not provided | Data not provided | Data not provided | Data not provided | Y | The necessity and effectiveness of pre‐treatment to condition the water for BCR treatment, MIW loading rate for each BCR medium to achieve effective metal reduction and pH neutralization, Metals removal efficiency (MRE) and sulfate reduction rate for assessing reduction of contaminant toxicity, mass, and volume, through treatment using BCRs, Residuals generation rates (i.e. sludge from precipitation) for operation and maintenance (O&M) consideration, Replacement rate for spent treatment media (substrate for biochemical reactor or limestone in a pre‐treatment process) for O&M consideration, Impacts of wet weather on the treatment effectiveness and how the BCRs would respond to such changes | Data not provided | Data not provided | Data not provided | Data not provided | Data not provided | Data not provided | Data not provided | All values are ND (0.026)
Final Treatability Study Technical Memorandum Formosa Mine Superfund Site Douglas County, Oregon | FORMOSA MINE | ORN001002616 | N/A | OU2 | BCR6 01-06 | Abandoned | Sulfate-reducing bacteria (SRB) BCR with ChitoRem pre-treatment | Passive | Biochemical reactor (BCR) | Pre-treatment | Formosa 1 Adit discharge | Y | Entire system | Aerobic polishing cell (APC) | Data not provided | Pilot | July 2013- October 2013 | Vanadium | V, dissolved | mg/L | N | N/A | [9 empty] | 0.039 | ND | Not Applicable | Data not provided | Data not provided | Data not provided | Data not provided | Data not provided | Data not provided | Data not provided | Data not provided | Data not provided | Effluent | 6.69 | 0.2 | mg/L | 21.81 | °C | Data not provided | N/A | Data not provided | N/A | -178.5 | mV | 37260 | µS/cm | None | N/A | Data not provided | Data not provided | Data not provided | Data not provided | Data not provided | Data not provided | Y | The necessity and effectiveness of pre‐treatment to condition the water for BCR treatment, MIW loading rate for each BCR medium to achieve effective metal reduction and pH neutralization, Metals removal efficiency (MRE) and sulfate reduction rate for assessing reduction of contaminant toxicity, mass, and volume, through treatment using BCRs, Residuals generation rates (i.e. sludge from precipitation) for operation and maintenance (O&M) consideration, Replacement rate for spent treatment media (substrate for biochemical reactor or limestone in a pre‐treatment process) for O&M consideration, Impacts of wet weather on the treatment effectiveness and how the BCRs would respond to such changes | Data not provided | Data not provided | Data not provided | Data not provided | Data not provided | Data not provided | Data not provided | Lowest value above the detection limit (0.026). ND = below the detection limit
Final Treatability Study Technical Memorandum Formosa Mine Superfund Site Douglas County, Oregon | FORMOSA MINE | ORN001002616 | N/A | OU2 | BCR1 01-01 | Abandoned | Sulfate-reducing bacteria (SRB) BCR without pre-treatment | Passive | Biochemical reactor (BCR) | No pre-treatment | Formosa 1 Adit discharge | N | BCR without pre-treatment | Aerobic polishing cell (APC) | Data not provided | Pilot | July 2013- October 2013 | Antimony | Sb, dissolved | mg/L | N | N/A | [6 empty] | ND | ND | Not Applicable |  |  |  | Data not provided | Data not provided | Data not provided | Data not provided | Data not provided | Data not provided | Data not provided | Data not provided | Data not provided | Effluent | 5.38–6.25 | 0.11–1.91 | mg/L | 15.49–21.04 | °C | Data not provided | N/A | Data not provided | N/A | (-)158.5–53.5 | mV | 1,196–3,928 | µS/cm | None | N/A | Data not provided | Data not provided | Data not provided | Data not provided | Data not provided | Data not provided | Y | The necessity and effectiveness of pre‐treatment to condition the water for BCR treatment, MIW loading rate for each BCR medium to achieve effective metal reduction and pH neutralization, Metals removal efficiency (MRE) and sulfate reduction rate for assessing reduction of contaminant toxicity, mass, and volume, through treatment using BCRs, Residuals generation rates (i.e. sludge from precipitation) for operation and maintenance (O&M) consideration, Replacement rate for spent treatment media (substrate for biochemical reactor or limestone in a pre‐treatment process) for O&M consideration, Impacts of wet weather on the treatment effectiveness and how the BCRs would respond to such changes | Data not provided | Data not provided | Data not provided | Data not provided | Data not provided | Data not provided | Data not provided | All values are ND. ND = below detection limit (0.095)
Final Treatability Study Technical Memorandum Formosa Mine Superfund Site Douglas County, Oregon | FORMOSA MINE | ORN001002616 | N/A | OU2 | BCR1 01-01 | Abandoned | Sulfate-reducing bacteria (SRB) BCR without pre-treatment | Passive | Biochemical reactor (BCR) | No pre-treatment | Formosa 1 Adit discharge | N | BCR without pre-treatment | Aerobic polishing cell (APC) | Data not provided | Pilot | July 2013- October 2013 | Antimony | Sb, dissolved | mg/L | N | N/A | [9 empty] | ND | ND | Not Applicable | Data not provided | Data not provided | Data not provided | Data not provided | Data not provided | Data not provided | Data not provided | Data not provided | Data not provided | Effluent | 5.38–6.25 | 0.11–1.91 | mg/L | 15.49–21.04 | °C | Data not provided | N/A | Data not provided | N/A | (-)158.5–53.5 | mV | 1,196–3,928 | µS/cm | None | N/A | Data not provided | Data not provided | Data not provided | Data not provided | Data not provided | Data not provided | Y | The necessity and effectiveness of pre‐treatment to condition the water for BCR treatment, MIW loading rate for each BCR medium to achieve effective metal reduction and pH neutralization, Metals removal efficiency (MRE) and sulfate reduction rate for assessing reduction of contaminant toxicity, mass, and volume, through treatment using BCRs, Residuals generation rates (i.e. sludge from precipitation) for operation and maintenance (O&M) consideration, Replacement rate for spent treatment media (substrate for biochemical reactor or limestone in a pre‐treatment process) for O&M consideration, Impacts of wet weather on the treatment effectiveness and how the BCRs would respond to such changes | Data not provided | Data not provided | Data not provided | Data not provided | Data not provided | Data not provided | Data not provided | All values are ND. ND = below detection limit (0.095)
Final Treatability Study Technical Memorandum Formosa Mine Superfund Site Douglas County, Oregon | FORMOSA MINE | ORN001002616 | N/A | OU2 | BCR2 01-02 | Abandoned | Sulfate-reducing bacteria (SRB) BCR without pre-treatment | Passive | Biochemical reactor (BCR) | No pre-treatment | Formosa 1 Adit discharge | N | BCR without pre-treatment | Aerobic polishing cell (APC) | Data not provided | Pilot | July 2013- October 2013 | Antimony | Sb, dissolved | mg/L | N | N/A | [6 empty] | ND | ND | Not Applicable |  |  |  | Data not provided | Data not provided | Data not provided | Data not provided | Data not provided | Data not provided | Data not provided | Data not provided | Data not provided | Effluent | 6.34–6.64 | 0.27–1.52 | mg/L | 15.09–21.63 | °C | Data not provided | N/A | Data not provided | N/A | (-)294.4–(-)162.9 | mV | 4,367–35,860 | µS/cm | None | N/A | Data not provided | Data not provided | Data not provided | Data not provided | Data not provided | Data not provided | Y | The necessity and effectiveness of pre‐treatment to condition the water for BCR treatment, MIW loading rate for each BCR medium to achieve effective metal reduction and pH neutralization, Metals removal efficiency (MRE) and sulfate reduction rate for assessing reduction of contaminant toxicity, mass, and volume, through treatment using BCRs, Residuals generation rates (i.e. sludge from precipitation) for operation and maintenance (O&M) consideration, Replacement rate for spent treatment media (substrate for biochemical reactor or limestone in a pre‐treatment process) for O&M consideration, Impacts of wet weather on the treatment effectiveness and how the BCRs would respond to such changes | Data not provided | Data not provided | Data not provided | Data not provided | Data not provided | Data not provided | Data not provided | All values are ND. ND = below detection limit (0.095)
Final Treatability Study Technical Memorandum Formosa Mine Superfund Site Douglas County, Oregon | FORMOSA MINE | ORN001002616 | N/A | OU2 | BCR2 01-02 | Abandoned | Sulfate-reducing bacteria (SRB) BCR without pre-treatment | Passive | Biochemical reactor (BCR) | No pre-treatment | Formosa 1 Adit discharge | N | BCR without pre-treatment | Aerobic polishing cell (APC) | Data not provided | Pilot | July 2013- October 2013 | Antimony | Sb, dissolved | mg/L | N | N/A | [9 empty] | ND | ND | Not Applicable | Data not provided | Data not provided | Data not provided | Data not provided | Data not provided | Data not provided | Data not provided | Data not provided | Data not provided | Effluent | 6.34–6.64 | 0.27–1.52 | mg/L | 15.09–21.63 | °C | Data not provided | N/A | Data not provided | N/A | (-)294.4–(-)162.9 | mV | 4,367–35,860 | µS/cm | None | N/A | Data not provided | Data not provided | Data not provided | Data not provided | Data not provided | Data not provided | Y | The necessity and effectiveness of pre‐treatment to condition the water for BCR treatment, MIW loading rate for each BCR medium to achieve effective metal reduction and pH neutralization, Metals removal efficiency (MRE) and sulfate reduction rate for assessing reduction of contaminant toxicity, mass, and volume, through treatment using BCRs, Residuals generation rates (i.e. sludge from precipitation) for operation and maintenance (O&M) consideration, Replacement rate for spent treatment media (substrate for biochemical reactor or limestone in a pre‐treatment process) for O&M consideration, Impacts of wet weather on the treatment effectiveness and how the BCRs would respond to such changes | Data not provided | Data not provided | Data not provided | Data not provided | Data not provided | Data not provided | Data not provided | All values are ND. ND = below detection limit (0.095)
Final Treatability Study Technical Memorandum Formosa Mine Superfund Site Douglas County, Oregon | FORMOSA MINE | ORN001002616 | N/A | OU2 | BCR3 01-03 | Abandoned | Sulfate-reducing bacteria (SRB) BCR with SAPS pre-treatment | Passive | Biochemical reactor (BCR) | Pre-treatment | Formosa 1 Adit discharge | Y | Entire system | Aerobic polishing cell (APC) | Data not provided | Pilot | July 2013- October 2013 | Antimony | Sb, dissolved | mg/L | N | N/A | [6 empty] | ND | ND | Not Applicable |  |  |  | Data not provided | Data not provided | Data not provided | Data not provided | Data not provided | Data not provided | Data not provided | Data not provided | Data not provided | Effluent | 5.99–6.41 | 0.13–1.16 | mg/L | 15.33–20.83 | °C | Data not provided | N/A | Data not provided | N/A | (-)209.4–149.5 | mV | 1,237–7,404 | µS/cm | None | N/A | Data not provided | Data not provided | Data not provided | Data not provided | Data not provided | Data not provided | Y | The necessity and effectiveness of pre‐treatment to condition the water for BCR treatment, MIW loading rate for each BCR medium to achieve effective metal reduction and pH neutralization, Metals removal efficiency (MRE) and sulfate reduction rate for assessing reduction of contaminant toxicity, mass, and volume, through treatment using BCRs, Residuals generation rates (i.e. sludge from precipitation) for operation and maintenance (O&M) consideration, Replacement rate for spent treatment media (substrate for biochemical reactor or limestone in a pre‐treatment process) for O&M consideration, Impacts of wet weather on the treatment effectiveness and how the BCRs would respond to such changes | Data not provided | Data not provided | Data not provided | Data not provided | Data not provided | Data not provided | Data not provided | All values are ND. ND = below detection limit (0.095)
Final Treatability Study Technical Memorandum Formosa Mine Superfund Site Douglas County, Oregon | FORMOSA MINE | ORN001002616 | N/A | OU2 | BCR3 01-03 | Abandoned | Sulfate-reducing bacteria (SRB) BCR with SAPS pre-treatment | Passive | Biochemical reactor (BCR) | Pre-treatment | Formosa 1 Adit discharge | Y | Entire system | Aerobic polishing cell (APC) | Data not provided | Pilot | July 2013- October 2013 | Antimony | Sb, dissolved | mg/L | N | N/A | [9 empty] | ND | ND | Not Applicable | Data not provided | Data not provided | Data not provided | Data not provided | Data not provided | Data not provided | Data not provided | Data not provided | Data not provided | Effluent | 5.99–6.41 | 0.13–1.16 | mg/L | 15.33–20.83 | °C | Data not provided | N/A | Data not provided | N/A | (-)209.4–149.5 | mV | 1,237–7,404 | µS/cm | None | N/A | Data not provided | Data not provided | Data not provided | Data not provided | Data not provided | Data not provided | Y | The necessity and effectiveness of pre‐treatment to condition the water for BCR treatment, MIW loading rate for each BCR medium to achieve effective metal reduction and pH neutralization, Metals removal efficiency (MRE) and sulfate reduction rate for assessing reduction of contaminant toxicity, mass, and volume, through treatment using BCRs, Residuals generation rates (i.e. sludge from precipitation) for operation and maintenance (O&M) consideration, Replacement rate for spent treatment media (substrate for biochemical reactor or limestone in a pre‐treatment process) for O&M consideration, Impacts of wet weather on the treatment effectiveness and how the BCRs would respond to such changes | Data not provided | Data not provided | Data not provided | Data not provided | Data not provided | Data not provided | Data not provided | All values are ND. ND = below detection limit (0.095)
Final Treatability Study Technical Memorandum Formosa Mine Superfund Site Douglas County, Oregon | FORMOSA MINE | ORN001002616 | N/A | OU2 | BCR4 01-04 | Abandoned | Sulfate-reducing bacteria (SRB) BCR with SAPS pre-treatment | Passive | Biochemical reactor (BCR) | Pre-treatment | Formosa 1 Adit discharge | Y | Entire system | Aerobic polishing cell (APC) | Data not provided | Pilot | July 2013- October 2013 | Antimony | Sb, dissolved | mg/L | N | N/A | [6 empty] | ND | ND | Not Applicable |  |  |  | Data not provided | Data not provided | Data not provided | Data not provided | Data not provided | Data not provided | Data not provided | Data not provided | Data not provided | Effluent | 6.25–6.7 | 0.16–1.51 | mg/L | 15.14–21.21 | °C | Data not provided | N/A | Data not provided | N/A | (-)247.6–(-)162.9 | mV | 2,076–23,850 | µS/cm | None | N/A | Data not provided | Data not provided | Data not provided | Data not provided | Data not provided | Data not provided | Y | The necessity and effectiveness of pre‐treatment to condition the water for BCR treatment, MIW loading rate for each BCR medium to achieve effective metal reduction and pH neutralization, Metals removal efficiency (MRE) and sulfate reduction rate for assessing reduction of contaminant toxicity, mass, and volume, through treatment using BCRs, Residuals generation rates (i.e. sludge from precipitation) for operation and maintenance (O&M) consideration, Replacement rate for spent treatment media (substrate for biochemical reactor or limestone in a pre‐treatment process) for O&M consideration, Impacts of wet weather on the treatment effectiveness and how the BCRs would respond to such changes | Data not provided | Data not provided | Data not provided | Data not provided | Data not provided | Data not provided | Data not provided | All values are ND. ND = below detection limit (0.095)
Final Treatability Study Technical Memorandum Formosa Mine Superfund Site Douglas County, Oregon | FORMOSA MINE | ORN001002616 | N/A | OU2 | BCR4 01-04 | Abandoned | Sulfate-reducing bacteria (SRB) BCR with SAPS pre-treatment | Passive | Biochemical reactor (BCR) | Pre-treatment | Formosa 1 Adit discharge | Y | Entire system | Aerobic polishing cell (APC) | Data not provided | Pilot | July 2013- October 2013 | Antimony | Sb, dissolved | mg/L | N | N/A | [9 empty] | ND | ND | Not Applicable | Data not provided | Data not provided | Data not provided | Data not provided | Data not provided | Data not provided | Data not provided | Data not provided | Data not provided | Effluent | 6.25–6.7 | 0.16–1.51 | mg/L | 15.14–21.21 | °C | Data not provided | N/A | Data not provided | N/A | (-)247.6–(-)162.9 | mV | 2,076–23,850 | µS/cm | None | N/A | Data not provided | Data not provided | Data not provided | Data not provided | Data not provided | Data not provided | Y | The necessity and effectiveness of pre‐treatment to condition the water for BCR treatment, MIW loading rate for each BCR medium to achieve effective metal reduction and pH neutralization, Metals removal efficiency (MRE) and sulfate reduction rate for assessing reduction of contaminant toxicity, mass, and volume, through treatment using BCRs, Residuals generation rates (i.e. sludge from precipitation) for operation and maintenance (O&M) consideration, Replacement rate for spent treatment media (substrate for biochemical reactor or limestone in a pre‐treatment process) for O&M consideration, Impacts of wet weather on the treatment effectiveness and how the BCRs would respond to such changes | Data not provided | Data not provided | Data not provided | Data not provided | Data not provided | Data not provided | Data not provided | All values are ND. ND = below detection limit (0.095)
Final Treatability Study Technical Memorandum Formosa Mine Superfund Site Douglas County, Oregon | FORMOSA MINE | ORN001002616 | N/A | OU2 | BCR5 01-05 | Abandoned | Sulfate-reducing bacteria (SRB) BCR with ChitoRem pre-treatment | Passive | Biochemical reactor (BCR) | Pre-treatment | Formosa 1 Adit discharge | Y | Entire system | Aerobic polishing cell (APC) | Data not provided | Pilot | July 2013- October 2013 | Antimony | Sb, dissolved | mg/L | N | N/A | [6 empty] | ND | ND | Not Applicable |  |  |  | Data not provided | Data not provided | Data not provided | Data not provided | Data not provided | Data not provided | Data not provided | Data not provided | Data not provided | Effluent | 6.19–6.64 | 0.06–0.93 | mg/L | 15.42–21.53 | °C | Data not provided | N/A | Data not provided | N/A | (-)339.5–(-)158.1 | mV | 2,087–14,800 | µS/cm | None | N/A | Data not provided | Data not provided | Data not provided | Data not provided | Data not provided | Data not provided | Y | The necessity and effectiveness of pre‐treatment to condition the water for BCR treatment, MIW loading rate for each BCR medium to achieve effective metal reduction and pH neutralization, Metals removal efficiency (MRE) and sulfate reduction rate for assessing reduction of contaminant toxicity, mass, and volume, through treatment using BCRs, Residuals generation rates (i.e. sludge from precipitation) for operation and maintenance (O&M) consideration, Replacement rate for spent treatment media (substrate for biochemical reactor or limestone in a pre‐treatment process) for O&M consideration, Impacts of wet weather on the treatment effectiveness and how the BCRs would respond to such changes | Data not provided | Data not provided | Data not provided | Data not provided | Data not provided | Data not provided | Data not provided | All values are ND. ND = below detection limit (0.095)
Final Treatability Study Technical Memorandum Formosa Mine Superfund Site Douglas County, Oregon | FORMOSA MINE | ORN001002616 | N/A | OU2 | BCR5 01-05 | Abandoned | Sulfate-reducing bacteria (SRB) BCR with ChitoRem pre-treatment | Passive | Biochemical reactor (BCR) | Pre-treatment | Formosa 1 Adit discharge | Y | Entire system | Aerobic polishing cell (APC) | Data not provided | Pilot | July 2013- October 2013 | Antimony | Sb, dissolved | mg/L | N | N/A | [9 empty] | ND | ND | Not Applicable | Data not provided | Data not provided | Data not provided | Data not provided | Data not provided | Data not provided | Data not provided | Data not provided | Data not provided | Effluent | 6.19–6.64 | 0.06–0.93 | mg/L | 15.42–21.53 | °C | Data not provided | N/A | Data not provided | N/A | (-)339.5–(-)158.1 | mV | 2,087–14,800 | µS/cm | None | N/A | Data not provided | Data not provided | Data not provided | Data not provided | Data not provided | Data not provided | Y | The necessity and effectiveness of pre‐treatment to condition the water for BCR treatment, MIW loading rate for each BCR medium to achieve effective metal reduction and pH neutralization, Metals removal efficiency (MRE) and sulfate reduction rate for assessing reduction of contaminant toxicity, mass, and volume, through treatment using BCRs, Residuals generation rates (i.e. sludge from precipitation) for operation and maintenance (O&M) consideration, Replacement rate for spent treatment media (substrate for biochemical reactor or limestone in a pre‐treatment process) for O&M consideration, Impacts of wet weather on the treatment effectiveness and how the BCRs would respond to such changes | Data not provided | Data not provided | Data not provided | Data not provided | Data not provided | Data not provided | Data not provided | All values are ND. ND = below detection limit (0.095)
Final Treatability Study Technical Memorandum Formosa Mine Superfund Site Douglas County, Oregon | FORMOSA MINE | ORN001002616 | N/A | OU2 | BCR6 01-06 | Abandoned | Sulfate-reducing bacteria (SRB) BCR with ChitoRem pre-treatment | Passive | Biochemical reactor (BCR) | Pre-treatment | Formosa 1 Adit discharge | Y | Entire system | Aerobic polishing cell (APC) | Data not provided | Pilot | July 2013- October 2013 | Antimony | Sb, dissolved | mg/L | N | N/A | [6 empty] | ND | ND | Not Applicable |  |  |  | Data not provided | Data not provided | Data not provided | Data not provided | Data not provided | Data not provided | Data not provided | Data not provided | Data not provided | Effluent | 6.3–6.69 | 0.2–1.86 | mg/L | 15.34–21.81 | °C | Data not provided | N/A | Data not provided | N/A | (-)311.4–(-)178.5 | mV | 4,551–37,260 | µS/cm | None | N/A | Data not provided | Data not provided | Data not provided | Data not provided | Data not provided | Data not provided | Y | The necessity and effectiveness of pre‐treatment to condition the water for BCR treatment, MIW loading rate for each BCR medium to achieve effective metal reduction and pH neutralization, Metals removal efficiency (MRE) and sulfate reduction rate for assessing reduction of contaminant toxicity, mass, and volume, through treatment using BCRs, Residuals generation rates (i.e. sludge from precipitation) for operation and maintenance (O&M) consideration, Replacement rate for spent treatment media (substrate for biochemical reactor or limestone in a pre‐treatment process) for O&M consideration, Impacts of wet weather on the treatment effectiveness and how the BCRs would respond to such changes | Data not provided | Data not provided | Data not provided | Data not provided | Data not provided | Data not provided | Data not provided | All values are ND. ND = below detection limit (0.095)
Final Treatability Study Technical Memorandum Formosa Mine Superfund Site Douglas County, Oregon | FORMOSA MINE | ORN001002616 | N/A | OU2 | BCR6 01-06 | Abandoned | Sulfate-reducing bacteria (SRB) BCR with ChitoRem pre-treatment | Passive | Biochemical reactor (BCR) | Pre-treatment | Formosa 1 Adit discharge | Y | Entire system | Aerobic polishing cell (APC) | Data not provided | Pilot | July 2013- October 2013 | Antimony | Sb, dissolved | mg/L | N | N/A | [9 empty] | ND | ND | Not Applicable | Data not provided | Data not provided | Data not provided | Data not provided | Data not provided | Data not provided | Data not provided | Data not provided | Data not provided | Effluent | 6.3–6.69 | 0.2–1.86 | mg/L | 15.34–21.81 | °C | Data not provided | N/A | Data not provided | N/A | (-)311.4–(-)178.5 | mV | 4,551–37,260 | µS/cm | None | N/A | Data not provided | Data not provided | Data not provided | Data not provided | Data not provided | Data not provided | Y | The necessity and effectiveness of pre‐treatment to condition the water for BCR treatment, MIW loading rate for each BCR medium to achieve effective metal reduction and pH neutralization, Metals removal efficiency (MRE) and sulfate reduction rate for assessing reduction of contaminant toxicity, mass, and volume, through treatment using BCRs, Residuals generation rates (i.e. sludge from precipitation) for operation and maintenance (O&M) consideration, Replacement rate for spent treatment media (substrate for biochemical reactor or limestone in a pre‐treatment process) for O&M consideration, Impacts of wet weather on the treatment effectiveness and how the BCRs would respond to such changes | Data not provided | Data not provided | Data not provided | Data not provided | Data not provided | Data not provided | Data not provided | All values are ND. ND = below detection limit (0.095)
Final Treatability Study Technical Memorandum Formosa Mine Superfund Site Douglas County, Oregon | FORMOSA MINE | ORN001002616 | N/A | OU2 | BCR1 01-01 | Abandoned | Sulfate-reducing bacteria (SRB) BCR without pre-treatment | Passive | Biochemical reactor (BCR) | No pre-treatment | Formosa 1 Adit discharge | N | BCR without pre-treatment | Aerobic polishing cell (APC) | Data not provided | Pilot | July 2013- October 2013 | Antimony | Sb, total | mg/L | N | N/A |  |  |  | ND | ND | Not Applicable | [6 empty] | Data not provided | Data not provided | Data not provided | Data not provided | Data not provided | Data not provided | Data not provided | Data not provided | Data not provided | Influent | 3.07–3.37 | 0.05–2.04 | mg/L | 10.13–13.17 | °C | Data not provided | N/A | Data not provided | N/A | 320.9–403.8 | mV | 1,366–1,541 | µS/cm | None | N/A | Data not provided | Data not provided | Data not provided | Data not provided | Data not provided | Data not provided | Y | The necessity and effectiveness of pre‐treatment to condition the water for BCR treatment, MIW loading rate for each BCR medium to achieve effective metal reduction and pH neutralization, Metals removal efficiency (MRE) and sulfate reduction rate for assessing reduction of contaminant toxicity, mass, and volume, through treatment using BCRs, Residuals generation rates (i.e. sludge from precipitation) for operation and maintenance (O&M) consideration, Replacement rate for spent treatment media (substrate for biochemical reactor or limestone in a pre‐treatment process) for O&M consideration, Impacts of wet weather on the treatment effectiveness and how the BCRs would respond to such changes | Data not provided | Data not provided | Data not provided | Data not provided | Data not provided | Data not provided | Data not provided | All values are ND. ND = below detection limit (0.106)
Final Treatability Study Technical Memorandum Formosa Mine Superfund Site Douglas County, Oregon | FORMOSA MINE | ORN001002616 | N/A | OU2 | BCR1 01-01 | Abandoned | Sulfate-reducing bacteria (SRB) BCR without pre-treatment | Passive | Biochemical reactor (BCR) | No pre-treatment | Formosa 1 Adit discharge | N | BCR without pre-treatment | Aerobic polishing cell (APC) | Data not provided | Pilot | July 2013- October 2013 | Antimony | Sb, total | mg/L | N | N/A | [6 empty] | ND | ND | Not Applicable |  |  |  | Data not provided | Data not provided | Data not provided | Data not provided | Data not provided | Data not provided | Data not provided | Data not provided | Data not provided | Effluent | 5.38–6.25 | 0.11–1.91 | mg/L | 15.49–21.04 | °C | Data not provided | N/A | Data not provided | N/A | (-)158.5–53.5 | mV | 1,196–3,928 | µS/cm | None | N/A | Data not provided | Data not provided | Data not provided | Data not provided | Data not provided | Data not provided | Y | The necessity and effectiveness of pre‐treatment to condition the water for BCR treatment, MIW loading rate for each BCR medium to achieve effective metal reduction and pH neutralization, Metals removal efficiency (MRE) and sulfate reduction rate for assessing reduction of contaminant toxicity, mass, and volume, through treatment using BCRs, Residuals generation rates (i.e. sludge from precipitation) for operation and maintenance (O&M) consideration, Replacement rate for spent treatment media (substrate for biochemical reactor or limestone in a pre‐treatment process) for O&M consideration, Impacts of wet weather on the treatment effectiveness and how the BCRs would respond to such changes | Data not provided | Data not provided | Data not provided | Data not provided | Data not provided | Data not provided | Data not provided | All values are ND. ND = below detection limit (0.106)
Final Treatability Study Technical Memorandum Formosa Mine Superfund Site Douglas County, Oregon | FORMOSA MINE | ORN001002616 | N/A | OU2 | BCR1 01-01 | Abandoned | Sulfate-reducing bacteria (SRB) BCR without pre-treatment | Passive | Biochemical reactor (BCR) | No pre-treatment | Formosa 1 Adit discharge | N | BCR without pre-treatment | Aerobic polishing cell (APC) | Data not provided | Pilot | July 2013- October 2013 | Antimony | Sb, total | mg/L | N | N/A | [9 empty] | ND | ND | Not Applicable | Data not provided | Data not provided | Data not provided | Data not provided | Data not provided | Data not provided | Data not provided | Data not provided | Data not provided | Effluent | 5.38–6.25 | 0.11–1.91 | mg/L | 15.49–21.04 | °C | Data not provided | N/A | Data not provided | N/A | (-)158.5–53.5 | mV | 1,196–3,928 | µS/cm | None | N/A | Data not provided | Data not provided | Data not provided | Data not provided | Data not provided | Data not provided | Y | The necessity and effectiveness of pre‐treatment to condition the water for BCR treatment, MIW loading rate for each BCR medium to achieve effective metal reduction and pH neutralization, Metals removal efficiency (MRE) and sulfate reduction rate for assessing reduction of contaminant toxicity, mass, and volume, through treatment using BCRs, Residuals generation rates (i.e. sludge from precipitation) for operation and maintenance (O&M) consideration, Replacement rate for spent treatment media (substrate for biochemical reactor or limestone in a pre‐treatment process) for O&M consideration, Impacts of wet weather on the treatment effectiveness and how the BCRs would respond to such changes | Data not provided | Data not provided | Data not provided | Data not provided | Data not provided | Data not provided | Data not provided | All values are ND. ND = below detection limit (0.106)
Final Treatability Study Technical Memorandum Formosa Mine Superfund Site Douglas County, Oregon | FORMOSA MINE | ORN001002616 | N/A | OU2 | BCR2 01-02 | Abandoned | Sulfate-reducing bacteria (SRB) BCR without pre-treatment | Passive | Biochemical reactor (BCR) | No pre-treatment | Formosa 1 Adit discharge | N | BCR without pre-treatment | Aerobic polishing cell (APC) | Data not provided | Pilot | July 2013- October 2013 | Antimony | Sb, total | mg/L | N | N/A |  |  |  | ND | ND | Not Applicable | [6 empty] | Data not provided | Data not provided | Data not provided | Data not provided | Data not provided | Data not provided | Data not provided | Data not provided | Data not provided | Influent | 3.07–3.37 | 0.05–2.04 | mg/L | 10.13–13.17 | °C | Data not provided | N/A | Data not provided | N/A | 320.9–403.8 | mV | 1,366–1,541 | µS/cm | None | N/A | Data not provided | Data not provided | Data not provided | Data not provided | Data not provided | Data not provided | Y | The necessity and effectiveness of pre‐treatment to condition the water for BCR treatment, MIW loading rate for each BCR medium to achieve effective metal reduction and pH neutralization, Metals removal efficiency (MRE) and sulfate reduction rate for assessing reduction of contaminant toxicity, mass, and volume, through treatment using BCRs, Residuals generation rates (i.e. sludge from precipitation) for operation and maintenance (O&M) consideration, Replacement rate for spent treatment media (substrate for biochemical reactor or limestone in a pre‐treatment process) for O&M consideration, Impacts of wet weather on the treatment effectiveness and how the BCRs would respond to such changes | Data not provided | Data not provided | Data not provided | Data not provided | Data not provided | Data not provided | Data not provided | All values are ND. ND = below detection limit (0.106)
Final Treatability Study Technical Memorandum Formosa Mine Superfund Site Douglas County, Oregon | FORMOSA MINE | ORN001002616 | N/A | OU2 | BCR2 01-02 | Abandoned | Sulfate-reducing bacteria (SRB) BCR without pre-treatment | Passive | Biochemical reactor (BCR) | No pre-treatment | Formosa 1 Adit discharge | N | BCR without pre-treatment | Aerobic polishing cell (APC) | Data not provided | Pilot | July 2013- October 2013 | Antimony | Sb, total | mg/L | N | N/A | [6 empty] | ND | ND | Not Applicable |  |  |  | Data not provided | Data not provided | Data not provided | Data not provided | Data not provided | Data not provided | Data not provided | Data not provided | Data not provided | Effluent | 6.34–6.64 | 0.27–1.52 | mg/L | 15.09–21.63 | °C | Data not provided | N/A | Data not provided | N/A | (-)294.4–(-)162.9 | mV | 4,367–35,860 | µS/cm | None | N/A | Data not provided | Data not provided | Data not provided | Data not provided | Data not provided | Data not provided | Y | The necessity and effectiveness of pre‐treatment to condition the water for BCR treatment, MIW loading rate for each BCR medium to achieve effective metal reduction and pH neutralization, Metals removal efficiency (MRE) and sulfate reduction rate for assessing reduction of contaminant toxicity, mass, and volume, through treatment using BCRs, Residuals generation rates (i.e. sludge from precipitation) for operation and maintenance (O&M) consideration, Replacement rate for spent treatment media (substrate for biochemical reactor or limestone in a pre‐treatment process) for O&M consideration, Impacts of wet weather on the treatment effectiveness and how the BCRs would respond to such changes | Data not provided | Data not provided | Data not provided | Data not provided | Data not provided | Data not provided | Data not provided | All values are ND. ND = below detection limit (0.106)
Final Treatability Study Technical Memorandum Formosa Mine Superfund Site Douglas County, Oregon | FORMOSA MINE | ORN001002616 | N/A | OU2 | BCR2 01-02 | Abandoned | Sulfate-reducing bacteria (SRB) BCR without pre-treatment | Passive | Biochemical reactor (BCR) | No pre-treatment | Formosa 1 Adit discharge | N | BCR without pre-treatment | Aerobic polishing cell (APC) | Data not provided | Pilot | July 2013- October 2013 | Antimony | Sb, total | mg/L | N | N/A | [9 empty] | ND | ND | Not Applicable | Data not provided | Data not provided | Data not provided | Data not provided | Data not provided | Data not provided | Data not provided | Data not provided | Data not provided | Effluent | 6.34–6.64 | 0.27–1.52 | mg/L | 15.09–21.63 | °C | Data not provided | N/A | Data not provided | N/A | (-)294.4–(-)162.9 | mV | 4,367–35,860 | µS/cm | None | N/A | Data not provided | Data not provided | Data not provided | Data not provided | Data not provided | Data not provided | Y | The necessity and effectiveness of pre‐treatment to condition the water for BCR treatment, MIW loading rate for each BCR medium to achieve effective metal reduction and pH neutralization, Metals removal efficiency (MRE) and sulfate reduction rate for assessing reduction of contaminant toxicity, mass, and volume, through treatment using BCRs, Residuals generation rates (i.e. sludge from precipitation) for operation and maintenance (O&M) consideration, Replacement rate for spent treatment media (substrate for biochemical reactor or limestone in a pre‐treatment process) for O&M consideration, Impacts of wet weather on the treatment effectiveness and how the BCRs would respond to such changes | Data not provided | Data not provided | Data not provided | Data not provided | Data not provided | Data not provided | Data not provided | All values are ND. ND = below detection limit (0.106)
Final Treatability Study Technical Memorandum Formosa Mine Superfund Site Douglas County, Oregon | FORMOSA MINE | ORN001002616 | N/A | OU2 | BCR3 01-03 | Abandoned | Sulfate-reducing bacteria (SRB) BCR with SAPS pre-treatment | Passive | Biochemical reactor (BCR) | Pre-treatment | Formosa 1 Adit discharge | Y | Entire system | Aerobic polishing cell (APC) | Data not provided | Pilot | July 2013- October 2013 | Antimony | Sb, total | mg/L | N | N/A |  |  |  | ND | ND | Not Applicable | [6 empty] | Data not provided | Data not provided | Data not provided | Data not provided | Data not provided | Data not provided | Data not provided | Data not provided | Data not provided | Influent | 3.07–3.37 | 0.05–2.04 | mg/L | 10.13–13.17 | °C | Data not provided | N/A | Data not provided | N/A | 320.9–403.8 | mV | 1,366–1,541 | µS/cm | None | N/A | Data not provided | Data not provided | Data not provided | Data not provided | Data not provided | Data not provided | Y | The necessity and effectiveness of pre‐treatment to condition the water for BCR treatment, MIW loading rate for each BCR medium to achieve effective metal reduction and pH neutralization, Metals removal efficiency (MRE) and sulfate reduction rate for assessing reduction of contaminant toxicity, mass, and volume, through treatment using BCRs, Residuals generation rates (i.e. sludge from precipitation) for operation and maintenance (O&M) consideration, Replacement rate for spent treatment media (substrate for biochemical reactor or limestone in a pre‐treatment process) for O&M consideration, Impacts of wet weather on the treatment effectiveness and how the BCRs would respond to such changes | Data not provided | Data not provided | Data not provided | Data not provided | Data not provided | Data not provided | Data not provided | All values are ND. ND = below detection limit (0.106)
Final Treatability Study Technical Memorandum Formosa Mine Superfund Site Douglas County, Oregon | FORMOSA MINE | ORN001002616 | N/A | OU2 | BCR3 01-03 | Abandoned | Sulfate-reducing bacteria (SRB) BCR with SAPS pre-treatment | Passive | Biochemical reactor (BCR) | Pre-treatment | Formosa 1 Adit discharge | Y | Entire system | Aerobic polishing cell (APC) | Data not provided | Pilot | July 2013- October 2013 | Antimony | Sb, total | mg/L | N | N/A | [6 empty] | ND | ND | Not Applicable |  |  |  | Data not provided | Data not provided | Data not provided | Data not provided | Data not provided | Data not provided | Data not provided | Data not provided | Data not provided | Effluent | 5.99–6.41 | 0.13–1.16 | mg/L | 15.33–20.83 | °C | Data not provided | N/A | Data not provided | N/A | (-)209.4–149.5 | mV | 1,237–7,404 | µS/cm | None | N/A | Data not provided | Data not provided | Data not provided | Data not provided | Data not provided | Data not provided | Y | The necessity and effectiveness of pre‐treatment to condition the water for BCR treatment, MIW loading rate for each BCR medium to achieve effective metal reduction and pH neutralization, Metals removal efficiency (MRE) and sulfate reduction rate for assessing reduction of contaminant toxicity, mass, and volume, through treatment using BCRs, Residuals generation rates (i.e. sludge from precipitation) for operation and maintenance (O&M) consideration, Replacement rate for spent treatment media (substrate for biochemical reactor or limestone in a pre‐treatment process) for O&M consideration, Impacts of wet weather on the treatment effectiveness and how the BCRs would respond to such changes | Data not provided | Data not provided | Data not provided | Data not provided | Data not provided | Data not provided | Data not provided | All values are ND. ND = below detection limit (0.106)
Final Treatability Study Technical Memorandum Formosa Mine Superfund Site Douglas County, Oregon | FORMOSA MINE | ORN001002616 | N/A | OU2 | BCR3 01-03 | Abandoned | Sulfate-reducing bacteria (SRB) BCR with SAPS pre-treatment | Passive | Biochemical reactor (BCR) | Pre-treatment | Formosa 1 Adit discharge | Y | Entire system | Aerobic polishing cell (APC) | Data not provided | Pilot | July 2013- October 2013 | Antimony | Sb, total | mg/L | N | N/A | [9 empty] | ND | ND | Not Applicable | Data not provided | Data not provided | Data not provided | Data not provided | Data not provided | Data not provided | Data not provided | Data not provided | Data not provided | Effluent | 5.99–6.41 | 0.13–1.16 | mg/L | 15.33–20.83 | °C | Data not provided | N/A | Data not provided | N/A | (-)209.4–149.5 | mV | 1,237–7,404 | µS/cm | None | N/A | Data not provided | Data not provided | Data not provided | Data not provided | Data not provided | Data not provided | Y | The necessity and effectiveness of pre‐treatment to condition the water for BCR treatment, MIW loading rate for each BCR medium to achieve effective metal reduction and pH neutralization, Metals removal efficiency (MRE) and sulfate reduction rate for assessing reduction of contaminant toxicity, mass, and volume, through treatment using BCRs, Residuals generation rates (i.e. sludge from precipitation) for operation and maintenance (O&M) consideration, Replacement rate for spent treatment media (substrate for biochemical reactor or limestone in a pre‐treatment process) for O&M consideration, Impacts of wet weather on the treatment effectiveness and how the BCRs would respond to such changes | Data not provided | Data not provided | Data not provided | Data not provided | Data not provided | Data not provided | Data not provided | All values are ND. ND = below detection limit (0.106)
Final Treatability Study Technical Memorandum Formosa Mine Superfund Site Douglas County, Oregon | FORMOSA MINE | ORN001002616 | N/A | OU2 | BCR4 01-04 | Abandoned | Sulfate-reducing bacteria (SRB) BCR with SAPS pre-treatment | Passive | Biochemical reactor (BCR) | Pre-treatment | Formosa 1 Adit discharge | Y | Entire system | Aerobic polishing cell (APC) | Data not provided | Pilot | July 2013- October 2013 | Antimony | Sb, total | mg/L | N | N/A |  |  |  | ND | ND | Not Applicable | [6 empty] | Data not provided | Data not provided | Data not provided | Data not provided | Data not provided | Data not provided | Data not provided | Data not provided | Data not provided | Influent | 3.07–3.37 | 0.05–2.04 | mg/L | 10.13–13.17 | °C | Data not provided | N/A | Data not provided | N/A | 320.9–403.8 | mV | 1,366–1,541 | µS/cm | None | N/A | Data not provided | Data not provided | Data not provided | Data not provided | Data not provided | Data not provided | Y | The necessity and effectiveness of pre‐treatment to condition the water for BCR treatment, MIW loading rate for each BCR medium to achieve effective metal reduction and pH neutralization, Metals removal efficiency (MRE) and sulfate reduction rate for assessing reduction of contaminant toxicity, mass, and volume, through treatment using BCRs, Residuals generation rates (i.e. sludge from precipitation) for operation and maintenance (O&M) consideration, Replacement rate for spent treatment media (substrate for biochemical reactor or limestone in a pre‐treatment process) for O&M consideration, Impacts of wet weather on the treatment effectiveness and how the BCRs would respond to such changes | Data not provided | Data not provided | Data not provided | Data not provided | Data not provided | Data not provided | Data not provided | All values are ND. ND = below detection limit (0.106)
Final Treatability Study Technical Memorandum Formosa Mine Superfund Site Douglas County, Oregon | FORMOSA MINE | ORN001002616 | N/A | OU2 | BCR4 01-04 | Abandoned | Sulfate-reducing bacteria (SRB) BCR with SAPS pre-treatment | Passive | Biochemical reactor (BCR) | Pre-treatment | Formosa 1 Adit discharge | Y | Entire system | Aerobic polishing cell (APC) | Data not provided | Pilot | July 2013- October 2013 | Antimony | Sb, total | mg/L | N | N/A | [6 empty] | ND | ND | Not Applicable |  |  |  | Data not provided | Data not provided | Data not provided | Data not provided | Data not provided | Data not provided | Data not provided | Data not provided | Data not provided | Effluent | 6.25–6.7 | 0.16–1.51 | mg/L | 15.14–21.21 | °C | Data not provided | N/A | Data not provided | N/A | (-)247.6–(-)162.9 | mV | 2,076–23,850 | µS/cm | None | N/A | Data not provided | Data not provided | Data not provided | Data not provided | Data not provided | Data not provided | Y | The necessity and effectiveness of pre‐treatment to condition the water for BCR treatment, MIW loading rate for each BCR medium to achieve effective metal reduction and pH neutralization, Metals removal efficiency (MRE) and sulfate reduction rate for assessing reduction of contaminant toxicity, mass, and volume, through treatment using BCRs, Residuals generation rates (i.e. sludge from precipitation) for operation and maintenance (O&M) consideration, Replacement rate for spent treatment media (substrate for biochemical reactor or limestone in a pre‐treatment process) for O&M consideration, Impacts of wet weather on the treatment effectiveness and how the BCRs would respond to such changes | Data not provided | Data not provided | Data not provided | Data not provided | Data not provided | Data not provided | Data not provided | All values are ND. ND = below detection limit (0.106)
Final Treatability Study Technical Memorandum Formosa Mine Superfund Site Douglas County, Oregon | FORMOSA MINE | ORN001002616 | N/A | OU2 | BCR4 01-04 | Abandoned | Sulfate-reducing bacteria (SRB) BCR with SAPS pre-treatment | Passive | Biochemical reactor (BCR) | Pre-treatment | Formosa 1 Adit discharge | Y | Entire system | Aerobic polishing cell (APC) | Data not provided | Pilot | July 2013- October 2013 | Antimony | Sb, total | mg/L | N | N/A | [9 empty] | ND | ND | Not Applicable | Data not provided | Data not provided | Data not provided | Data not provided | Data not provided | Data not provided | Data not provided | Data not provided | Data not provided | Effluent | 6.25–6.7 | 0.16–1.51 | mg/L | 15.14–21.21 | °C | Data not provided | N/A | Data not provided | N/A | (-)247.6–(-)162.9 | mV | 2,076–23,850 | µS/cm | None | N/A | Data not provided | Data not provided | Data not provided | Data not provided | Data not provided | Data not provided | Y | The necessity and effectiveness of pre‐treatment to condition the water for BCR treatment, MIW loading rate for each BCR medium to achieve effective metal reduction and pH neutralization, Metals removal efficiency (MRE) and sulfate reduction rate for assessing reduction of contaminant toxicity, mass, and volume, through treatment using BCRs, Residuals generation rates (i.e. sludge from precipitation) for operation and maintenance (O&M) consideration, Replacement rate for spent treatment media (substrate for biochemical reactor or limestone in a pre‐treatment process) for O&M consideration, Impacts of wet weather on the treatment effectiveness and how the BCRs would respond to such changes | Data not provided | Data not provided | Data not provided | Data not provided | Data not provided | Data not provided | Data not provided | All values are ND. ND = below detection limit (0.106)
Final Treatability Study Technical Memorandum Formosa Mine Superfund Site Douglas County, Oregon | FORMOSA MINE | ORN001002616 | N/A | OU2 | BCR5 01-05 | Abandoned | Sulfate-reducing bacteria (SRB) BCR with ChitoRem pre-treatment | Passive | Biochemical reactor (BCR) | Pre-treatment | Formosa 1 Adit discharge | Y | Entire system | Aerobic polishing cell (APC) | Data not provided | Pilot | July 2013- October 2013 | Antimony | Sb, total | mg/L | N | N/A |  |  |  | ND | ND | Not Applicable | [6 empty] | Data not provided | Data not provided | Data not provided | Data not provided | Data not provided | Data not provided | Data not provided | Data not provided | Data not provided | Influent | 3.07–3.37 | 0.05–2.04 | mg/L | 10.13–13.17 | °C | Data not provided | N/A | Data not provided | N/A | 320.9–403.8 | mV | 1,366–1,541 | µS/cm | None | N/A | Data not provided | Data not provided | Data not provided | Data not provided | Data not provided | Data not provided | Y | The necessity and effectiveness of pre‐treatment to condition the water for BCR treatment, MIW loading rate for each BCR medium to achieve effective metal reduction and pH neutralization, Metals removal efficiency (MRE) and sulfate reduction rate for assessing reduction of contaminant toxicity, mass, and volume, through treatment using BCRs, Residuals generation rates (i.e. sludge from precipitation) for operation and maintenance (O&M) consideration, Replacement rate for spent treatment media (substrate for biochemical reactor or limestone in a pre‐treatment process) for O&M consideration, Impacts of wet weather on the treatment effectiveness and how the BCRs would respond to such changes | Data not provided | Data not provided | Data not provided | Data not provided | Data not provided | Data not provided | Data not provided | All values are ND. ND = below detection limit (0.106)
Final Treatability Study Technical Memorandum Formosa Mine Superfund Site Douglas County, Oregon | FORMOSA MINE | ORN001002616 | N/A | OU2 | BCR5 01-05 | Abandoned | Sulfate-reducing bacteria (SRB) BCR with ChitoRem pre-treatment | Passive | Biochemical reactor (BCR) | Pre-treatment | Formosa 1 Adit discharge | Y | Entire system | Aerobic polishing cell (APC) | Data not provided | Pilot | July 2013- October 2013 | Antimony | Sb, total | mg/L | N | N/A | [6 empty] | ND | ND | Not Applicable |  |  |  | Data not provided | Data not provided | Data not provided | Data not provided | Data not provided | Data not provided | Data not provided | Data not provided | Data not provided | Effluent | 6.19–6.64 | 0.06–0.93 | mg/L | 15.42–21.53 | °C | Data not provided | N/A | Data not provided | N/A | (-)299–(-)158.1 | mV | 2,087–14,800 | µS/cm | None | N/A | Data not provided | Data not provided | Data not provided | Data not provided | Data not provided | Data not provided | Y | The necessity and effectiveness of pre‐treatment to condition the water for BCR treatment, MIW loading rate for each BCR medium to achieve effective metal reduction and pH neutralization, Metals removal efficiency (MRE) and sulfate reduction rate for assessing reduction of contaminant toxicity, mass, and volume, through treatment using BCRs, Residuals generation rates (i.e. sludge from precipitation) for operation and maintenance (O&M) consideration, Replacement rate for spent treatment media (substrate for biochemical reactor or limestone in a pre‐treatment process) for O&M consideration, Impacts of wet weather on the treatment effectiveness and how the BCRs would respond to such changes | Data not provided | Data not provided | Data not provided | Data not provided | Data not provided | Data not provided | Data not provided | All values are ND. ND = below detection limit (0.106)
Final Treatability Study Technical Memorandum Formosa Mine Superfund Site Douglas County, Oregon | FORMOSA MINE | ORN001002616 | N/A | OU2 | BCR5 01-05 | Abandoned | Sulfate-reducing bacteria (SRB) BCR with ChitoRem pre-treatment | Passive | Biochemical reactor (BCR) | Pre-treatment | Formosa 1 Adit discharge | Y | Entire system | Aerobic polishing cell (APC) | Data not provided | Pilot | July 2013- October 2013 | Antimony | Sb, total | mg/L | N | N/A | [9 empty] | ND | ND | Not Applicable | Data not provided | Data not provided | Data not provided | Data not provided | Data not provided | Data not provided | Data not provided | Data not provided | Data not provided | Effluent | 6.19–6.64 | 0.06–0.93 | mg/L | 15.42–21.53 | °C | Data not provided | N/A | Data not provided | N/A | (-)299–(-)158.1 | mV | 2,087–14,800 | µS/cm | None | N/A | Data not provided | Data not provided | Data not provided | Data not provided | Data not provided | Data not provided | Y | The necessity and effectiveness of pre‐treatment to condition the water for BCR treatment, MIW loading rate for each BCR medium to achieve effective metal reduction and pH neutralization, Metals removal efficiency (MRE) and sulfate reduction rate for assessing reduction of contaminant toxicity, mass, and volume, through treatment using BCRs, Residuals generation rates (i.e. sludge from precipitation) for operation and maintenance (O&M) consideration, Replacement rate for spent treatment media (substrate for biochemical reactor or limestone in a pre‐treatment process) for O&M consideration, Impacts of wet weather on the treatment effectiveness and how the BCRs would respond to such changes | Data not provided | Data not provided | Data not provided | Data not provided | Data not provided | Data not provided | Data not provided | All values are ND. ND = below detection limit (0.106)
Final Treatability Study Technical Memorandum Formosa Mine Superfund Site Douglas County, Oregon | FORMOSA MINE | ORN001002616 | N/A | OU2 | BCR6 01-06 | Abandoned | Sulfate-reducing bacteria (SRB) BCR with ChitoRem pre-treatment | Passive | Biochemical reactor (BCR) | Pre-treatment | Formosa 1 Adit discharge | Y | Entire system | Aerobic polishing cell (APC) | Data not provided | Pilot | July 2013- October 2013 | Antimony | Sb, total | mg/L | N | N/A |  |  |  | ND | ND | Not Applicable | [6 empty] | Data not provided | Data not provided | Data not provided | Data not provided | Data not provided | Data not provided | Data not provided | Data not provided | Data not provided | Influent | 3.07–3.37 | 0.05–2.04 | mg/L | 10.13–13.17 | °C | Data not provided | N/A | Data not provided | N/A | 320.9–403.8 | mV | 1,366–1,541 | µS/cm | None | N/A | Data not provided | Data not provided | Data not provided | Data not provided | Data not provided | Data not provided | Y | The necessity and effectiveness of pre‐treatment to condition the water for BCR treatment, MIW loading rate for each BCR medium to achieve effective metal reduction and pH neutralization, Metals removal efficiency (MRE) and sulfate reduction rate for assessing reduction of contaminant toxicity, mass, and volume, through treatment using BCRs, Residuals generation rates (i.e. sludge from precipitation) for operation and maintenance (O&M) consideration, Replacement rate for spent treatment media (substrate for biochemical reactor or limestone in a pre‐treatment process) for O&M consideration, Impacts of wet weather on the treatment effectiveness and how the BCRs would respond to such changes | Data not provided | Data not provided | Data not provided | Data not provided | Data not provided | Data not provided | Data not provided | All values are ND. ND = below detection limit (0.106)
Final Treatability Study Technical Memorandum Formosa Mine Superfund Site Douglas County, Oregon | FORMOSA MINE | ORN001002616 | N/A | OU2 | BCR6 01-06 | Abandoned | Sulfate-reducing bacteria (SRB) BCR with ChitoRem pre-treatment | Passive | Biochemical reactor (BCR) | Pre-treatment | Formosa 1 Adit discharge | Y | Entire system | Aerobic polishing cell (APC) | Data not provided | Pilot | July 2013- October 2013 | Antimony | Sb, total | mg/L | N | N/A | [6 empty] | ND | ND | Not Applicable |  |  |  | Data not provided | Data not provided | Data not provided | Data not provided | Data not provided | Data not provided | Data not provided | Data not provided | Data not provided | Effluent | 6.3–6.69 | 0.2–1.86 | mg/L | 15.34–21.81 | °C | Data not provided | N/A | Data not provided | N/A | (-)311.4–(-)178.5 | mV | 4,551–37,260 | µS/cm | None | N/A | Data not provided | Data not provided | Data not provided | Data not provided | Data not provided | Data not provided | Y | The necessity and effectiveness of pre‐treatment to condition the water for BCR treatment, MIW loading rate for each BCR medium to achieve effective metal reduction and pH neutralization, Metals removal efficiency (MRE) and sulfate reduction rate for assessing reduction of contaminant toxicity, mass, and volume, through treatment using BCRs, Residuals generation rates (i.e. sludge from precipitation) for operation and maintenance (O&M) consideration, Replacement rate for spent treatment media (substrate for biochemical reactor or limestone in a pre‐treatment process) for O&M consideration, Impacts of wet weather on the treatment effectiveness and how the BCRs would respond to such changes | Data not provided | Data not provided | Data not provided | Data not provided | Data not provided | Data not provided | Data not provided | All values are ND. ND = below detection limit (0.106)
Final Treatability Study Technical Memorandum Formosa Mine Superfund Site Douglas County, Oregon | FORMOSA MINE | ORN001002616 | N/A | OU2 | BCR6 01-06 | Abandoned | Sulfate-reducing bacteria (SRB) BCR with ChitoRem pre-treatment | Passive | Biochemical reactor (BCR) | Pre-treatment | Formosa 1 Adit discharge | Y | Entire system | Aerobic polishing cell (APC) | Data not provided | Pilot | July 2013- October 2013 | Antimony | Sb, total | mg/L | N | N/A | [9 empty] | ND | ND | Not Applicable | Data not provided | Data not provided | Data not provided | Data not provided | Data not provided | Data not provided | Data not provided | Data not provided | Data not provided | Effluent | 6.3–6.69 | 0.2–1.86 | mg/L | 15.34–21.81 | °C | Data not provided | N/A | Data not provided | N/A | (-)311.4–(-)178.5 | mV | 4,551–37,260 | µS/cm | None | N/A | Data not provided | Data not provided | Data not provided | Data not provided | Data not provided | Data not provided | Y | The necessity and effectiveness of pre‐treatment to condition the water for BCR treatment, MIW loading rate for each BCR medium to achieve effective metal reduction and pH neutralization, Metals removal efficiency (MRE) and sulfate reduction rate for assessing reduction of contaminant toxicity, mass, and volume, through treatment using BCRs, Residuals generation rates (i.e. sludge from precipitation) for operation and maintenance (O&M) consideration, Replacement rate for spent treatment media (substrate for biochemical reactor or limestone in a pre‐treatment process) for O&M consideration, Impacts of wet weather on the treatment effectiveness and how the BCRs would respond to such changes | Data not provided | Data not provided | Data not provided | Data not provided | Data not provided | Data not provided | Data not provided | All values are ND. ND = below detection limit (0.106)
Final Treatability Study Technical Memorandum Formosa Mine Superfund Site Douglas County, Oregon | FORMOSA MINE | ORN001002616 | N/A | OU2 | BCR1 01-01 | Abandoned | Sulfate-reducing bacteria (SRB) BCR without pre-treatment | Passive | Biochemical reactor (BCR) | No pre-treatment | Formosa 1 Adit discharge | N | BCR without pre-treatment | Aerobic polishing cell (APC) | Data not provided | Pilot | July 2013- October 2013 | Antimony | Sb, dissolved | mg/L | N | N/A | ND | ND | Not Applicable | [9 empty] | Data not provided | Data not provided | Data not provided | Data not provided | Data not provided | Data not provided | Data not provided | Data not provided | Data not provided | Influent | 3.07–3.37 | 0.05–2.04 | mg/L | 10.13–13.17 | °C | Data not provided | N/A | Data not provided | N/A | 320.9–403.8 | mV | 1,366–1,541 | µS/cm | None | N/A | Data not provided | Data not provided | Data not provided | Data not provided | Data not provided | Data not provided | Y | The necessity and effectiveness of pre‐treatment to condition the water for BCR treatment, MIW loading rate for each BCR medium to achieve effective metal reduction and pH neutralization, Metals removal efficiency (MRE) and sulfate reduction rate for assessing reduction of contaminant toxicity, mass, and volume, through treatment using BCRs, Residuals generation rates (i.e. sludge from precipitation) for operation and maintenance (O&M) consideration, Replacement rate for spent treatment media (substrate for biochemical reactor or limestone in a pre‐treatment process) for O&M consideration, Impacts of wet weather on the treatment effectiveness and how the BCRs would respond to such changes | Data not provided | Data not provided | Data not provided | Data not provided | Data not provided | Data not provided | Data not provided | All values are ND. ND = below detection limit. ND = 0.095 mg/L
Final Treatability Study Technical Memorandum Formosa Mine Superfund Site Douglas County, Oregon | FORMOSA MINE | ORN001002616 | N/A | OU2 | BCR1 01-01 | Abandoned | Sulfate-reducing bacteria (SRB) BCR without pre-treatment | Passive | Biochemical reactor (BCR) | No pre-treatment | Formosa 1 Adit discharge | N | BCR without pre-treatment | Aerobic polishing cell (APC) | Data not provided | Pilot | July 2013- October 2013 | Antimony | Sb, dissolved | mg/L | N | N/A |  |  |  | ND | ND | Not Applicable | [6 empty] | Data not provided | Data not provided | Data not provided | Data not provided | Data not provided | Data not provided | Data not provided | Data not provided | Data not provided | Influent | 3.07–3.37 | 0.05–2.04 | mg/L | 10.13–13.17 | °C | Data not provided | N/A | Data not provided | N/A | 320.9–403.8 | mV | 1,366–1,541 | µS/cm | None | N/A | Data not provided | Data not provided | Data not provided | Data not provided | Data not provided | Data not provided | Y | The necessity and effectiveness of pre‐treatment to condition the water for BCR treatment, MIW loading rate for each BCR medium to achieve effective metal reduction and pH neutralization, Metals removal efficiency (MRE) and sulfate reduction rate for assessing reduction of contaminant toxicity, mass, and volume, through treatment using BCRs, Residuals generation rates (i.e. sludge from precipitation) for operation and maintenance (O&M) consideration, Replacement rate for spent treatment media (substrate for biochemical reactor or limestone in a pre‐treatment process) for O&M consideration, Impacts of wet weather on the treatment effectiveness and how the BCRs would respond to such changes | Data not provided | Data not provided | Data not provided | Data not provided | Data not provided | Data not provided | Data not provided | All values are ND. ND = below detection limit. ND = 0.095 mg/L
Final Treatability Study Technical Memorandum Formosa Mine Superfund Site Douglas County, Oregon | FORMOSA MINE | ORN001002616 | N/A | OU2 | BCR2 01-02 | Abandoned | Sulfate-reducing bacteria (SRB) BCR without pre-treatment | Passive | Biochemical reactor (BCR) | No pre-treatment | Formosa 1 Adit discharge | N | BCR without pre-treatment | Aerobic polishing cell (APC) | Data not provided | Pilot | July 2013- October 2013 | Antimony | Sb, dissolved | mg/L | N | N/A | ND | ND | Not Applicable | [9 empty] | Data not provided | Data not provided | Data not provided | Data not provided | Data not provided | Data not provided | Data not provided | Data not provided | Data not provided | Influent | 3.07–3.37 | 0.05–2.04 | mg/L | 10.13–13.17 | °C | Data not provided | N/A | Data not provided | N/A | 320.9–403.8 | mV | 1,366–1,541 | µS/cm | None | N/A | Data not provided | Data not provided | Data not provided | Data not provided | Data not provided | Data not provided | Y | The necessity and effectiveness of pre‐treatment to condition the water for BCR treatment, MIW loading rate for each BCR medium to achieve effective metal reduction and pH neutralization, Metals removal efficiency (MRE) and sulfate reduction rate for assessing reduction of contaminant toxicity, mass, and volume, through treatment using BCRs, Residuals generation rates (i.e. sludge from precipitation) for operation and maintenance (O&M) consideration, Replacement rate for spent treatment media (substrate for biochemical reactor or limestone in a pre‐treatment process) for O&M consideration, Impacts of wet weather on the treatment effectiveness and how the BCRs would respond to such changes | Data not provided | Data not provided | Data not provided | Data not provided | Data not provided | Data not provided | Data not provided | All values are ND. ND = below detection limit. ND = 0.095 mg/L
Final Treatability Study Technical Memorandum Formosa Mine Superfund Site Douglas County, Oregon | FORMOSA MINE | ORN001002616 | N/A | OU2 | BCR2 01-02 | Abandoned | Sulfate-reducing bacteria (SRB) BCR without pre-treatment | Passive | Biochemical reactor (BCR) | No pre-treatment | Formosa 1 Adit discharge | N | BCR without pre-treatment | Aerobic polishing cell (APC) | Data not provided | Pilot | July 2013- October 2013 | Antimony | Sb, dissolved | mg/L | N | N/A |  |  |  | ND | ND | Not Applicable | [6 empty] | Data not provided | Data not provided | Data not provided | Data not provided | Data not provided | Data not provided | Data not provided | Data not provided | Data not provided | Influent | 3.07–3.37 | 0.05–2.04 | mg/L | 10.13–13.17 | °C | Data not provided | N/A | Data not provided | N/A | 320.9–403.8 | mV | 1,366–1,541 | µS/cm | None | N/A | Data not provided | Data not provided | Data not provided | Data not provided | Data not provided | Data not provided | Y | The necessity and effectiveness of pre‐treatment to condition the water for BCR treatment, MIW loading rate for each BCR medium to achieve effective metal reduction and pH neutralization, Metals removal efficiency (MRE) and sulfate reduction rate for assessing reduction of contaminant toxicity, mass, and volume, through treatment using BCRs, Residuals generation rates (i.e. sludge from precipitation) for operation and maintenance (O&M) consideration, Replacement rate for spent treatment media (substrate for biochemical reactor or limestone in a pre‐treatment process) for O&M consideration, Impacts of wet weather on the treatment effectiveness and how the BCRs would respond to such changes | Data not provided | Data not provided | Data not provided | Data not provided | Data not provided | Data not provided | Data not provided | All values are ND. ND = below detection limit. ND = 0.095 mg/L
Final Treatability Study Technical Memorandum Formosa Mine Superfund Site Douglas County, Oregon | FORMOSA MINE | ORN001002616 | N/A | OU2 | BCR3 01-03 | Abandoned | Sulfate-reducing bacteria (SRB) BCR with SAPS pre-treatment | Passive | Biochemical reactor (BCR) | Pre-treatment | Formosa 1 Adit discharge | Y | Entire system | Aerobic polishing cell (APC) | Data not provided | Pilot | July 2013- October 2013 | Antimony | Sb, dissolved | mg/L | N | N/A | ND | ND | Not Applicable | [9 empty] | Data not provided | Data not provided | Data not provided | Data not provided | Data not provided | Data not provided | Data not provided | Data not provided | Data not provided | Influent | 3.07–3.37 | 0.05–2.04 | mg/L | 10.13–13.17 | °C | Data not provided | N/A | Data not provided | N/A | 320.9–403.8 | mV | 1,366–1,541 | µS/cm | None | N/A | Data not provided | Data not provided | Data not provided | Data not provided | Data not provided | Data not provided | Y | The necessity and effectiveness of pre‐treatment to condition the water for BCR treatment, MIW loading rate for each BCR medium to achieve effective metal reduction and pH neutralization, Metals removal efficiency (MRE) and sulfate reduction rate for assessing reduction of contaminant toxicity, mass, and volume, through treatment using BCRs, Residuals generation rates (i.e. sludge from precipitation) for operation and maintenance (O&M) consideration, Replacement rate for spent treatment media (substrate for biochemical reactor or limestone in a pre‐treatment process) for O&M consideration, Impacts of wet weather on the treatment effectiveness and how the BCRs would respond to such changes | Data not provided | Data not provided | Data not provided | Data not provided | Data not provided | Data not provided | Data not provided | All values are ND. ND = below detection limit. ND = 0.095 mg/L
Final Treatability Study Technical Memorandum Formosa Mine Superfund Site Douglas County, Oregon | FORMOSA MINE | ORN001002616 | N/A | OU2 | BCR3 01-03 | Abandoned | Sulfate-reducing bacteria (SRB) BCR with SAPS pre-treatment | Passive | Biochemical reactor (BCR) | Pre-treatment | Formosa 1 Adit discharge | Y | Entire system | Aerobic polishing cell (APC) | Data not provided | Pilot | July 2013- October 2013 | Antimony | Sb, dissolved | mg/L | N | N/A |  |  |  | ND | ND | Not Applicable | [6 empty] | Data not provided | Data not provided | Data not provided | Data not provided | Data not provided | Data not provided | Data not provided | Data not provided | Data not provided | Influent | 3.07–3.37 | 0.05–2.04 | mg/L | 10.13–13.17 | °C | Data not provided | N/A | Data not provided | N/A | 320.9–403.8 | mV | 1,366–1,541 | µS/cm | None | N/A | Data not provided | Data not provided | Data not provided | Data not provided | Data not provided | Data not provided | Y | The necessity and effectiveness of pre‐treatment to condition the water for BCR treatment, MIW loading rate for each BCR medium to achieve effective metal reduction and pH neutralization, Metals removal efficiency (MRE) and sulfate reduction rate for assessing reduction of contaminant toxicity, mass, and volume, through treatment using BCRs, Residuals generation rates (i.e. sludge from precipitation) for operation and maintenance (O&M) consideration, Replacement rate for spent treatment media (substrate for biochemical reactor or limestone in a pre‐treatment process) for O&M consideration, Impacts of wet weather on the treatment effectiveness and how the BCRs would respond to such changes | Data not provided | Data not provided | Data not provided | Data not provided | Data not provided | Data not provided | Data not provided | All values are ND. ND = below detection limit. ND = 0.095 mg/L
Final Treatability Study Technical Memorandum Formosa Mine Superfund Site Douglas County, Oregon | FORMOSA MINE | ORN001002616 | N/A | OU2 | BCR4 01-04 | Abandoned | Sulfate-reducing bacteria (SRB) BCR with SAPS pre-treatment | Passive | Biochemical reactor (BCR) | Pre-treatment | Formosa 1 Adit discharge | Y | Entire system | Aerobic polishing cell (APC) | Data not provided | Pilot | July 2013- October 2013 | Antimony | Sb, dissolved | mg/L | N | N/A | ND | ND | Not Applicable | [9 empty] | Data not provided | Data not provided | Data not provided | Data not provided | Data not provided | Data not provided | Data not provided | Data not provided | Data not provided | Influent | 3.07–3.37 | 0.05–2.04 | mg/L | 10.13–13.17 | °C | Data not provided | N/A | Data not provided | N/A | 320.9–403.8 | mV | 1,366–1,541 | µS/cm | None | N/A | Data not provided | Data not provided | Data not provided | Data not provided | Data not provided | Data not provided | Y | The necessity and effectiveness of pre‐treatment to condition the water for BCR treatment, MIW loading rate for each BCR medium to achieve effective metal reduction and pH neutralization, Metals removal efficiency (MRE) and sulfate reduction rate for assessing reduction of contaminant toxicity, mass, and volume, through treatment using BCRs, Residuals generation rates (i.e. sludge from precipitation) for operation and maintenance (O&M) consideration, Replacement rate for spent treatment media (substrate for biochemical reactor or limestone in a pre‐treatment process) for O&M consideration, Impacts of wet weather on the treatment effectiveness and how the BCRs would respond to such changes | Data not provided | Data not provided | Data not provided | Data not provided | Data not provided | Data not provided | Data not provided | All values are ND. ND = below detection limit. ND = 0.095 mg/L
Final Treatability Study Technical Memorandum Formosa Mine Superfund Site Douglas County, Oregon | FORMOSA MINE | ORN001002616 | N/A | OU2 | BCR4 01-04 | Abandoned | Sulfate-reducing bacteria (SRB) BCR with SAPS pre-treatment | Passive | Biochemical reactor (BCR) | Pre-treatment | Formosa 1 Adit discharge | Y | Entire system | Aerobic polishing cell (APC) | Data not provided | Pilot | July 2013- October 2013 | Antimony | Sb, dissolved | mg/L | N | N/A |  |  |  | ND | ND | Not Applicable | [6 empty] | Data not provided | Data not provided | Data not provided | Data not provided | Data not provided | Data not provided | Data not provided | Data not provided | Data not provided | Influent | 3.07–3.37 | 0.05–2.04 | mg/L | 10.13–13.17 | °C | Data not provided | N/A | Data not provided | N/A | 320.9–403.8 | mV | 1,366–1,541 | µS/cm | None | N/A | Data not provided | Data not provided | Data not provided | Data not provided | Data not provided | Data not provided | Y | The necessity and effectiveness of pre‐treatment to condition the water for BCR treatment, MIW loading rate for each BCR medium to achieve effective metal reduction and pH neutralization, Metals removal efficiency (MRE) and sulfate reduction rate for assessing reduction of contaminant toxicity, mass, and volume, through treatment using BCRs, Residuals generation rates (i.e. sludge from precipitation) for operation and maintenance (O&M) consideration, Replacement rate for spent treatment media (substrate for biochemical reactor or limestone in a pre‐treatment process) for O&M consideration, Impacts of wet weather on the treatment effectiveness and how the BCRs would respond to such changes | Data not provided | Data not provided | Data not provided | Data not provided | Data not provided | Data not provided | Data not provided | All values are ND. ND = below detection limit. ND = 0.095 mg/L
Final Treatability Study Technical Memorandum Formosa Mine Superfund Site Douglas County, Oregon | FORMOSA MINE | ORN001002616 | N/A | OU2 | BCR5 01-05 | Abandoned | Sulfate-reducing bacteria (SRB) BCR with ChitoRem pre-treatment | Passive | Biochemical reactor (BCR) | Pre-treatment | Formosa 1 Adit discharge | Y | Entire system | Aerobic polishing cell (APC) | Data not provided | Pilot | July 2013- October 2013 | Antimony | Sb, dissolved | mg/L | N | N/A | ND | ND | Not Applicable | [9 empty] | Data not provided | Data not provided | Data not provided | Data not provided | Data not provided | Data not provided | Data not provided | Data not provided | Data not provided | Influent | 3.07–3.37 | 0.05–2.04 | mg/L | 10.13–13.17 | °C | Data not provided | N/A | Data not provided | N/A | 320.9–403.8 | mV | 1,366–1,541 | µS/cm | None | N/A | Data not provided | Data not provided | Data not provided | Data not provided | Data not provided | Data not provided | Y | The necessity and effectiveness of pre‐treatment to condition the water for BCR treatment, MIW loading rate for each BCR medium to achieve effective metal reduction and pH neutralization, Metals removal efficiency (MRE) and sulfate reduction rate for assessing reduction of contaminant toxicity, mass, and volume, through treatment using BCRs, Residuals generation rates (i.e. sludge from precipitation) for operation and maintenance (O&M) consideration, Replacement rate for spent treatment media (substrate for biochemical reactor or limestone in a pre‐treatment process) for O&M consideration, Impacts of wet weather on the treatment effectiveness and how the BCRs would respond to such changes | Data not provided | Data not provided | Data not provided | Data not provided | Data not provided | Data not provided | Data not provided | All values are ND. ND = below detection limit. ND = 0.095 mg/L
Final Treatability Study Technical Memorandum Formosa Mine Superfund Site Douglas County, Oregon | FORMOSA MINE | ORN001002616 | N/A | OU2 | BCR5 01-05 | Abandoned | Sulfate-reducing bacteria (SRB) BCR with ChitoRem pre-treatment | Passive | Biochemical reactor (BCR) | Pre-treatment | Formosa 1 Adit discharge | Y | Entire system | Aerobic polishing cell (APC) | Data not provided | Pilot | July 2013- October 2013 | Antimony | Sb, dissolved | mg/L | N | N/A |  |  |  | ND | ND | Not Applicable | [6 empty] | Data not provided | Data not provided | Data not provided | Data not provided | Data not provided | Data not provided | Data not provided | Data not provided | Data not provided | Influent | 3.07–3.37 | 0.05–2.04 | mg/L | 10.13–13.17 | °C | Data not provided | N/A | Data not provided | N/A | 320.9–403.8 | mV | 1,366–1,541 | µS/cm | None | N/A | Data not provided | Data not provided | Data not provided | Data not provided | Data not provided | Data not provided | Y | The necessity and effectiveness of pre‐treatment to condition the water for BCR treatment, MIW loading rate for each BCR medium to achieve effective metal reduction and pH neutralization, Metals removal efficiency (MRE) and sulfate reduction rate for assessing reduction of contaminant toxicity, mass, and volume, through treatment using BCRs, Residuals generation rates (i.e. sludge from precipitation) for operation and maintenance (O&M) consideration, Replacement rate for spent treatment media (substrate for biochemical reactor or limestone in a pre‐treatment process) for O&M consideration, Impacts of wet weather on the treatment effectiveness and how the BCRs would respond to such changes | Data not provided | Data not provided | Data not provided | Data not provided | Data not provided | Data not provided | Data not provided | All values are ND. ND = below detection limit. ND = 0.095 mg/L
Final Treatability Study Technical Memorandum Formosa Mine Superfund Site Douglas County, Oregon | FORMOSA MINE | ORN001002616 | N/A | OU2 | BCR6 01-06 | Abandoned | Sulfate-reducing bacteria (SRB) BCR with ChitoRem pre-treatment | Passive | Biochemical reactor (BCR) | Pre-treatment | Formosa 1 Adit discharge | Y | Entire system | Aerobic polishing cell (APC) | Data not provided | Pilot | July 2013- October 2013 | Antimony | Sb, dissolved | mg/L | N | N/A | ND | ND | Not Applicable | [9 empty] | Data not provided | Data not provided | Data not provided | Data not provided | Data not provided | Data not provided | Data not provided | Data not provided | Data not provided | Influent | 3.07–3.37 | 0.05–2.04 | mg/L | 10.13–13.17 | °C | Data not provided | N/A | Data not provided | N/A | 320.9–403.8 | mV | 1,366–1,541 | µS/cm | None | N/A | Data not provided | Data not provided | Data not provided | Data not provided | Data not provided | Data not provided | Y | The necessity and effectiveness of pre‐treatment to condition the water for BCR treatment, MIW loading rate for each BCR medium to achieve effective metal reduction and pH neutralization, Metals removal efficiency (MRE) and sulfate reduction rate for assessing reduction of contaminant toxicity, mass, and volume, through treatment using BCRs, Residuals generation rates (i.e. sludge from precipitation) for operation and maintenance (O&M) consideration, Replacement rate for spent treatment media (substrate for biochemical reactor or limestone in a pre‐treatment process) for O&M consideration, Impacts of wet weather on the treatment effectiveness and how the BCRs would respond to such changes | Data not provided | Data not provided | Data not provided | Data not provided | Data not provided | Data not provided | Data not provided | All values are ND. ND = below detection limit. ND = 0.095 mg/L
Final Treatability Study Technical Memorandum Formosa Mine Superfund Site Douglas County, Oregon | FORMOSA MINE | ORN001002616 | N/A | OU2 | BCR6 01-06 | Abandoned | Sulfate-reducing bacteria (SRB) BCR with ChitoRem pre-treatment | Passive | Biochemical reactor (BCR) | Pre-treatment | Formosa 1 Adit discharge | Y | Entire system | Aerobic polishing cell (APC) | Data not provided | Pilot | July 2013- October 2013 | Antimony | Sb, dissolved | mg/L | N | N/A |  |  |  | ND | ND | Not Applicable | [6 empty] | Data not provided | Data not provided | Data not provided | Data not provided | Data not provided | Data not provided | Data not provided | Data not provided | Data not provided | Influent | 3.07–3.37 | 0.05–2.04 | mg/L | 10.13–13.17 | °C | Data not provided | N/A | Data not provided | N/A | 320.9–403.8 | mV | 1,366–1,541 | µS/cm | None | N/A | Data not provided | Data not provided | Data not provided | Data not provided | Data not provided | Data not provided | Y | The necessity and effectiveness of pre‐treatment to condition the water for BCR treatment, MIW loading rate for each BCR medium to achieve effective metal reduction and pH neutralization, Metals removal efficiency (MRE) and sulfate reduction rate for assessing reduction of contaminant toxicity, mass, and volume, through treatment using BCRs, Residuals generation rates (i.e. sludge from precipitation) for operation and maintenance (O&M) consideration, Replacement rate for spent treatment media (substrate for biochemical reactor or limestone in a pre‐treatment process) for O&M consideration, Impacts of wet weather on the treatment effectiveness and how the BCRs would respond to such changes | Data not provided | Data not provided | Data not provided | Data not provided | Data not provided | Data not provided | Data not provided | All values are ND. ND = below detection limit. ND = 0.095 mg/L
Final Treatability Study Technical Memorandum Formosa Mine Superfund Site Douglas County, Oregon | FORMOSA MINE | ORN001002616 | N/A | OU2 | BCR1 01-01 | Abandoned | Sulfate-reducing bacteria (SRB) BCR without pre-treatment | Passive | Biochemical reactor (BCR) | No pre-treatment | Formosa 1 Adit discharge | N | BCR without pre-treatment | Aerobic polishing cell (APC) | Data not provided | Pilot | July 2013- October 2013 | Antimony | Sb, total | mg/L | N | N/A | ND | ND | Not Applicable | [9 empty] | Data not provided | Data not provided | Data not provided | Data not provided | Data not provided | Data not provided | Data not provided | Data not provided | Data not provided | Influent | 3.07–3.37 | 0.05–2.04 | mg/L | 10.13–13.17 | °C | Data not provided | N/A | Data not provided | N/A | 320.9–403.8 | mV | 1,366–1,541 | µS/cm | None | N/A | Data not provided | Data not provided | Data not provided | Data not provided | Data not provided | Data not provided | Y | The necessity and effectiveness of pre‐treatment to condition the water for BCR treatment, MIW loading rate for each BCR medium to achieve effective metal reduction and pH neutralization, Metals removal efficiency (MRE) and sulfate reduction rate for assessing reduction of contaminant toxicity, mass, and volume, through treatment using BCRs, Residuals generation rates (i.e. sludge from precipitation) for operation and maintenance (O&M) consideration, Replacement rate for spent treatment media (substrate for biochemical reactor or limestone in a pre‐treatment process) for O&M consideration, Impacts of wet weather on the treatment effectiveness and how the BCRs would respond to such changes | Data not provided | Data not provided | Data not provided | Data not provided | Data not provided | Data not provided | Data not provided | All values are ND. ND = below detection limit. ND = 0.106 mg/L
Final Treatability Study Technical Memorandum Formosa Mine Superfund Site Douglas County, Oregon | FORMOSA MINE | ORN001002616 | N/A | OU2 | BCR1 01-01 | Abandoned | Sulfate-reducing bacteria (SRB) BCR without pre-treatment | Passive | Biochemical reactor (BCR) | No pre-treatment | Formosa 1 Adit discharge | N | BCR without pre-treatment | Aerobic polishing cell (APC) | Data not provided | Pilot | July 2013- October 2013 | Antimony | Sb, total | mg/L | N | N/A | ND | ND | Not Applicable | [9 empty] | Data not provided | Data not provided | Data not provided | Data not provided | Data not provided | Data not provided | Data not provided | Data not provided | Data not provided | Influent | 3.07–3.37 | 0.05–2.04 | mg/L | 10.13–13.17 | °C | Data not provided | N/A | Data not provided | N/A | 320.9–403.8 | mV | 1,366–1,541 | µS/cm | None | N/A | Data not provided | Data not provided | Data not provided | Data not provided | Data not provided | Data not provided | Y | The necessity and effectiveness of pre‐treatment to condition the water for BCR treatment, MIW loading rate for each BCR medium to achieve effective metal reduction and pH neutralization, Metals removal efficiency (MRE) and sulfate reduction rate for assessing reduction of contaminant toxicity, mass, and volume, through treatment using BCRs, Residuals generation rates (i.e. sludge from precipitation) for operation and maintenance (O&M) consideration, Replacement rate for spent treatment media (substrate for biochemical reactor or limestone in a pre‐treatment process) for O&M consideration, Impacts of wet weather on the treatment effectiveness and how the BCRs would respond to such changes | Data not provided | Data not provided | Data not provided | Data not provided | Data not provided | Data not provided | Data not provided | All values are ND. ND = below detection limit. ND = 0.106 mg/L
Final Treatability Study Technical Memorandum Formosa Mine Superfund Site Douglas County, Oregon | FORMOSA MINE | ORN001002616 | N/A | OU2 | BCR2 01-02 | Abandoned | Sulfate-reducing bacteria (SRB) BCR without pre-treatment | Passive | Biochemical reactor (BCR) | No pre-treatment | Formosa 1 Adit discharge | N | BCR without pre-treatment | Aerobic polishing cell (APC) | Data not provided | Pilot | July 2013- October 2013 | Antimony | Sb, total | mg/L | N | N/A | ND | ND | Not Applicable | [9 empty] | Data not provided | Data not provided | Data not provided | Data not provided | Data not provided | Data not provided | Data not provided | Data not provided | Data not provided | Influent | 3.07–3.37 | 0.05–2.04 | mg/L | 10.13–13.17 | °C | Data not provided | N/A | Data not provided | N/A | 320.9–403.8 | mV | 1,366–1,541 | µS/cm | None | N/A | Data not provided | Data not provided | Data not provided | Data not provided | Data not provided | Data not provided | Y | The necessity and effectiveness of pre‐treatment to condition the water for BCR treatment, MIW loading rate for each BCR medium to achieve effective metal reduction and pH neutralization, Metals removal efficiency (MRE) and sulfate reduction rate for assessing reduction of contaminant toxicity, mass, and volume, through treatment using BCRs, Residuals generation rates (i.e. sludge from precipitation) for operation and maintenance (O&M) consideration, Replacement rate for spent treatment media (substrate for biochemical reactor or limestone in a pre‐treatment process) for O&M consideration, Impacts of wet weather on the treatment effectiveness and how the BCRs would respond to such changes | Data not provided | Data not provided | Data not provided | Data not provided | Data not provided | Data not provided | Data not provided | All values are ND. ND = below detection limit. ND = 0.106 mg/L
Final Treatability Study Technical Memorandum Formosa Mine Superfund Site Douglas County, Oregon | FORMOSA MINE | ORN001002616 | N/A | OU2 | BCR3 01-03 | Abandoned | Sulfate-reducing bacteria (SRB) BCR with SAPS pre-treatment | Passive | Biochemical reactor (BCR) | Pre-treatment | Formosa 1 Adit discharge | Y | Entire system | Aerobic polishing cell (APC) | Data not provided | Pilot | July 2013- October 2013 | Antimony | Sb, total | mg/L | N | N/A | ND | ND | Not Applicable | [9 empty] | Data not provided | Data not provided | Data not provided | Data not provided | Data not provided | Data not provided | Data not provided | Data not provided | Data not provided | Influent | 3.07–3.37 | 0.05–2.04 | mg/L | 10.13–13.17 | °C | Data not provided | N/A | Data not provided | N/A | 320.9–403.8 | mV | 1,366–1,541 | µS/cm | None | N/A | Data not provided | Data not provided | Data not provided | Data not provided | Data not provided | Data not provided | Y | The necessity and effectiveness of pre‐treatment to condition the water for BCR treatment, MIW loading rate for each BCR medium to achieve effective metal reduction and pH neutralization, Metals removal efficiency (MRE) and sulfate reduction rate for assessing reduction of contaminant toxicity, mass, and volume, through treatment using BCRs, Residuals generation rates (i.e. sludge from precipitation) for operation and maintenance (O&M) consideration, Replacement rate for spent treatment media (substrate for biochemical reactor or limestone in a pre‐treatment process) for O&M consideration, Impacts of wet weather on the treatment effectiveness and how the BCRs would respond to such changes | Data not provided | Data not provided | Data not provided | Data not provided | Data not provided | Data not provided | Data not provided | All values are ND. ND = below detection limit. ND = 0.106 mg/L
Final Treatability Study Technical Memorandum Formosa Mine Superfund Site Douglas County, Oregon | FORMOSA MINE | ORN001002616 | N/A | OU2 | BCR4 01-04 | Abandoned | Sulfate-reducing bacteria (SRB) BCR with SAPS pre-treatment | Passive | Biochemical reactor (BCR) | Pre-treatment | Formosa 1 Adit discharge | Y | Entire system | Aerobic polishing cell (APC) | Data not provided | Pilot | July 2013- October 2013 | Antimony | Sb, total | mg/L | N | N/A | ND | ND | Not Applicable | [9 empty] | Data not provided | Data not provided | Data not provided | Data not provided | Data not provided | Data not provided | Data not provided | Data not provided | Data not provided | Influent | 3.07–3.37 | 0.05–2.04 | mg/L | 10.13–13.17 | °C | Data not provided | N/A | Data not provided | N/A | 320.9–403.8 | mV | 1,366–1,541 | µS/cm | None | N/A | Data not provided | Data not provided | Data not provided | Data not provided | Data not provided | Data not provided | Y | The necessity and effectiveness of pre‐treatment to condition the water for BCR treatment, MIW loading rate for each BCR medium to achieve effective metal reduction and pH neutralization, Metals removal efficiency (MRE) and sulfate reduction rate for assessing reduction of contaminant toxicity, mass, and volume, through treatment using BCRs, Residuals generation rates (i.e. sludge from precipitation) for operation and maintenance (O&M) consideration, Replacement rate for spent treatment media (substrate for biochemical reactor or limestone in a pre‐treatment process) for O&M consideration, Impacts of wet weather on the treatment effectiveness and how the BCRs would respond to such changes | Data not provided | Data not provided | Data not provided | Data not provided | Data not provided | Data not provided | Data not provided | All values are ND. ND = below detection limit. ND = 0.106 mg/L
Final Treatability Study Technical Memorandum Formosa Mine Superfund Site Douglas County, Oregon | FORMOSA MINE | ORN001002616 | N/A | OU2 | BCR5 01-05 | Abandoned | Sulfate-reducing bacteria (SRB) BCR with ChitoRem pre-treatment | Passive | Biochemical reactor (BCR) | Pre-treatment | Formosa 1 Adit discharge | Y | Entire system | Aerobic polishing cell (APC) | Data not provided | Pilot | July 2013- October 2013 | Antimony | Sb, total | mg/L | N | N/A | ND | ND | Not Applicable | [9 empty] | Data not provided | Data not provided | Data not provided | Data not provided | Data not provided | Data not provided | Data not provided | Data not provided | Data not provided | Influent | 3.07–3.37 | 0.05–2.04 | mg/L | 10.13–13.17 | °C | Data not provided | N/A | Data not provided | N/A | 320.9–403.8 | mV | 1,366–1,541 | µS/cm | None | N/A | Data not provided | Data not provided | Data not provided | Data not provided | Data not provided | Data not provided | Y | The necessity and effectiveness of pre‐treatment to condition the water for BCR treatment, MIW loading rate for each BCR medium to achieve effective metal reduction and pH neutralization, Metals removal efficiency (MRE) and sulfate reduction rate for assessing reduction of contaminant toxicity, mass, and volume, through treatment using BCRs, Residuals generation rates (i.e. sludge from precipitation) for operation and maintenance (O&M) consideration, Replacement rate for spent treatment media (substrate for biochemical reactor or limestone in a pre‐treatment process) for O&M consideration, Impacts of wet weather on the treatment effectiveness and how the BCRs would respond to such changes | Data not provided | Data not provided | Data not provided | Data not provided | Data not provided | Data not provided | Data not provided | All values are ND. ND = below detection limit. ND = 0.106 mg/L
Final Treatability Study Technical Memorandum Formosa Mine Superfund Site Douglas County, Oregon | FORMOSA MINE | ORN001002616 | N/A | OU2 | BCR1 01-01 | Abandoned | Sulfate-reducing bacteria (SRB) BCR without pre-treatment | Passive | Biochemical reactor (BCR) | No pre-treatment | Formosa 1 Adit discharge | N | BCR without pre-treatment | Aerobic polishing cell (APC) | Data not provided | Pilot | July 2013- October 2013 | Mercury | Hg, total | mg/L | N | N/A | ND | ND | Not Applicable | [9 empty] | Data not provided | Data not provided | Data not provided | Data not provided | Data not provided | Data not provided | Data not provided | Data not provided | Data not provided | Influent | 3.14–3.34 | 1.59–2.04 | mg/L | 10.71–13.17 | °C | Data not provided | N/A | Data not provided | N/A | 389.1–397.6 | mV | 1,470–1,541 | µS/cm | None | N/A | Data not provided | Data not provided | Data not provided | Data not provided | Data not provided | Data not provided | Y | The necessity and effectiveness of pre‐treatment to condition the water for BCR treatment, MIW loading rate for each BCR medium to achieve effective metal reduction and pH neutralization, Metals removal efficiency (MRE) and sulfate reduction rate for assessing reduction of contaminant toxicity, mass, and volume, through treatment using BCRs, Residuals generation rates (i.e. sludge from precipitation) for operation and maintenance (O&M) consideration, Replacement rate for spent treatment media (substrate for biochemical reactor or limestone in a pre‐treatment process) for O&M consideration, Impacts of wet weather on the treatment effectiveness and how the BCRs would respond to such changes | Data not provided | Data not provided | Data not provided | Data not provided | Data not provided | Data not provided | Data not provided | All values were either ND or NR. ND = below detection limit (0.139). NR = not reported.
Final Treatability Study Technical Memorandum Formosa Mine Superfund Site Douglas County, Oregon | FORMOSA MINE | ORN001002616 | N/A | OU2 | BCR1 01-01 | Abandoned | Sulfate-reducing bacteria (SRB) BCR without pre-treatment | Passive | Biochemical reactor (BCR) | No pre-treatment | Formosa 1 Adit discharge | N | BCR without pre-treatment | Aerobic polishing cell (APC) | Data not provided | Pilot | July 2013- October 2013 | Mercury | Hg, total | mg/L | N | N/A |  |  |  | ND | ND | Not Applicable | [6 empty] | Data not provided | Data not provided | Data not provided | Data not provided | Data not provided | Data not provided | Data not provided | Data not provided | Data not provided | Influent | 3.14–3.34 | 1.59–2.04 | mg/L | 10.71–13.17 | °C | Data not provided | N/A | Data not provided | N/A | 389.1–397.6 | mV | 1,470–1,541 | µS/cm | None | N/A | Data not provided | Data not provided | Data not provided | Data not provided | Data not provided | Data not provided | Y | The necessity and effectiveness of pre‐treatment to condition the water for BCR treatment, MIW loading rate for each BCR medium to achieve effective metal reduction and pH neutralization, Metals removal efficiency (MRE) and sulfate reduction rate for assessing reduction of contaminant toxicity, mass, and volume, through treatment using BCRs, Residuals generation rates (i.e. sludge from precipitation) for operation and maintenance (O&M) consideration, Replacement rate for spent treatment media (substrate for biochemical reactor or limestone in a pre‐treatment process) for O&M consideration, Impacts of wet weather on the treatment effectiveness and how the BCRs would respond to such changes | Data not provided | Data not provided | Data not provided | Data not provided | Data not provided | Data not provided | Data not provided | All values were either ND or NR. ND = below detection limit (0.139). NR = not reported.
Final Treatability Study Technical Memorandum Formosa Mine Superfund Site Douglas County, Oregon | FORMOSA MINE | ORN001002616 | N/A | OU2 | BCR1 01-01 | Abandoned | Sulfate-reducing bacteria (SRB) BCR without pre-treatment | Passive | Biochemical reactor (BCR) | No pre-treatment | Formosa 1 Adit discharge | N | BCR without pre-treatment | Aerobic polishing cell (APC) | Data not provided | Pilot | July 2013- October 2013 | Mercury | Hg, total | mg/L | N | N/A | [6 empty] | ND | ND | Not Applicable |  |  |  | Data not provided | Data not provided | Data not provided | Data not provided | Data not provided | Data not provided | Data not provided | Data not provided | Data not provided | Effluent | 5.96–6.36 | 0.11–0.7 | mg/L | 18.75–21.04 | °C | Data not provided | N/A | Data not provided | N/A | (-)158.5–5.6 | mV | 1,484–3,928 | µS/cm | None | N/A | Data not provided | Data not provided | Data not provided | Data not provided | Data not provided | Data not provided | Y | The necessity and effectiveness of pre‐treatment to condition the water for BCR treatment, MIW loading rate for each BCR medium to achieve effective metal reduction and pH neutralization, Metals removal efficiency (MRE) and sulfate reduction rate for assessing reduction of contaminant toxicity, mass, and volume, through treatment using BCRs, Residuals generation rates (i.e. sludge from precipitation) for operation and maintenance (O&M) consideration, Replacement rate for spent treatment media (substrate for biochemical reactor or limestone in a pre‐treatment process) for O&M consideration, Impacts of wet weather on the treatment effectiveness and how the BCRs would respond to such changes | Data not provided | Data not provided | Data not provided | Data not provided | Data not provided | Data not provided | Data not provided | All values were either ND or NR. ND = below detection limit (0.139). NR = not reported.
Final Treatability Study Technical Memorandum Formosa Mine Superfund Site Douglas County, Oregon | FORMOSA MINE | ORN001002616 | N/A | OU2 | BCR1 01-01 | Abandoned | Sulfate-reducing bacteria (SRB) BCR without pre-treatment | Passive | Biochemical reactor (BCR) | No pre-treatment | Formosa 1 Adit discharge | N | BCR without pre-treatment | Aerobic polishing cell (APC) | Data not provided | Pilot | July 2013- October 2013 | Mercury | Hg, total | mg/L | N | N/A | [9 empty] | ND | ND | Not Applicable | Data not provided | Data not provided | Data not provided | Data not provided | Data not provided | Data not provided | Data not provided | Data not provided | Data not provided | Effluent | 5.96–6.36 | 0.11–0.7 | mg/L | 18.75–21.04 | °C | Data not provided | N/A | Data not provided | N/A | (-)158.5–5.6 | mV | 1,484–3,928 | µS/cm | None | N/A | Data not provided | Data not provided | Data not provided | Data not provided | Data not provided | Data not provided | Y | The necessity and effectiveness of pre‐treatment to condition the water for BCR treatment, MIW loading rate for each BCR medium to achieve effective metal reduction and pH neutralization, Metals removal efficiency (MRE) and sulfate reduction rate for assessing reduction of contaminant toxicity, mass, and volume, through treatment using BCRs, Residuals generation rates (i.e. sludge from precipitation) for operation and maintenance (O&M) consideration, Replacement rate for spent treatment media (substrate for biochemical reactor or limestone in a pre‐treatment process) for O&M consideration, Impacts of wet weather on the treatment effectiveness and how the BCRs would respond to such changes | Data not provided | Data not provided | Data not provided | Data not provided | Data not provided | Data not provided | Data not provided | All values were either ND or NR. ND = below detection limit (0.139). NR = not reported.
Final Treatability Study Technical Memorandum Formosa Mine Superfund Site Douglas County, Oregon | FORMOSA MINE | ORN001002616 | N/A | OU2 | BCR1 01-01 | Abandoned | Sulfate-reducing bacteria (SRB) BCR without pre-treatment | Passive | Biochemical reactor (BCR) | No pre-treatment | Formosa 1 Adit discharge | N | BCR without pre-treatment | Aerobic polishing cell (APC) | Data not provided | Pilot | July 2013- October 2013 | Mercury | Hg, dissolved | mg/L | N | N/A | ND | ND | Not Applicable | [9 empty] | Data not provided | Data not provided | Data not provided | Data not provided | Data not provided | Data not provided | Data not provided | Data not provided | Data not provided | Influent | 3.14–3.34 | 1.59–2.04 | mg/L | 10.71–13.17 | °C | Data not provided | N/A | Data not provided | N/A | 389.1–397.6 | mV | 1,470–1,541 | µS/cm | None | N/A | Data not provided | Data not provided | Data not provided | Data not provided | Data not provided | Data not provided | Y | The necessity and effectiveness of pre‐treatment to condition the water for BCR treatment, MIW loading rate for each BCR medium to achieve effective metal reduction and pH neutralization, Metals removal efficiency (MRE) and sulfate reduction rate for assessing reduction of contaminant toxicity, mass, and volume, through treatment using BCRs, Residuals generation rates (i.e. sludge from precipitation) for operation and maintenance (O&M) consideration, Replacement rate for spent treatment media (substrate for biochemical reactor or limestone in a pre‐treatment process) for O&M consideration, Impacts of wet weather on the treatment effectiveness and how the BCRs would respond to such changes | Data not provided | Data not provided | Data not provided | Data not provided | Data not provided | Data not provided | Data not provided | All values were either ND or NR. ND = below detection limit (0.139). NR = not reported.
Final Treatability Study Technical Memorandum Formosa Mine Superfund Site Douglas County, Oregon | FORMOSA MINE | ORN001002616 | N/A | OU2 | BCR1 01-01 | Abandoned | Sulfate-reducing bacteria (SRB) BCR without pre-treatment | Passive | Biochemical reactor (BCR) | No pre-treatment | Formosa 1 Adit discharge | N | BCR without pre-treatment | Aerobic polishing cell (APC) | Data not provided | Pilot | July 2013- October 2013 | Mercury | Hg, dissolved | mg/L | N | N/A |  |  |  | ND | ND | Not Applicable | [6 empty] | Data not provided | Data not provided | Data not provided | Data not provided | Data not provided | Data not provided | Data not provided | Data not provided | Data not provided | Influent | 3.14–3.34 | 1.59–2.04 | mg/L | 10.71–13.17 | °C | Data not provided | N/A | Data not provided | N/A | 389.1–397.6 | mV | 1,470–1,541 | µS/cm | None | N/A | Data not provided | Data not provided | Data not provided | Data not provided | Data not provided | Data not provided | Y | The necessity and effectiveness of pre‐treatment to condition the water for BCR treatment, MIW loading rate for each BCR medium to achieve effective metal reduction and pH neutralization, Metals removal efficiency (MRE) and sulfate reduction rate for assessing reduction of contaminant toxicity, mass, and volume, through treatment using BCRs, Residuals generation rates (i.e. sludge from precipitation) for operation and maintenance (O&M) consideration, Replacement rate for spent treatment media (substrate for biochemical reactor or limestone in a pre‐treatment process) for O&M consideration, Impacts of wet weather on the treatment effectiveness and how the BCRs would respond to such changes | Data not provided | Data not provided | Data not provided | Data not provided | Data not provided | Data not provided | Data not provided | All values were either ND or NR. ND = below detection limit (0.139). NR = not reported.
Final Treatability Study Technical Memorandum Formosa Mine Superfund Site Douglas County, Oregon | FORMOSA MINE | ORN001002616 | N/A | OU2 | BCR1 01-01 | Abandoned | Sulfate-reducing bacteria (SRB) BCR without pre-treatment | Passive | Biochemical reactor (BCR) | No pre-treatment | Formosa 1 Adit discharge | N | BCR without pre-treatment | Aerobic polishing cell (APC) | Data not provided | Pilot | July 2013- October 2013 | Mercury | Hg, dissolved | mg/L | N | N/A | [6 empty] | ND | ND | Not Applicable |  |  |  | Data not provided | Data not provided | Data not provided | Data not provided | Data not provided | Data not provided | Data not provided | Data not provided | Data not provided | Effluent | 5.42–6.25 | 0.11–0.7 | mg/L | 18.75–21.04 | °C | Data not provided | N/A | Data not provided | N/A | (-)158.5–5.6 | mV | 1,484–3,928 | µS/cm | None | N/A | Data not provided | Data not provided | Data not provided | Data not provided | Data not provided | Data not provided | Y | The necessity and effectiveness of pre‐treatment to condition the water for BCR treatment, MIW loading rate for each BCR medium to achieve effective metal reduction and pH neutralization, Metals removal efficiency (MRE) and sulfate reduction rate for assessing reduction of contaminant toxicity, mass, and volume, through treatment using BCRs, Residuals generation rates (i.e. sludge from precipitation) for operation and maintenance (O&M) consideration, Replacement rate for spent treatment media (substrate for biochemical reactor or limestone in a pre‐treatment process) for O&M consideration, Impacts of wet weather on the treatment effectiveness and how the BCRs would respond to such changes | Data not provided | Data not provided | Data not provided | Data not provided | Data not provided | Data not provided | Data not provided | All values were either ND or NR. ND = below detection limit (0.139). NR = not reported.
Final Treatability Study Technical Memorandum Formosa Mine Superfund Site Douglas County, Oregon | FORMOSA MINE | ORN001002616 | N/A | OU2 | BCR1 01-01 | Abandoned | Sulfate-reducing bacteria (SRB) BCR without pre-treatment | Passive | Biochemical reactor (BCR) | No pre-treatment | Formosa 1 Adit discharge | N | BCR without pre-treatment | Aerobic polishing cell (APC) | Data not provided | Pilot | July 2013- October 2013 | Mercury | Hg, dissolved | mg/L | N | N/A | [9 empty] | ND | ND | Not Applicable | Data not provided | Data not provided | Data not provided | Data not provided | Data not provided | Data not provided | Data not provided | Data not provided | Data not provided | Effluent | 5.42–6.25 | 0.11–0.7 | mg/L | 18.75–21.04 | °C | Data not provided | N/A | Data not provided | N/A | (-)158.5–5.6 | mV | 1,484–3,928 | µS/cm | None | N/A | Data not provided | Data not provided | Data not provided | Data not provided | Data not provided | Data not provided | Y | The necessity and effectiveness of pre‐treatment to condition the water for BCR treatment, MIW loading rate for each BCR medium to achieve effective metal reduction and pH neutralization, Metals removal efficiency (MRE) and sulfate reduction rate for assessing reduction of contaminant toxicity, mass, and volume, through treatment using BCRs, Residuals generation rates (i.e. sludge from precipitation) for operation and maintenance (O&M) consideration, Replacement rate for spent treatment media (substrate for biochemical reactor or limestone in a pre‐treatment process) for O&M consideration, Impacts of wet weather on the treatment effectiveness and how the BCRs would respond to such changes | Data not provided | Data not provided | Data not provided | Data not provided | Data not provided | Data not provided | Data not provided | All values were either ND or NR. ND = below detection limit (0.139). NR = not reported.
Final Treatability Study Technical Memorandum Formosa Mine Superfund Site Douglas County, Oregon | FORMOSA MINE | ORN001002616 | N/A | OU2 | BCR2 01-02 | Abandoned | Sulfate-reducing bacteria (SRB) BCR without pre-treatment | Passive | Biochemical reactor (BCR) | No pre-treatment | Formosa 1 Adit discharge | N | BCR without pre-treatment | Aerobic polishing cell (APC) | Data not provided | Pilot | July 2013- October 2013 | Mercury | Hg, total | mg/L | N | N/A | ND | ND | Not Applicable | [9 empty] | Data not provided | Data not provided | Data not provided | Data not provided | Data not provided | Data not provided | Data not provided | Data not provided | Data not provided | Influent | 3.14–3.34 | 1.59–2.04 | mg/L | 10.71–13.17 | °C | Data not provided | N/A | Data not provided | N/A | 389.1–397.6 | mV | 1,470–1,541 | µS/cm | None | N/A | Data not provided | Data not provided | Data not provided | Data not provided | Data not provided | Data not provided | Y | The necessity and effectiveness of pre‐treatment to condition the water for BCR treatment, MIW loading rate for each BCR medium to achieve effective metal reduction and pH neutralization, Metals removal efficiency (MRE) and sulfate reduction rate for assessing reduction of contaminant toxicity, mass, and volume, through treatment using BCRs, Residuals generation rates (i.e. sludge from precipitation) for operation and maintenance (O&M) consideration, Replacement rate for spent treatment media (substrate for biochemical reactor or limestone in a pre‐treatment process) for O&M consideration, Impacts of wet weather on the treatment effectiveness and how the BCRs would respond to such changes | Data not provided | Data not provided | Data not provided | Data not provided | Data not provided | Data not provided | Data not provided | All values were either ND or NR. ND = below detection limit (0.139). NR = not reported.
Final Treatability Study Technical Memorandum Formosa Mine Superfund Site Douglas County, Oregon | FORMOSA MINE | ORN001002616 | N/A | OU2 | BCR2 01-02 | Abandoned | Sulfate-reducing bacteria (SRB) BCR without pre-treatment | Passive | Biochemical reactor (BCR) | No pre-treatment | Formosa 1 Adit discharge | N | BCR without pre-treatment | Aerobic polishing cell (APC) | Data not provided | Pilot | July 2013- October 2013 | Mercury | Hg, total | mg/L | N | N/A |  |  |  | ND | ND | Not Applicable | [6 empty] | Data not provided | Data not provided | Data not provided | Data not provided | Data not provided | Data not provided | Data not provided | Data not provided | Data not provided | Influent | 3.14–3.34 | 1.59–2.04 | mg/L | 10.71–13.17 | °C | Data not provided | N/A | Data not provided | N/A | 389.1–397.6 | mV | 1,470–1,541 | µS/cm | None | N/A | Data not provided | Data not provided | Data not provided | Data not provided | Data not provided | Data not provided | Y | The necessity and effectiveness of pre‐treatment to condition the water for BCR treatment, MIW loading rate for each BCR medium to achieve effective metal reduction and pH neutralization, Metals removal efficiency (MRE) and sulfate reduction rate for assessing reduction of contaminant toxicity, mass, and volume, through treatment using BCRs, Residuals generation rates (i.e. sludge from precipitation) for operation and maintenance (O&M) consideration, Replacement rate for spent treatment media (substrate for biochemical reactor or limestone in a pre‐treatment process) for O&M consideration, Impacts of wet weather on the treatment effectiveness and how the BCRs would respond to such changes | Data not provided | Data not provided | Data not provided | Data not provided | Data not provided | Data not provided | Data not provided | All values were either ND or NR. ND = below detection limit (0.139). NR = not reported.
Final Treatability Study Technical Memorandum Formosa Mine Superfund Site Douglas County, Oregon | FORMOSA MINE | ORN001002616 | N/A | OU2 | BCR2 01-02 | Abandoned | Sulfate-reducing bacteria (SRB) BCR without pre-treatment | Passive | Biochemical reactor (BCR) | No pre-treatment | Formosa 1 Adit discharge | N | BCR without pre-treatment | Aerobic polishing cell (APC) | Data not provided | Pilot | July 2013- October 2013 | Mercury | Hg, total | mg/L | N | N/A | [6 empty] | ND | ND | Not Applicable |  |  |  | Data not provided | Data not provided | Data not provided | Data not provided | Data not provided | Data not provided | Data not provided | Data not provided | Data not provided | Effluent | 6.51–6.74 | 0.29–0.48 | mg/L | 18.24–21.63 | °C | Data not provided | N/A | Data not provided | N/A | (-)195.4–(-)162.9 | mV | 20,550–35,860 | µS/cm | None | N/A | Data not provided | Data not provided | Data not provided | Data not provided | Data not provided | Data not provided | Y | The necessity and effectiveness of pre‐treatment to condition the water for BCR treatment, MIW loading rate for each BCR medium to achieve effective metal reduction and pH neutralization, Metals removal efficiency (MRE) and sulfate reduction rate for assessing reduction of contaminant toxicity, mass, and volume, through treatment using BCRs, Residuals generation rates (i.e. sludge from precipitation) for operation and maintenance (O&M) consideration, Replacement rate for spent treatment media (substrate for biochemical reactor or limestone in a pre‐treatment process) for O&M consideration, Impacts of wet weather on the treatment effectiveness and how the BCRs would respond to such changes | Data not provided | Data not provided | Data not provided | Data not provided | Data not provided | Data not provided | Data not provided | All values were either ND or NR. ND = below detection limit (0.139). NR = not reported.
Final Treatability Study Technical Memorandum Formosa Mine Superfund Site Douglas County, Oregon | FORMOSA MINE | ORN001002616 | N/A | OU2 | BCR2 01-02 | Abandoned | Sulfate-reducing bacteria (SRB) BCR without pre-treatment | Passive | Biochemical reactor (BCR) | No pre-treatment | Formosa 1 Adit discharge | N | BCR without pre-treatment | Aerobic polishing cell (APC) | Data not provided | Pilot | July 2013- October 2013 | Mercury | Hg, total | mg/L | N | N/A | [9 empty] | ND | ND | Not Applicable | Data not provided | Data not provided | Data not provided | Data not provided | Data not provided | Data not provided | Data not provided | Data not provided | Data not provided | Effluent | 6.51–6.74 | 0.29–0.48 | mg/L | 18.24–21.63 | °C | Data not provided | N/A | Data not provided | N/A | (-)195.4–(-)162.9 | mV | 20,550–35,860 | µS/cm | None | N/A | Data not provided | Data not provided | Data not provided | Data not provided | Data not provided | Data not provided | Y | The necessity and effectiveness of pre‐treatment to condition the water for BCR treatment, MIW loading rate for each BCR medium to achieve effective metal reduction and pH neutralization, Metals removal efficiency (MRE) and sulfate reduction rate for assessing reduction of contaminant toxicity, mass, and volume, through treatment using BCRs, Residuals generation rates (i.e. sludge from precipitation) for operation and maintenance (O&M) consideration, Replacement rate for spent treatment media (substrate for biochemical reactor or limestone in a pre‐treatment process) for O&M consideration, Impacts of wet weather on the treatment effectiveness and how the BCRs would respond to such changes | Data not provided | Data not provided | Data not provided | Data not provided | Data not provided | Data not provided | Data not provided | All values were either ND or NR. ND = below detection limit (0.139). NR = not reported.
Final Treatability Study Technical Memorandum Formosa Mine Superfund Site Douglas County, Oregon | FORMOSA MINE | ORN001002616 | N/A | OU2 | BCR2 01-02 | Abandoned | Sulfate-reducing bacteria (SRB) BCR without pre-treatment | Passive | Biochemical reactor (BCR) | No pre-treatment | Formosa 1 Adit discharge | N | BCR without pre-treatment | Aerobic polishing cell (APC) | Data not provided | Pilot | July 2013- October 2013 | Mercury | Hg, dissolved | mg/L | N | N/A | ND | ND | Not Applicable | [9 empty] | Data not provided | Data not provided | Data not provided | Data not provided | Data not provided | Data not provided | Data not provided | Data not provided | Data not provided | Influent | 3.14–3.34 | 1.59–2.04 | mg/L | 10.71–13.17 | °C | Data not provided | N/A | Data not provided | N/A | 389.1–397.6 | mV | 1,470–1,541 | µS/cm | None | N/A | Data not provided | Data not provided | Data not provided | Data not provided | Data not provided | Data not provided | Y | The necessity and effectiveness of pre‐treatment to condition the water for BCR treatment, MIW loading rate for each BCR medium to achieve effective metal reduction and pH neutralization, Metals removal efficiency (MRE) and sulfate reduction rate for assessing reduction of contaminant toxicity, mass, and volume, through treatment using BCRs, Residuals generation rates (i.e. sludge from precipitation) for operation and maintenance (O&M) consideration, Replacement rate for spent treatment media (substrate for biochemical reactor or limestone in a pre‐treatment process) for O&M consideration, Impacts of wet weather on the treatment effectiveness and how the BCRs would respond to such changes | Data not provided | Data not provided | Data not provided | Data not provided | Data not provided | Data not provided | Data not provided | All values were either ND or NR. ND = below detection limit (0.139). NR = not reported.
Final Treatability Study Technical Memorandum Formosa Mine Superfund Site Douglas County, Oregon | FORMOSA MINE | ORN001002616 | N/A | OU2 | BCR2 01-02 | Abandoned | Sulfate-reducing bacteria (SRB) BCR without pre-treatment | Passive | Biochemical reactor (BCR) | No pre-treatment | Formosa 1 Adit discharge | N | BCR without pre-treatment | Aerobic polishing cell (APC) | Data not provided | Pilot | July 2013- October 2013 | Mercury | Hg, dissolved | mg/L | N | N/A |  |  |  | ND | ND | Not Applicable | [6 empty] | Data not provided | Data not provided | Data not provided | Data not provided | Data not provided | Data not provided | Data not provided | Data not provided | Data not provided | Influent | 3.14–3.34 | 1.59–2.04 | mg/L | 10.71–13.17 | °C | Data not provided | N/A | Data not provided | N/A | 389.1–397.6 | mV | 1,470–1,541 | µS/cm | None | N/A | Data not provided | Data not provided | Data not provided | Data not provided | Data not provided | Data not provided | Y | The necessity and effectiveness of pre‐treatment to condition the water for BCR treatment, MIW loading rate for each BCR medium to achieve effective metal reduction and pH neutralization, Metals removal efficiency (MRE) and sulfate reduction rate for assessing reduction of contaminant toxicity, mass, and volume, through treatment using BCRs, Residuals generation rates (i.e. sludge from precipitation) for operation and maintenance (O&M) consideration, Replacement rate for spent treatment media (substrate for biochemical reactor or limestone in a pre‐treatment process) for O&M consideration, Impacts of wet weather on the treatment effectiveness and how the BCRs would respond to such changes | Data not provided | Data not provided | Data not provided | Data not provided | Data not provided | Data not provided | Data not provided | All values were either ND or NR. ND = below detection limit (0.139). NR = not reported.
Final Treatability Study Technical Memorandum Formosa Mine Superfund Site Douglas County, Oregon | FORMOSA MINE | ORN001002616 | N/A | OU2 | BCR2 01-02 | Abandoned | Sulfate-reducing bacteria (SRB) BCR without pre-treatment | Passive | Biochemical reactor (BCR) | No pre-treatment | Formosa 1 Adit discharge | N | BCR without pre-treatment | Aerobic polishing cell (APC) | Data not provided | Pilot | July 2013- October 2013 | Mercury | Hg, dissolved | mg/L | N | N/A | [6 empty] | ND | ND | Not Applicable |  |  |  | Data not provided | Data not provided | Data not provided | Data not provided | Data not provided | Data not provided | Data not provided | Data not provided | Data not provided | Effluent | 6.54–6.64 | 0.29–0.48 | mg/L | 18.24–21.63 | °C | Data not provided | N/A | Data not provided | N/A | (-)195.4–(-)162.9 | mV | 20,550–35,860 | µS/cm | None | N/A | Data not provided | Data not provided | Data not provided | Data not provided | Data not provided | Data not provided | Y | The necessity and effectiveness of pre‐treatment to condition the water for BCR treatment, MIW loading rate for each BCR medium to achieve effective metal reduction and pH neutralization, Metals removal efficiency (MRE) and sulfate reduction rate for assessing reduction of contaminant toxicity, mass, and volume, through treatment using BCRs, Residuals generation rates (i.e. sludge from precipitation) for operation and maintenance (O&M) consideration, Replacement rate for spent treatment media (substrate for biochemical reactor or limestone in a pre‐treatment process) for O&M consideration, Impacts of wet weather on the treatment effectiveness and how the BCRs would respond to such changes | Data not provided | Data not provided | Data not provided | Data not provided | Data not provided | Data not provided | Data not provided | All values were either ND or NR. ND = below detection limit (0.139). NR = not reported.
Final Treatability Study Technical Memorandum Formosa Mine Superfund Site Douglas County, Oregon | FORMOSA MINE | ORN001002616 | N/A | OU2 | BCR2 01-02 | Abandoned | Sulfate-reducing bacteria (SRB) BCR without pre-treatment | Passive | Biochemical reactor (BCR) | No pre-treatment | Formosa 1 Adit discharge | N | BCR without pre-treatment | Aerobic polishing cell (APC) | Data not provided | Pilot | July 2013- October 2013 | Mercury | Hg, dissolved | mg/L | N | N/A | [9 empty] | ND | ND | Not Applicable | Data not provided | Data not provided | Data not provided | Data not provided | Data not provided | Data not provided | Data not provided | Data not provided | Data not provided | Effluent | 6.54–6.64 | 0.29–0.48 | mg/L | 18.24–21.63 | °C | Data not provided | N/A | Data not provided | N/A | (-)195.4–(-)162.9 | mV | 20,550–35,860 | µS/cm | None | N/A | Data not provided | Data not provided | Data not provided | Data not provided | Data not provided | Data not provided | Y | The necessity and effectiveness of pre‐treatment to condition the water for BCR treatment, MIW loading rate for each BCR medium to achieve effective metal reduction and pH neutralization, Metals removal efficiency (MRE) and sulfate reduction rate for assessing reduction of contaminant toxicity, mass, and volume, through treatment using BCRs, Residuals generation rates (i.e. sludge from precipitation) for operation and maintenance (O&M) consideration, Replacement rate for spent treatment media (substrate for biochemical reactor or limestone in a pre‐treatment process) for O&M consideration, Impacts of wet weather on the treatment effectiveness and how the BCRs would respond to such changes | Data not provided | Data not provided | Data not provided | Data not provided | Data not provided | Data not provided | Data not provided | All values were either ND or NR. ND = below detection limit (0.139). NR = not reported.
Final Treatability Study Technical Memorandum Formosa Mine Superfund Site Douglas County, Oregon | FORMOSA MINE | ORN001002616 | N/A | OU2 | BCR3 01-03 | Abandoned | Sulfate-reducing bacteria (SRB) BCR with SAPS pre-treatment | Passive | Biochemical reactor (BCR) | Pre-treatment | Formosa 1 Adit discharge | Y | Entire system | Aerobic polishing cell (APC) | Data not provided | Pilot | July 2013- October 2013 | Mercury | Hg, total | mg/L | N | N/A | ND | ND | Not Applicable | [9 empty] | Data not provided | Data not provided | Data not provided | Data not provided | Data not provided | Data not provided | Data not provided | Data not provided | Data not provided | Influent | 3.14–3.34 | 1.59–2.04 | mg/L | 10.71–13.17 | °C | Data not provided | N/A | Data not provided | N/A | 389.1–397.6 | mV | 1,470–1,541 | µS/cm | None | N/A | Data not provided | Data not provided | Data not provided | Data not provided | Data not provided | Data not provided | Y | The necessity and effectiveness of pre‐treatment to condition the water for BCR treatment, MIW loading rate for each BCR medium to achieve effective metal reduction and pH neutralization, Metals removal efficiency (MRE) and sulfate reduction rate for assessing reduction of contaminant toxicity, mass, and volume, through treatment using BCRs, Residuals generation rates (i.e. sludge from precipitation) for operation and maintenance (O&M) consideration, Replacement rate for spent treatment media (substrate for biochemical reactor or limestone in a pre‐treatment process) for O&M consideration, Impacts of wet weather on the treatment effectiveness and how the BCRs would respond to such changes | Data not provided | Data not provided | Data not provided | Data not provided | Data not provided | Data not provided | Data not provided | All values were either ND or NR. ND = below detection limit (0.139). NR = not reported.
Final Treatability Study Technical Memorandum Formosa Mine Superfund Site Douglas County, Oregon | FORMOSA MINE | ORN001002616 | N/A | OU2 | BCR3 01-03 | Abandoned | Sulfate-reducing bacteria (SRB) BCR with SAPS pre-treatment | Passive | Biochemical reactor (BCR) | Pre-treatment | Formosa 1 Adit discharge | Y | Entire system | Aerobic polishing cell (APC) | Data not provided | Pilot | July 2013- October 2013 | Mercury | Hg, total | mg/L | N | N/A |  |  |  | ND | ND | Not Applicable | [6 empty] | Data not provided | Data not provided | Data not provided | Data not provided | Data not provided | Data not provided | Data not provided | Data not provided | Data not provided | Influent | 3.14–3.34 | 1.59–2.04 | mg/L | 10.71–13.17 | °C | Data not provided | N/A | Data not provided | N/A | 389.1–397.6 | mV | 1,470–1,541 | µS/cm | None | N/A | Data not provided | Data not provided | Data not provided | Data not provided | Data not provided | Data not provided | Y | The necessity and effectiveness of pre‐treatment to condition the water for BCR treatment, MIW loading rate for each BCR medium to achieve effective metal reduction and pH neutralization, Metals removal efficiency (MRE) and sulfate reduction rate for assessing reduction of contaminant toxicity, mass, and volume, through treatment using BCRs, Residuals generation rates (i.e. sludge from precipitation) for operation and maintenance (O&M) consideration, Replacement rate for spent treatment media (substrate for biochemical reactor or limestone in a pre‐treatment process) for O&M consideration, Impacts of wet weather on the treatment effectiveness and how the BCRs would respond to such changes | Data not provided | Data not provided | Data not provided | Data not provided | Data not provided | Data not provided | Data not provided | All values were either ND or NR. ND = below detection limit (0.139). NR = not reported.
Final Treatability Study Technical Memorandum Formosa Mine Superfund Site Douglas County, Oregon | FORMOSA MINE | ORN001002616 | N/A | OU2 | BCR3 01-03 | Abandoned | Sulfate-reducing bacteria (SRB) BCR with SAPS pre-treatment | Passive | Biochemical reactor (BCR) | Pre-treatment | Formosa 1 Adit discharge | Y | Entire system | Aerobic polishing cell (APC) | Data not provided | Pilot | July 2013- October 2013 | Mercury | Hg, total | mg/L | N | N/A | [6 empty] | ND | ND | Not Applicable |  |  |  | Data not provided | Data not provided | Data not provided | Data not provided | Data not provided | Data not provided | Data not provided | Data not provided | Data not provided | Effluent | 6.23–6.67 | 0.13–0.37 | mg/L | 19.36–20.83 | °C | Data not provided | N/A | Data not provided | N/A | (-)118.8–149.5 | mV | 1,448–7,404 | µS/cm | None | N/A | Data not provided | Data not provided | Data not provided | Data not provided | Data not provided | Data not provided | Y | The necessity and effectiveness of pre‐treatment to condition the water for BCR treatment, MIW loading rate for each BCR medium to achieve effective metal reduction and pH neutralization, Metals removal efficiency (MRE) and sulfate reduction rate for assessing reduction of contaminant toxicity, mass, and volume, through treatment using BCRs, Residuals generation rates (i.e. sludge from precipitation) for operation and maintenance (O&M) consideration, Replacement rate for spent treatment media (substrate for biochemical reactor or limestone in a pre‐treatment process) for O&M consideration, Impacts of wet weather on the treatment effectiveness and how the BCRs would respond to such changes | Data not provided | Data not provided | Data not provided | Data not provided | Data not provided | Data not provided | Data not provided | All values were either ND or NR. ND = below detection limit (0.139). NR = not reported.
Final Treatability Study Technical Memorandum Formosa Mine Superfund Site Douglas County, Oregon | FORMOSA MINE | ORN001002616 | N/A | OU2 | BCR3 01-03 | Abandoned | Sulfate-reducing bacteria (SRB) BCR with SAPS pre-treatment | Passive | Biochemical reactor (BCR) | Pre-treatment | Formosa 1 Adit discharge | Y | Entire system | Aerobic polishing cell (APC) | Data not provided | Pilot | July 2013- October 2013 | Mercury | Hg, total | mg/L | N | N/A | [9 empty] | ND | ND | Not Applicable | Data not provided | Data not provided | Data not provided | Data not provided | Data not provided | Data not provided | Data not provided | Data not provided | Data not provided | Effluent | 6.23–6.67 | 0.13–0.37 | mg/L | 19.36–20.83 | °C | Data not provided | N/A | Data not provided | N/A | (-)118.8–149.5 | mV | 1,448–7,404 | µS/cm | None | N/A | Data not provided | Data not provided | Data not provided | Data not provided | Data not provided | Data not provided | Y | The necessity and effectiveness of pre‐treatment to condition the water for BCR treatment, MIW loading rate for each BCR medium to achieve effective metal reduction and pH neutralization, Metals removal efficiency (MRE) and sulfate reduction rate for assessing reduction of contaminant toxicity, mass, and volume, through treatment using BCRs, Residuals generation rates (i.e. sludge from precipitation) for operation and maintenance (O&M) consideration, Replacement rate for spent treatment media (substrate for biochemical reactor or limestone in a pre‐treatment process) for O&M consideration, Impacts of wet weather on the treatment effectiveness and how the BCRs would respond to such changes | Data not provided | Data not provided | Data not provided | Data not provided | Data not provided | Data not provided | Data not provided | All values were either ND or NR. ND = below detection limit (0.139). NR = not reported.
Final Treatability Study Technical Memorandum Formosa Mine Superfund Site Douglas County, Oregon | FORMOSA MINE | ORN001002616 | N/A | OU2 | BCR3 01-03 | Abandoned | Sulfate-reducing bacteria (SRB) BCR with SAPS pre-treatment | Passive | Biochemical reactor (BCR) | Pre-treatment | Formosa 1 Adit discharge | Y | Entire system | Aerobic polishing cell (APC) | Data not provided | Pilot | July 2013- October 2013 | Mercury | Hg, dissolved | mg/L | N | N/A | ND | ND | Not Applicable | [9 empty] | Data not provided | Data not provided | Data not provided | Data not provided | Data not provided | Data not provided | Data not provided | Data not provided | Data not provided | Influent | 3.14–3.34 | 1.59–2.04 | mg/L | 10.71–13.17 | °C | Data not provided | N/A | Data not provided | N/A | 389.1–397.6 | mV | 1,470–1,541 | µS/cm | None | N/A | Data not provided | Data not provided | Data not provided | Data not provided | Data not provided | Data not provided | Y | The necessity and effectiveness of pre‐treatment to condition the water for BCR treatment, MIW loading rate for each BCR medium to achieve effective metal reduction and pH neutralization, Metals removal efficiency (MRE) and sulfate reduction rate for assessing reduction of contaminant toxicity, mass, and volume, through treatment using BCRs, Residuals generation rates (i.e. sludge from precipitation) for operation and maintenance (O&M) consideration, Replacement rate for spent treatment media (substrate for biochemical reactor or limestone in a pre‐treatment process) for O&M consideration, Impacts of wet weather on the treatment effectiveness and how the BCRs would respond to such changes | Data not provided | Data not provided | Data not provided | Data not provided | Data not provided | Data not provided | Data not provided | All values were either ND or NR. ND = below detection limit (0.139). NR = not reported.
Final Treatability Study Technical Memorandum Formosa Mine Superfund Site Douglas County, Oregon | FORMOSA MINE | ORN001002616 | N/A | OU2 | BCR3 01-03 | Abandoned | Sulfate-reducing bacteria (SRB) BCR with SAPS pre-treatment | Passive | Biochemical reactor (BCR) | Pre-treatment | Formosa 1 Adit discharge | Y | Entire system | Aerobic polishing cell (APC) | Data not provided | Pilot | July 2013- October 2013 | Mercury | Hg, dissolved | mg/L | N | N/A |  |  |  | ND | ND | Not Applicable | [6 empty] | Data not provided | Data not provided | Data not provided | Data not provided | Data not provided | Data not provided | Data not provided | Data not provided | Data not provided | Influent | 3.14–3.34 | 1.59–2.04 | mg/L | 10.71–13.17 | °C | Data not provided | N/A | Data not provided | N/A | 389.1–397.6 | mV | 1,470–1,541 | µS/cm | None | N/A | Data not provided | Data not provided | Data not provided | Data not provided | Data not provided | Data not provided | Y | The necessity and effectiveness of pre‐treatment to condition the water for BCR treatment, MIW loading rate for each BCR medium to achieve effective metal reduction and pH neutralization, Metals removal efficiency (MRE) and sulfate reduction rate for assessing reduction of contaminant toxicity, mass, and volume, through treatment using BCRs, Residuals generation rates (i.e. sludge from precipitation) for operation and maintenance (O&M) consideration, Replacement rate for spent treatment media (substrate for biochemical reactor or limestone in a pre‐treatment process) for O&M consideration, Impacts of wet weather on the treatment effectiveness and how the BCRs would respond to such changes | Data not provided | Data not provided | Data not provided | Data not provided | Data not provided | Data not provided | Data not provided | All values were either ND or NR. ND = below detection limit (0.139). NR = not reported.
Final Treatability Study Technical Memorandum Formosa Mine Superfund Site Douglas County, Oregon | FORMOSA MINE | ORN001002616 | N/A | OU2 | BCR3 01-03 | Abandoned | Sulfate-reducing bacteria (SRB) BCR with SAPS pre-treatment | Passive | Biochemical reactor (BCR) | Pre-treatment | Formosa 1 Adit discharge | Y | Entire system | Aerobic polishing cell (APC) | Data not provided | Pilot | July 2013- October 2013 | Mercury | Hg, dissolved | mg/L | N | N/A | [6 empty] | ND | ND | Not Applicable |  |  |  | Data not provided | Data not provided | Data not provided | Data not provided | Data not provided | Data not provided | Data not provided | Data not provided | Data not provided | Effluent | 5.99–6.41 | 0.13–0.37 | mg/L | 19.36–20.83 | °C | Data not provided | N/A | Data not provided | N/A | (-)118.8–149.5 | mV | 1,448–7,404 | µS/cm | None | N/A | Data not provided | Data not provided | Data not provided | Data not provided | Data not provided | Data not provided | Y | The necessity and effectiveness of pre‐treatment to condition the water for BCR treatment, MIW loading rate for each BCR medium to achieve effective metal reduction and pH neutralization, Metals removal efficiency (MRE) and sulfate reduction rate for assessing reduction of contaminant toxicity, mass, and volume, through treatment using BCRs, Residuals generation rates (i.e. sludge from precipitation) for operation and maintenance (O&M) consideration, Replacement rate for spent treatment media (substrate for biochemical reactor or limestone in a pre‐treatment process) for O&M consideration, Impacts of wet weather on the treatment effectiveness and how the BCRs would respond to such changes | Data not provided | Data not provided | Data not provided | Data not provided | Data not provided | Data not provided | Data not provided | All values were either ND or NR. ND = below detection limit (0.139). NR = not reported.
Final Treatability Study Technical Memorandum Formosa Mine Superfund Site Douglas County, Oregon | FORMOSA MINE | ORN001002616 | N/A | OU2 | BCR3 01-03 | Abandoned | Sulfate-reducing bacteria (SRB) BCR with SAPS pre-treatment | Passive | Biochemical reactor (BCR) | Pre-treatment | Formosa 1 Adit discharge | Y | Entire system | Aerobic polishing cell (APC) | Data not provided | Pilot | July 2013- October 2013 | Mercury | Hg, dissolved | mg/L | N | N/A | [9 empty] | ND | ND | Not Applicable | Data not provided | Data not provided | Data not provided | Data not provided | Data not provided | Data not provided | Data not provided | Data not provided | Data not provided | Effluent | 5.99–6.41 | 0.13–0.37 | mg/L | 19.36–20.83 | °C | Data not provided | N/A | Data not provided | N/A | (-)118.8–149.5 | mV | 1,448–7,404 | µS/cm | None | N/A | Data not provided | Data not provided | Data not provided | Data not provided | Data not provided | Data not provided | Y | The necessity and effectiveness of pre‐treatment to condition the water for BCR treatment, MIW loading rate for each BCR medium to achieve effective metal reduction and pH neutralization, Metals removal efficiency (MRE) and sulfate reduction rate for assessing reduction of contaminant toxicity, mass, and volume, through treatment using BCRs, Residuals generation rates (i.e. sludge from precipitation) for operation and maintenance (O&M) consideration, Replacement rate for spent treatment media (substrate for biochemical reactor or limestone in a pre‐treatment process) for O&M consideration, Impacts of wet weather on the treatment effectiveness and how the BCRs would respond to such changes | Data not provided | Data not provided | Data not provided | Data not provided | Data not provided | Data not provided | Data not provided | All values were either ND or NR. ND = below detection limit (0.139). NR = not reported.
Final Treatability Study Technical Memorandum Formosa Mine Superfund Site Douglas County, Oregon | FORMOSA MINE | ORN001002616 | N/A | OU2 | BCR4 01-04 | Abandoned | Sulfate-reducing bacteria (SRB) BCR with SAPS pre-treatment | Passive | Biochemical reactor (BCR) | Pre-treatment | Formosa 1 Adit discharge | Y | Entire system | Aerobic polishing cell (APC) | Data not provided | Pilot | July 2013- October 2013 | Mercury | Hg, total | mg/L | N | N/A | ND | ND | Not Applicable | [9 empty] | Data not provided | Data not provided | Data not provided | Data not provided | Data not provided | Data not provided | Data not provided | Data not provided | Data not provided | Influent | 3.14–3.34 | 1.59–2.04 | mg/L | 10.71–13.17 | °C | Data not provided | N/A | Data not provided | N/A | 389.1–397.6 | mV | 1,470–1,541 | µS/cm | None | N/A | Data not provided | Data not provided | Data not provided | Data not provided | Data not provided | Data not provided | Y | The necessity and effectiveness of pre‐treatment to condition the water for BCR treatment, MIW loading rate for each BCR medium to achieve effective metal reduction and pH neutralization, Metals removal efficiency (MRE) and sulfate reduction rate for assessing reduction of contaminant toxicity, mass, and volume, through treatment using BCRs, Residuals generation rates (i.e. sludge from precipitation) for operation and maintenance (O&M) consideration, Replacement rate for spent treatment media (substrate for biochemical reactor or limestone in a pre‐treatment process) for O&M consideration, Impacts of wet weather on the treatment effectiveness and how the BCRs would respond to such changes | Data not provided | Data not provided | Data not provided | Data not provided | Data not provided | Data not provided | Data not provided | All values were either ND or NR. ND = below detection limit (0.139). NR = not reported.
Final Treatability Study Technical Memorandum Formosa Mine Superfund Site Douglas County, Oregon | FORMOSA MINE | ORN001002616 | N/A | OU2 | BCR4 01-04 | Abandoned | Sulfate-reducing bacteria (SRB) BCR with SAPS pre-treatment | Passive | Biochemical reactor (BCR) | Pre-treatment | Formosa 1 Adit discharge | Y | Entire system | Aerobic polishing cell (APC) | Data not provided | Pilot | July 2013- October 2013 | Mercury | Hg, total | mg/L | N | N/A |  |  |  | ND | ND | Not Applicable | [6 empty] | Data not provided | Data not provided | Data not provided | Data not provided | Data not provided | Data not provided | Data not provided | Data not provided | Data not provided | Influent | 3.14–3.34 | 1.59–2.04 | mg/L | 10.71–13.17 | °C | Data not provided | N/A | Data not provided | N/A | 389.1–397.6 | mV | 1,470–1,541 | µS/cm | None | N/A | Data not provided | Data not provided | Data not provided | Data not provided | Data not provided | Data not provided | Y | The necessity and effectiveness of pre‐treatment to condition the water for BCR treatment, MIW loading rate for each BCR medium to achieve effective metal reduction and pH neutralization, Metals removal efficiency (MRE) and sulfate reduction rate for assessing reduction of contaminant toxicity, mass, and volume, through treatment using BCRs, Residuals generation rates (i.e. sludge from precipitation) for operation and maintenance (O&M) consideration, Replacement rate for spent treatment media (substrate for biochemical reactor or limestone in a pre‐treatment process) for O&M consideration, Impacts of wet weather on the treatment effectiveness and how the BCRs would respond to such changes | Data not provided | Data not provided | Data not provided | Data not provided | Data not provided | Data not provided | Data not provided | All values were either ND or NR. ND = below detection limit (0.139). NR = not reported.
Final Treatability Study Technical Memorandum Formosa Mine Superfund Site Douglas County, Oregon | FORMOSA MINE | ORN001002616 | N/A | OU2 | BCR4 01-04 | Abandoned | Sulfate-reducing bacteria (SRB) BCR with SAPS pre-treatment | Passive | Biochemical reactor (BCR) | Pre-treatment | Formosa 1 Adit discharge | Y | Entire system | Aerobic polishing cell (APC) | Data not provided | Pilot | July 2013- October 2013 | Mercury | Hg, total | mg/L | N | N/A | [6 empty] | ND | ND | Not Applicable |  |  |  | Data not provided | Data not provided | Data not provided | Data not provided | Data not provided | Data not provided | Data not provided | Data not provided | Data not provided | Effluent | 6.59–6.7 | 0.17–0.33 | mg/L | 20.23–21.21 | °C | Data not provided | N/A | Data not provided | N/A | (-)178.9–(-)162.9 | mV | 14,510–23,850 | µS/cm | None | N/A | Data not provided | Data not provided | Data not provided | Data not provided | Data not provided | Data not provided | Y | The necessity and effectiveness of pre‐treatment to condition the water for BCR treatment, MIW loading rate for each BCR medium to achieve effective metal reduction and pH neutralization, Metals removal efficiency (MRE) and sulfate reduction rate for assessing reduction of contaminant toxicity, mass, and volume, through treatment using BCRs, Residuals generation rates (i.e. sludge from precipitation) for operation and maintenance (O&M) consideration, Replacement rate for spent treatment media (substrate for biochemical reactor or limestone in a pre‐treatment process) for O&M consideration, Impacts of wet weather on the treatment effectiveness and how the BCRs would respond to such changes | Data not provided | Data not provided | Data not provided | Data not provided | Data not provided | Data not provided | Data not provided | All values were either ND or NR. ND = below detection limit (0.139). NR = not reported.
Final Treatability Study Technical Memorandum Formosa Mine Superfund Site Douglas County, Oregon | FORMOSA MINE | ORN001002616 | N/A | OU2 | BCR4 01-04 | Abandoned | Sulfate-reducing bacteria (SRB) BCR with SAPS pre-treatment | Passive | Biochemical reactor (BCR) | Pre-treatment | Formosa 1 Adit discharge | Y | Entire system | Aerobic polishing cell (APC) | Data not provided | Pilot | July 2013- October 2013 | Mercury | Hg, total | mg/L | N | N/A | [9 empty] | ND | ND | Not Applicable | Data not provided | Data not provided | Data not provided | Data not provided | Data not provided | Data not provided | Data not provided | Data not provided | Data not provided | Effluent | 6.59–6.7 | 0.17–0.33 | mg/L | 20.23–21.21 | °C | Data not provided | N/A | Data not provided | N/A | (-)178.9–(-)162.9 | mV | 14,510–23,850 | µS/cm | None | N/A | Data not provided | Data not provided | Data not provided | Data not provided | Data not provided | Data not provided | Y | The necessity and effectiveness of pre‐treatment to condition the water for BCR treatment, MIW loading rate for each BCR medium to achieve effective metal reduction and pH neutralization, Metals removal efficiency (MRE) and sulfate reduction rate for assessing reduction of contaminant toxicity, mass, and volume, through treatment using BCRs, Residuals generation rates (i.e. sludge from precipitation) for operation and maintenance (O&M) consideration, Replacement rate for spent treatment media (substrate for biochemical reactor or limestone in a pre‐treatment process) for O&M consideration, Impacts of wet weather on the treatment effectiveness and how the BCRs would respond to such changes | Data not provided | Data not provided | Data not provided | Data not provided | Data not provided | Data not provided | Data not provided | All values were either ND or NR. ND = below detection limit (0.139). NR = not reported.
Final Treatability Study Technical Memorandum Formosa Mine Superfund Site Douglas County, Oregon | FORMOSA MINE | ORN001002616 | N/A | OU2 | BCR4 01-04 | Abandoned | Sulfate-reducing bacteria (SRB) BCR with SAPS pre-treatment | Passive | Biochemical reactor (BCR) | Pre-treatment | Formosa 1 Adit discharge | Y | Entire system | Aerobic polishing cell (APC) | Data not provided | Pilot | July 2013- October 2013 | Mercury | Hg, dissolved | mg/L | N | N/A | ND | ND | Not Applicable | [9 empty] | Data not provided | Data not provided | Data not provided | Data not provided | Data not provided | Data not provided | Data not provided | Data not provided | Data not provided | Influent | 3.14–3.34 | 1.59–2.04 | mg/L | 10.71–13.17 | °C | Data not provided | N/A | Data not provided | N/A | 389.1–397.6 | mV | 1,470–1,541 | µS/cm | None | N/A | Data not provided | Data not provided | Data not provided | Data not provided | Data not provided | Data not provided | Y | The necessity and effectiveness of pre‐treatment to condition the water for BCR treatment, MIW loading rate for each BCR medium to achieve effective metal reduction and pH neutralization, Metals removal efficiency (MRE) and sulfate reduction rate for assessing reduction of contaminant toxicity, mass, and volume, through treatment using BCRs, Residuals generation rates (i.e. sludge from precipitation) for operation and maintenance (O&M) consideration, Replacement rate for spent treatment media (substrate for biochemical reactor or limestone in a pre‐treatment process) for O&M consideration, Impacts of wet weather on the treatment effectiveness and how the BCRs would respond to such changes | Data not provided | Data not provided | Data not provided | Data not provided | Data not provided | Data not provided | Data not provided | All values were either ND or NR. ND = below detection limit (0.139). NR = not reported.
Final Treatability Study Technical Memorandum Formosa Mine Superfund Site Douglas County, Oregon | FORMOSA MINE | ORN001002616 | N/A | OU2 | BCR4 01-04 | Abandoned | Sulfate-reducing bacteria (SRB) BCR with SAPS pre-treatment | Passive | Biochemical reactor (BCR) | Pre-treatment | Formosa 1 Adit discharge | Y | Entire system | Aerobic polishing cell (APC) | Data not provided | Pilot | July 2013- October 2013 | Mercury | Hg, dissolved | mg/L | N | N/A |  |  |  | ND | ND | Not Applicable | [6 empty] | Data not provided | Data not provided | Data not provided | Data not provided | Data not provided | Data not provided | Data not provided | Data not provided | Data not provided | Influent | 3.14–3.34 | 1.59–2.04 | mg/L | 10.71–13.17 | °C | Data not provided | N/A | Data not provided | N/A | 389.1–397.6 | mV | 1,470–1,541 | µS/cm | None | N/A | Data not provided | Data not provided | Data not provided | Data not provided | Data not provided | Data not provided | Y | The necessity and effectiveness of pre‐treatment to condition the water for BCR treatment, MIW loading rate for each BCR medium to achieve effective metal reduction and pH neutralization, Metals removal efficiency (MRE) and sulfate reduction rate for assessing reduction of contaminant toxicity, mass, and volume, through treatment using BCRs, Residuals generation rates (i.e. sludge from precipitation) for operation and maintenance (O&M) consideration, Replacement rate for spent treatment media (substrate for biochemical reactor or limestone in a pre‐treatment process) for O&M consideration, Impacts of wet weather on the treatment effectiveness and how the BCRs would respond to such changes | Data not provided | Data not provided | Data not provided | Data not provided | Data not provided | Data not provided | Data not provided | All values were either ND or NR. ND = below detection limit (0.139). NR = not reported.
Final Treatability Study Technical Memorandum Formosa Mine Superfund Site Douglas County, Oregon | FORMOSA MINE | ORN001002616 | N/A | OU2 | BCR4 01-04 | Abandoned | Sulfate-reducing bacteria (SRB) BCR with SAPS pre-treatment | Passive | Biochemical reactor (BCR) | Pre-treatment | Formosa 1 Adit discharge | Y | Entire system | Aerobic polishing cell (APC) | Data not provided | Pilot | July 2013- October 2013 | Mercury | Hg, dissolved | mg/L | N | N/A | [6 empty] | ND | ND | Not Applicable |  |  |  | Data not provided | Data not provided | Data not provided | Data not provided | Data not provided | Data not provided | Data not provided | Data not provided | Data not provided | Effluent | 6.59–6.7 | 0.17–0.33 | mg/L | 20.23–21.21 | °C | Data not provided | N/A | Data not provided | N/A | (-)195.4–(-)162.9 | mV | 14,510–23,850 | µS/cm | None | N/A | Data not provided | Data not provided | Data not provided | Data not provided | Data not provided | Data not provided | Y | The necessity and effectiveness of pre‐treatment to condition the water for BCR treatment, MIW loading rate for each BCR medium to achieve effective metal reduction and pH neutralization, Metals removal efficiency (MRE) and sulfate reduction rate for assessing reduction of contaminant toxicity, mass, and volume, through treatment using BCRs, Residuals generation rates (i.e. sludge from precipitation) for operation and maintenance (O&M) consideration, Replacement rate for spent treatment media (substrate for biochemical reactor or limestone in a pre‐treatment process) for O&M consideration, Impacts of wet weather on the treatment effectiveness and how the BCRs would respond to such changes | Data not provided | Data not provided | Data not provided | Data not provided | Data not provided | Data not provided | Data not provided | All values were either ND or NR. ND = below detection limit (0.139). NR = not reported.
Final Treatability Study Technical Memorandum Formosa Mine Superfund Site Douglas County, Oregon | FORMOSA MINE | ORN001002616 | N/A | OU2 | BCR4 01-04 | Abandoned | Sulfate-reducing bacteria (SRB) BCR with SAPS pre-treatment | Passive | Biochemical reactor (BCR) | Pre-treatment | Formosa 1 Adit discharge | Y | Entire system | Aerobic polishing cell (APC) | Data not provided | Pilot | July 2013- October 2013 | Mercury | Hg, dissolved | mg/L | N | N/A | [9 empty] | ND | ND | Not Applicable | Data not provided | Data not provided | Data not provided | Data not provided | Data not provided | Data not provided | Data not provided | Data not provided | Data not provided | Effluent | 6.59–6.7 | 0.17–0.33 | mg/L | 20.23–21.21 | °C | Data not provided | N/A | Data not provided | N/A | (-)195.4–(-)162.9 | mV | 14,510–23,850 | µS/cm | None | N/A | Data not provided | Data not provided | Data not provided | Data not provided | Data not provided | Data not provided | Y | The necessity and effectiveness of pre‐treatment to condition the water for BCR treatment, MIW loading rate for each BCR medium to achieve effective metal reduction and pH neutralization, Metals removal efficiency (MRE) and sulfate reduction rate for assessing reduction of contaminant toxicity, mass, and volume, through treatment using BCRs, Residuals generation rates (i.e. sludge from precipitation) for operation and maintenance (O&M) consideration, Replacement rate for spent treatment media (substrate for biochemical reactor or limestone in a pre‐treatment process) for O&M consideration, Impacts of wet weather on the treatment effectiveness and how the BCRs would respond to such changes | Data not provided | Data not provided | Data not provided | Data not provided | Data not provided | Data not provided | Data not provided | All values were either ND or NR. ND = below detection limit (0.139). NR = not reported.
Final Treatability Study Technical Memorandum Formosa Mine Superfund Site Douglas County, Oregon | FORMOSA MINE | ORN001002616 | N/A | OU2 | BCR5 01-05 | Abandoned | Sulfate-reducing bacteria (SRB) BCR with ChitoRem pre-treatment | Passive | Biochemical reactor (BCR) | Pre-treatment | Formosa 1 Adit discharge | Y | Entire system | Aerobic polishing cell (APC) | Data not provided | Pilot | July 2013- October 2013 | Mercury | Hg, total | mg/L | N | N/A | ND | ND | Not Applicable | [9 empty] | Data not provided | Data not provided | Data not provided | Data not provided | Data not provided | Data not provided | Data not provided | Data not provided | Data not provided | Influent | 3.14–3.34 | 1.59–2.04 | mg/L | 10.71–13.17 | °C | Data not provided | N/A | Data not provided | N/A | 389.1–397.6 | mV | 1,470–1,541 | µS/cm | None | N/A | Data not provided | Data not provided | Data not provided | Data not provided | Data not provided | Data not provided | Y | The necessity and effectiveness of pre‐treatment to condition the water for BCR treatment, MIW loading rate for each BCR medium to achieve effective metal reduction and pH neutralization, Metals removal efficiency (MRE) and sulfate reduction rate for assessing reduction of contaminant toxicity, mass, and volume, through treatment using BCRs, Residuals generation rates (i.e. sludge from precipitation) for operation and maintenance (O&M) consideration, Replacement rate for spent treatment media (substrate for biochemical reactor or limestone in a pre‐treatment process) for O&M consideration, Impacts of wet weather on the treatment effectiveness and how the BCRs would respond to such changes | Data not provided | Data not provided | Data not provided | Data not provided | Data not provided | Data not provided | Data not provided | All values were either ND or NR. ND = below detection limit (0.139). NR = not reported.
Final Treatability Study Technical Memorandum Formosa Mine Superfund Site Douglas County, Oregon | FORMOSA MINE | ORN001002616 | N/A | OU2 | BCR5 01-05 | Abandoned | Sulfate-reducing bacteria (SRB) BCR with ChitoRem pre-treatment | Passive | Biochemical reactor (BCR) | Pre-treatment | Formosa 1 Adit discharge | Y | Entire system | Aerobic polishing cell (APC) | Data not provided | Pilot | July 2013- October 2013 | Mercury | Hg, total | mg/L | N | N/A |  |  |  | ND | ND | Not Applicable | [6 empty] | Data not provided | Data not provided | Data not provided | Data not provided | Data not provided | Data not provided | Data not provided | Data not provided | Data not provided | Influent | 3.14–3.34 | 1.59–2.04 | mg/L | 10.71–13.17 | °C | Data not provided | N/A | Data not provided | N/A | 389.1–397.6 | mV | 1,470–1,541 | µS/cm | None | N/A | Data not provided | Data not provided | Data not provided | Data not provided | Data not provided | Data not provided | Y | The necessity and effectiveness of pre‐treatment to condition the water for BCR treatment, MIW loading rate for each BCR medium to achieve effective metal reduction and pH neutralization, Metals removal efficiency (MRE) and sulfate reduction rate for assessing reduction of contaminant toxicity, mass, and volume, through treatment using BCRs, Residuals generation rates (i.e. sludge from precipitation) for operation and maintenance (O&M) consideration, Replacement rate for spent treatment media (substrate for biochemical reactor or limestone in a pre‐treatment process) for O&M consideration, Impacts of wet weather on the treatment effectiveness and how the BCRs would respond to such changes | Data not provided | Data not provided | Data not provided | Data not provided | Data not provided | Data not provided | Data not provided | All values were either ND or NR. ND = below detection limit (0.139). NR = not reported.
Final Treatability Study Technical Memorandum Formosa Mine Superfund Site Douglas County, Oregon | FORMOSA MINE | ORN001002616 | N/A | OU2 | BCR5 01-05 | Abandoned | Sulfate-reducing bacteria (SRB) BCR with ChitoRem pre-treatment | Passive | Biochemical reactor (BCR) | Pre-treatment | Formosa 1 Adit discharge | Y | Entire system | Aerobic polishing cell (APC) | Data not provided | Pilot | July 2013- October 2013 | Mercury | Hg, total | mg/L | N | N/A | [6 empty] | ND | ND | Not Applicable |  |  |  | Data not provided | Data not provided | Data not provided | Data not provided | Data not provided | Data not provided | Data not provided | Data not provided | Data not provided | Effluent | 6.71–6.79 | 0.06–0.35 | mg/L | 19.66–21.53 | °C | Data not provided | N/A | Data not provided | N/A | (-)299, (-)158.1 | mV | 4,790–14,800 | µS/cm | None | N/A | Data not provided | Data not provided | Data not provided | Data not provided | Data not provided | Data not provided | Y | The necessity and effectiveness of pre‐treatment to condition the water for BCR treatment, MIW loading rate for each BCR medium to achieve effective metal reduction and pH neutralization, Metals removal efficiency (MRE) and sulfate reduction rate for assessing reduction of contaminant toxicity, mass, and volume, through treatment using BCRs, Residuals generation rates (i.e. sludge from precipitation) for operation and maintenance (O&M) consideration, Replacement rate for spent treatment media (substrate for biochemical reactor or limestone in a pre‐treatment process) for O&M consideration, Impacts of wet weather on the treatment effectiveness and how the BCRs would respond to such changes | Data not provided | Data not provided | Data not provided | Data not provided | Data not provided | Data not provided | Data not provided | All values were either ND or NR. ND = below detection limit (0.139). NR = not reported.
Final Treatability Study Technical Memorandum Formosa Mine Superfund Site Douglas County, Oregon | FORMOSA MINE | ORN001002616 | N/A | OU2 | BCR5 01-05 | Abandoned | Sulfate-reducing bacteria (SRB) BCR with ChitoRem pre-treatment | Passive | Biochemical reactor (BCR) | Pre-treatment | Formosa 1 Adit discharge | Y | Entire system | Aerobic polishing cell (APC) | Data not provided | Pilot | July 2013- October 2013 | Mercury | Hg, total | mg/L | N | N/A | [9 empty] | ND | ND | Not Applicable | Data not provided | Data not provided | Data not provided | Data not provided | Data not provided | Data not provided | Data not provided | Data not provided | Data not provided | Effluent | 6.71–6.79 | 0.06–0.35 | mg/L | 19.66–21.53 | °C | Data not provided | N/A | Data not provided | N/A | (-)299, (-)158.1 | mV | 4,790–14,800 | µS/cm | None | N/A | Data not provided | Data not provided | Data not provided | Data not provided | Data not provided | Data not provided | Y | The necessity and effectiveness of pre‐treatment to condition the water for BCR treatment, MIW loading rate for each BCR medium to achieve effective metal reduction and pH neutralization, Metals removal efficiency (MRE) and sulfate reduction rate for assessing reduction of contaminant toxicity, mass, and volume, through treatment using BCRs, Residuals generation rates (i.e. sludge from precipitation) for operation and maintenance (O&M) consideration, Replacement rate for spent treatment media (substrate for biochemical reactor or limestone in a pre‐treatment process) for O&M consideration, Impacts of wet weather on the treatment effectiveness and how the BCRs would respond to such changes | Data not provided | Data not provided | Data not provided | Data not provided | Data not provided | Data not provided | Data not provided | All values were either ND or NR. ND = below detection limit (0.139). NR = not reported.
Final Treatability Study Technical Memorandum Formosa Mine Superfund Site Douglas County, Oregon | FORMOSA MINE | ORN001002616 | N/A | OU2 | BCR5 01-05 | Abandoned | Sulfate-reducing bacteria (SRB) BCR with ChitoRem pre-treatment | Passive | Biochemical reactor (BCR) | Pre-treatment | Formosa 1 Adit discharge | Y | Entire system | Aerobic polishing cell (APC) | Data not provided | Pilot | July 2013- October 2013 | Mercury | Hg, dissolved | mg/L | N | N/A | ND | ND | Not Applicable | [9 empty] | Data not provided | Data not provided | Data not provided | Data not provided | Data not provided | Data not provided | Data not provided | Data not provided | Data not provided | Influent | 3.14–3.34 | 1.59–2.04 | mg/L | 10.71–13.17 | °C | Data not provided | N/A | Data not provided | N/A | 389.1–397.6 | mV | 1,470–1,541 | µS/cm | None | N/A | Data not provided | Data not provided | Data not provided | Data not provided | Data not provided | Data not provided | Y | The necessity and effectiveness of pre‐treatment to condition the water for BCR treatment, MIW loading rate for each BCR medium to achieve effective metal reduction and pH neutralization, Metals removal efficiency (MRE) and sulfate reduction rate for assessing reduction of contaminant toxicity, mass, and volume, through treatment using BCRs, Residuals generation rates (i.e. sludge from precipitation) for operation and maintenance (O&M) consideration, Replacement rate for spent treatment media (substrate for biochemical reactor or limestone in a pre‐treatment process) for O&M consideration, Impacts of wet weather on the treatment effectiveness and how the BCRs would respond to such changes | Data not provided | Data not provided | Data not provided | Data not provided | Data not provided | Data not provided | Data not provided | All values were either ND or NR. ND = below detection limit (0.139). NR = not reported.
Final Treatability Study Technical Memorandum Formosa Mine Superfund Site Douglas County, Oregon | FORMOSA MINE | ORN001002616 | N/A | OU2 | BCR5 01-05 | Abandoned | Sulfate-reducing bacteria (SRB) BCR with ChitoRem pre-treatment | Passive | Biochemical reactor (BCR) | Pre-treatment | Formosa 1 Adit discharge | Y | Entire system | Aerobic polishing cell (APC) | Data not provided | Pilot | July 2013- October 2013 | Mercury | Hg, dissolved | mg/L | N | N/A |  |  |  | ND | ND | Not Applicable | [6 empty] | Data not provided | Data not provided | Data not provided | Data not provided | Data not provided | Data not provided | Data not provided | Data not provided | Data not provided | Influent | 3.14–3.34 | 1.59–2.04 | mg/L | 10.71–13.17 | °C | Data not provided | N/A | Data not provided | N/A | 389.1–397.6 | mV | 1,470–1,541 | µS/cm | None | N/A | Data not provided | Data not provided | Data not provided | Data not provided | Data not provided | Data not provided | Y | The necessity and effectiveness of pre‐treatment to condition the water for BCR treatment, MIW loading rate for each BCR medium to achieve effective metal reduction and pH neutralization, Metals removal efficiency (MRE) and sulfate reduction rate for assessing reduction of contaminant toxicity, mass, and volume, through treatment using BCRs, Residuals generation rates (i.e. sludge from precipitation) for operation and maintenance (O&M) consideration, Replacement rate for spent treatment media (substrate for biochemical reactor or limestone in a pre‐treatment process) for O&M consideration, Impacts of wet weather on the treatment effectiveness and how the BCRs would respond to such changes | Data not provided | Data not provided | Data not provided | Data not provided | Data not provided | Data not provided | Data not provided | All values were either ND or NR. ND = below detection limit (0.139). NR = not reported.
Final Treatability Study Technical Memorandum Formosa Mine Superfund Site Douglas County, Oregon | FORMOSA MINE | ORN001002616 | N/A | OU2 | BCR5 01-05 | Abandoned | Sulfate-reducing bacteria (SRB) BCR with ChitoRem pre-treatment | Passive | Biochemical reactor (BCR) | Pre-treatment | Formosa 1 Adit discharge | Y | Entire system | Aerobic polishing cell (APC) | Data not provided | Pilot | July 2013- October 2013 | Mercury | Hg, dissolved | mg/L | N | N/A | [6 empty] | ND | ND | Not Applicable |  |  |  | Data not provided | Data not provided | Data not provided | Data not provided | Data not provided | Data not provided | Data not provided | Data not provided | Data not provided | Effluent | 6.51–6.64 | 0.06–0.35 | mg/L | 19.66–21.53 | °C | Data not provided | N/A | Data not provided | N/A | (-)299–(-)158.1 | mV | 4,790–14,800 | µS/cm | None | N/A | Data not provided | Data not provided | Data not provided | Data not provided | Data not provided | Data not provided | Y | The necessity and effectiveness of pre‐treatment to condition the water for BCR treatment, MIW loading rate for each BCR medium to achieve effective metal reduction and pH neutralization, Metals removal efficiency (MRE) and sulfate reduction rate for assessing reduction of contaminant toxicity, mass, and volume, through treatment using BCRs, Residuals generation rates (i.e. sludge from precipitation) for operation and maintenance (O&M) consideration, Replacement rate for spent treatment media (substrate for biochemical reactor or limestone in a pre‐treatment process) for O&M consideration, Impacts of wet weather on the treatment effectiveness and how the BCRs would respond to such changes | Data not provided | Data not provided | Data not provided | Data not provided | Data not provided | Data not provided | Data not provided | All values were either ND or NR. ND = below detection limit (0.139). NR = not reported.
Final Treatability Study Technical Memorandum Formosa Mine Superfund Site Douglas County, Oregon | FORMOSA MINE | ORN001002616 | N/A | OU2 | BCR5 01-05 | Abandoned | Sulfate-reducing bacteria (SRB) BCR with ChitoRem pre-treatment | Passive | Biochemical reactor (BCR) | Pre-treatment | Formosa 1 Adit discharge | Y | Entire system | Aerobic polishing cell (APC) | Data not provided | Pilot | July 2013- October 2013 | Mercury | Hg, dissolved | mg/L | N | N/A | [9 empty] | ND | ND | Not Applicable | Data not provided | Data not provided | Data not provided | Data not provided | Data not provided | Data not provided | Data not provided | Data not provided | Data not provided | Effluent | 6.51–6.64 | 0.06–0.35 | mg/L | 19.66–21.53 | °C | Data not provided | N/A | Data not provided | N/A | (-)299–(-)158.1 | mV | 4,790–14,800 | µS/cm | None | N/A | Data not provided | Data not provided | Data not provided | Data not provided | Data not provided | Data not provided | Y | The necessity and effectiveness of pre‐treatment to condition the water for BCR treatment, MIW loading rate for each BCR medium to achieve effective metal reduction and pH neutralization, Metals removal efficiency (MRE) and sulfate reduction rate for assessing reduction of contaminant toxicity, mass, and volume, through treatment using BCRs, Residuals generation rates (i.e. sludge from precipitation) for operation and maintenance (O&M) consideration, Replacement rate for spent treatment media (substrate for biochemical reactor or limestone in a pre‐treatment process) for O&M consideration, Impacts of wet weather on the treatment effectiveness and how the BCRs would respond to such changes | Data not provided | Data not provided | Data not provided | Data not provided | Data not provided | Data not provided | Data not provided | All values were either ND or NR. ND = below detection limit (0.139). NR = not reported.
Final Treatability Study Technical Memorandum Formosa Mine Superfund Site Douglas County, Oregon | FORMOSA MINE | ORN001002616 | N/A | OU2 | BCR5 01-05 | Abandoned | Sulfate-reducing bacteria (SRB) BCR with ChitoRem pre-treatment | Passive | Biochemical reactor (BCR) | Pre-treatment | Formosa 1 Adit discharge | Y | Entire system | Aerobic polishing cell (APC) | Data not provided | Pilot | July 2013- October 2013 | Mercury | Hg, total | mg/L | N | N/A | ND | ND | Not Applicable | [9 empty] | Data not provided | Data not provided | Data not provided | Data not provided | Data not provided | Data not provided | Data not provided | Data not provided | Data not provided | Influent | 3.14–3.34 | 1.59–2.04 | mg/L | 10.71–13.17 | °C | Data not provided | N/A | Data not provided | N/A | 389.1–397.6 | mV | 1,470–1,541 | µS/cm | None | N/A | Data not provided | Data not provided | Data not provided | Data not provided | Data not provided | Data not provided | Y | The necessity and effectiveness of pre‐treatment to condition the water for BCR treatment, MIW loading rate for each BCR medium to achieve effective metal reduction and pH neutralization, Metals removal efficiency (MRE) and sulfate reduction rate for assessing reduction of contaminant toxicity, mass, and volume, through treatment using BCRs, Residuals generation rates (i.e. sludge from precipitation) for operation and maintenance (O&M) consideration, Replacement rate for spent treatment media (substrate for biochemical reactor or limestone in a pre‐treatment process) for O&M consideration, Impacts of wet weather on the treatment effectiveness and how the BCRs would respond to such changes | Data not provided | Data not provided | Data not provided | Data not provided | Data not provided | Data not provided | Data not provided | All values were either ND or NR. ND = below detection limit (0.139). NR = not reported.
Final Treatability Study Technical Memorandum Formosa Mine Superfund Site Douglas County, Oregon | FORMOSA MINE | ORN001002616 | N/A | OU2 | BCR6 01-06 | Abandoned | Sulfate-reducing bacteria (SRB) BCR with ChitoRem pre-treatment | Passive | Biochemical reactor (BCR) | Pre-treatment | Formosa 1 Adit discharge | Y | Entire system | Aerobic polishing cell (APC) | Data not provided | Pilot | July 2013- October 2013 | Mercury | Hg, total | mg/L | N | N/A |  |  |  | ND | ND | Not Applicable | [6 empty] | Data not provided | Data not provided | Data not provided | Data not provided | Data not provided | Data not provided | Data not provided | Data not provided | Data not provided | Influent | 3.14–3.34 | 1.59–2.04 | mg/L | 10.71–13.17 | °C | Data not provided | N/A | Data not provided | N/A | 389.1–397.6 | mV | 1,470–1,541 | µS/cm | None | N/A | Data not provided | Data not provided | Data not provided | Data not provided | Data not provided | Data not provided | Y | The necessity and effectiveness of pre‐treatment to condition the water for BCR treatment, MIW loading rate for each BCR medium to achieve effective metal reduction and pH neutralization, Metals removal efficiency (MRE) and sulfate reduction rate for assessing reduction of contaminant toxicity, mass, and volume, through treatment using BCRs, Residuals generation rates (i.e. sludge from precipitation) for operation and maintenance (O&M) consideration, Replacement rate for spent treatment media (substrate for biochemical reactor or limestone in a pre‐treatment process) for O&M consideration, Impacts of wet weather on the treatment effectiveness and how the BCRs would respond to such changes | Data not provided | Data not provided | Data not provided | Data not provided | Data not provided | Data not provided | Data not provided | All values were either ND or NR. ND = below detection limit (0.139). NR = not reported.
Final Treatability Study Technical Memorandum Formosa Mine Superfund Site Douglas County, Oregon | FORMOSA MINE | ORN001002616 | N/A | OU2 | BCR6 01-06 | Abandoned | Sulfate-reducing bacteria (SRB) BCR with ChitoRem pre-treatment | Passive | Biochemical reactor (BCR) | Pre-treatment | Formosa 1 Adit discharge | Y | Entire system | Aerobic polishing cell (APC) | Data not provided | Pilot | July 2013- October 2013 | Mercury | Hg, total | mg/L | N | N/A | [6 empty] | ND | ND | Not Applicable |  |  |  | Data not provided | Data not provided | Data not provided | Data not provided | Data not provided | Data not provided | Data not provided | Data not provided | Data not provided | Effluent | 6.58–6.87 | 0.2–0.34 | mg/L | 19.02–21.81 | °C | Data not provided | N/A | Data not provided | N/A | (-)284.7–(-)178.5 | mV | 12,030–37,260 | µS/cm | None | N/A | Data not provided | Data not provided | Data not provided | Data not provided | Data not provided | Data not provided | Y | The necessity and effectiveness of pre‐treatment to condition the water for BCR treatment, MIW loading rate for each BCR medium to achieve effective metal reduction and pH neutralization, Metals removal efficiency (MRE) and sulfate reduction rate for assessing reduction of contaminant toxicity, mass, and volume, through treatment using BCRs, Residuals generation rates (i.e. sludge from precipitation) for operation and maintenance (O&M) consideration, Replacement rate for spent treatment media (substrate for biochemical reactor or limestone in a pre‐treatment process) for O&M consideration, Impacts of wet weather on the treatment effectiveness and how the BCRs would respond to such changes | Data not provided | Data not provided | Data not provided | Data not provided | Data not provided | Data not provided | Data not provided | All values were either ND or NR. ND = below detection limit (0.139). NR = not reported.
Final Treatability Study Technical Memorandum Formosa Mine Superfund Site Douglas County, Oregon | FORMOSA MINE | ORN001002616 | N/A | OU2 | BCR6 01-06 | Abandoned | Sulfate-reducing bacteria (SRB) BCR with ChitoRem pre-treatment | Passive | Biochemical reactor (BCR) | Pre-treatment | Formosa 1 Adit discharge | Y | Entire system | Aerobic polishing cell (APC) | Data not provided | Pilot | July 2013- October 2013 | Mercury | Hg, total | mg/L | N | N/A | [9 empty] | ND | ND | Not Applicable | Data not provided | Data not provided | Data not provided | Data not provided | Data not provided | Data not provided | Data not provided | Data not provided | Data not provided | Effluent | 6.58–6.87 | 0.2–0.34 | mg/L | 19.02–21.81 | °C | Data not provided | N/A | Data not provided | N/A | (-)284.7–(-)178.5 | mV | 12,030–37,260 | µS/cm | None | N/A | Data not provided | Data not provided | Data not provided | Data not provided | Data not provided | Data not provided | Y | The necessity and effectiveness of pre‐treatment to condition the water for BCR treatment, MIW loading rate for each BCR medium to achieve effective metal reduction and pH neutralization, Metals removal efficiency (MRE) and sulfate reduction rate for assessing reduction of contaminant toxicity, mass, and volume, through treatment using BCRs, Residuals generation rates (i.e. sludge from precipitation) for operation and maintenance (O&M) consideration, Replacement rate for spent treatment media (substrate for biochemical reactor or limestone in a pre‐treatment process) for O&M consideration, Impacts of wet weather on the treatment effectiveness and how the BCRs would respond to such changes | Data not provided | Data not provided | Data not provided | Data not provided | Data not provided | Data not provided | Data not provided | All values were either ND or NR. ND = below detection limit (0.139). NR = not reported.
Final Treatability Study Technical Memorandum Formosa Mine Superfund Site Douglas County, Oregon | FORMOSA MINE | ORN001002616 | N/A | OU2 | BCR6 01-06 | Abandoned | Sulfate-reducing bacteria (SRB) BCR with ChitoRem pre-treatment | Passive | Biochemical reactor (BCR) | Pre-treatment | Formosa 1 Adit discharge | Y | Entire system | Aerobic polishing cell (APC) | Data not provided | Pilot | July 2013- October 2013 | Mercury | Hg, dissolved | mg/L | N | N/A | ND | ND | Not Applicable | [9 empty] | Data not provided | Data not provided | Data not provided | Data not provided | Data not provided | Data not provided | Data not provided | Data not provided | Data not provided | Influent | 3.14–3.34 | 1.59–2.04 | mg/L | 10.71–13.17 | °C | Data not provided | N/A | Data not provided | N/A | 389.1–397.6 | mV | 1,470–1,541 | µS/cm | None | N/A | Data not provided | Data not provided | Data not provided | Data not provided | Data not provided | Data not provided | Y | The necessity and effectiveness of pre‐treatment to condition the water for BCR treatment, MIW loading rate for each BCR medium to achieve effective metal reduction and pH neutralization, Metals removal efficiency (MRE) and sulfate reduction rate for assessing reduction of contaminant toxicity, mass, and volume, through treatment using BCRs, Residuals generation rates (i.e. sludge from precipitation) for operation and maintenance (O&M) consideration, Replacement rate for spent treatment media (substrate for biochemical reactor or limestone in a pre‐treatment process) for O&M consideration, Impacts of wet weather on the treatment effectiveness and how the BCRs would respond to such changes | Data not provided | Data not provided | Data not provided | Data not provided | Data not provided | Data not provided | Data not provided | All values were either ND or NR. ND = below detection limit (0.139). NR = not reported.
Final Treatability Study Technical Memorandum Formosa Mine Superfund Site Douglas County, Oregon | FORMOSA MINE | ORN001002616 | N/A | OU2 | BCR6 01-06 | Abandoned | Sulfate-reducing bacteria (SRB) BCR with ChitoRem pre-treatment | Passive | Biochemical reactor (BCR) | Pre-treatment | Formosa 1 Adit discharge | Y | Entire system | Aerobic polishing cell (APC) | Data not provided | Pilot | July 2013- October 2013 | Mercury | Hg, dissolved | mg/L | N | N/A |  |  |  | ND | ND | Not Applicable | [6 empty] | Data not provided | Data not provided | Data not provided | Data not provided | Data not provided | Data not provided | Data not provided | Data not provided | Data not provided | Influent | 3.14–3.34 | 1.59–2.04 | mg/L | 10.71–13.17 | °C | Data not provided | N/A | Data not provided | N/A | 389.1–397.6 | mV | 1,470–1,541 | µS/cm | None | N/A | Data not provided | Data not provided | Data not provided | Data not provided | Data not provided | Data not provided | Y | The necessity and effectiveness of pre‐treatment to condition the water for BCR treatment, MIW loading rate for each BCR medium to achieve effective metal reduction and pH neutralization, Metals removal efficiency (MRE) and sulfate reduction rate for assessing reduction of contaminant toxicity, mass, and volume, through treatment using BCRs, Residuals generation rates (i.e. sludge from precipitation) for operation and maintenance (O&M) consideration, Replacement rate for spent treatment media (substrate for biochemical reactor or limestone in a pre‐treatment process) for O&M consideration, Impacts of wet weather on the treatment effectiveness and how the BCRs would respond to such changes | Data not provided | Data not provided | Data not provided | Data not provided | Data not provided | Data not provided | Data not provided | All values were either ND or NR. ND = below detection limit (0.139). NR = not reported.
Final Treatability Study Technical Memorandum Formosa Mine Superfund Site Douglas County, Oregon | FORMOSA MINE | ORN001002616 | N/A | OU2 | BCR6 01-06 | Abandoned | Sulfate-reducing bacteria (SRB) BCR with ChitoRem pre-treatment | Passive | Biochemical reactor (BCR) | Pre-treatment | Formosa 1 Adit discharge | Y | Entire system | Aerobic polishing cell (APC) | Data not provided | Pilot | July 2013- October 2013 | Mercury | Hg, dissolved | mg/L | N | N/A | [6 empty] | ND | ND | Not Applicable |  |  |  | Data not provided | Data not provided | Data not provided | Data not provided | Data not provided | Data not provided | Data not provided | Data not provided | Data not provided | Effluent | 6.41–6.69 | 0.2–0.34 | mg/L | 19.02–21.81 | °C | Data not provided | N/A | Data not provided | N/A | (-)284.7–(-)178.5 | mV | 12,030–37,260 | µS/cm | None | N/A | Data not provided | Data not provided | Data not provided | Data not provided | Data not provided | Data not provided | Y | The necessity and effectiveness of pre‐treatment to condition the water for BCR treatment, MIW loading rate for each BCR medium to achieve effective metal reduction and pH neutralization, Metals removal efficiency (MRE) and sulfate reduction rate for assessing reduction of contaminant toxicity, mass, and volume, through treatment using BCRs, Residuals generation rates (i.e. sludge from precipitation) for operation and maintenance (O&M) consideration, Replacement rate for spent treatment media (substrate for biochemical reactor or limestone in a pre‐treatment process) for O&M consideration, Impacts of wet weather on the treatment effectiveness and how the BCRs would respond to such changes | Data not provided | Data not provided | Data not provided | Data not provided | Data not provided | Data not provided | Data not provided | All values were either ND or NR. ND = below detection limit (0.139). NR = not reported.
Final Treatability Study Technical Memorandum Formosa Mine Superfund Site Douglas County, Oregon | FORMOSA MINE | ORN001002616 | N/A | OU2 | BCR6 01-06 | Abandoned | Sulfate-reducing bacteria (SRB) BCR with ChitoRem pre-treatment | Passive | Biochemical reactor (BCR) | Pre-treatment | Formosa 1 Adit discharge | Y | Entire system | Aerobic polishing cell (APC) | Data not provided | Pilot | July 2013- October 2013 | Mercury | Hg, dissolved | mg/L | N | N/A | [9 empty] | ND | ND | Not Applicable | Data not provided | Data not provided | Data not provided | Data not provided | Data not provided | Data not provided | Data not provided | Data not provided | Data not provided | Effluent | 6.41–6.69 | 0.2–0.34 | mg/L | 19.02–21.81 | °C | Data not provided | N/A | Data not provided | N/A | (-)284.7–(-)178.5 | mV | 12,030–37,260 | µS/cm | None | N/A | Data not provided | Data not provided | Data not provided | Data not provided | Data not provided | Data not provided | Y | The necessity and effectiveness of pre‐treatment to condition the water for BCR treatment, MIW loading rate for each BCR medium to achieve effective metal reduction and pH neutralization, Metals removal efficiency (MRE) and sulfate reduction rate for assessing reduction of contaminant toxicity, mass, and volume, through treatment using BCRs, Residuals generation rates (i.e. sludge from precipitation) for operation and maintenance (O&M) consideration, Replacement rate for spent treatment media (substrate for biochemical reactor or limestone in a pre‐treatment process) for O&M consideration, Impacts of wet weather on the treatment effectiveness and how the BCRs would respond to such changes | Data not provided | Data not provided | Data not provided | Data not provided | Data not provided | Data not provided | Data not provided | All values were either ND or NR. ND = below detection limit (0.139). NR = not reported.
Final Treatability Study Technical Memorandum Formosa Mine Superfund Site Douglas County, Oregon | FORMOSA MINE | ORN001002616 | N/A | OU2 | BCR1 01-01 | Abandoned | Sulfate-reducing bacteria (SRB) BCR without pre-treatment | Passive | Biochemical reactor (BCR) | No pre-treatment | Formosa 1 Adit discharge | N | BCR without pre-treatment | Aerobic polishing cell (APC) | Data not provided | Pilot | July 2013- October 2013 | Lead | Pb, dissolved | mg/L | N | N/A | [6 empty] | ND | ND | Not Applicable |  |  |  | Data not provided | Data not provided | Data not provided | Data not provided | Data not provided | Data not provided | Data not provided | Data not provided | Data not provided | Effluent | 5.38–6.25 | 0.11–1.91 | mg/L | 15.49–21.04 | °C | Data not provided | N/A | Data not provided | N/A | (-)158.5–53.5 | mV | 1,196–3,928 | µS/cm | None | N/A | Data not provided | Data not provided | Data not provided | Data not provided | Data not provided | Data not provided | Y | The necessity and effectiveness of pre‐treatment to condition the water for BCR treatment, MIW loading rate for each BCR medium to achieve effective metal reduction and pH neutralization, Metals removal efficiency (MRE) and sulfate reduction rate for assessing reduction of contaminant toxicity, mass, and volume, through treatment using BCRs, Residuals generation rates (i.e. sludge from precipitation) for operation and maintenance (O&M) consideration, Replacement rate for spent treatment media (substrate for biochemical reactor or limestone in a pre‐treatment process) for O&M consideration, Impacts of wet weather on the treatment effectiveness and how the BCRs would respond to such changes | Data not provided | Data not provided | Data not provided | Data not provided | Data not provided | Data not provided | Data not provided | For all BCRs the influent was ND except for Aug 6 and Aug 20, where the influent was 0.04 and 0.041 mg/L, respectively. ND = below detection limit (0.017)
Final Treatability Study Technical Memorandum Formosa Mine Superfund Site Douglas County, Oregon | FORMOSA MINE | ORN001002616 | N/A | OU2 | BCR1 01-01 | Abandoned | Sulfate-reducing bacteria (SRB) BCR without pre-treatment | Passive | Biochemical reactor (BCR) | No pre-treatment | Formosa 1 Adit discharge | N | BCR without pre-treatment | Aerobic polishing cell (APC) | Data not provided | Pilot | July 2013- October 2013 | Lead | Pb, dissolved | mg/L | N | N/A | [9 empty] | ND | ND | Not Applicable | Data not provided | Data not provided | Data not provided | Data not provided | Data not provided | Data not provided | Data not provided | Data not provided | Data not provided | Effluent | 5.38–6.25 | 0.11–1.91 | mg/L | 15.49–21.04 | °C | Data not provided | N/A | Data not provided | N/A | (-)158.5–53.5 | mV | 1,196–3,928 | µS/cm | None | N/A | Data not provided | Data not provided | Data not provided | Data not provided | Data not provided | Data not provided | Y | The necessity and effectiveness of pre‐treatment to condition the water for BCR treatment, MIW loading rate for each BCR medium to achieve effective metal reduction and pH neutralization, Metals removal efficiency (MRE) and sulfate reduction rate for assessing reduction of contaminant toxicity, mass, and volume, through treatment using BCRs, Residuals generation rates (i.e. sludge from precipitation) for operation and maintenance (O&M) consideration, Replacement rate for spent treatment media (substrate for biochemical reactor or limestone in a pre‐treatment process) for O&M consideration, Impacts of wet weather on the treatment effectiveness and how the BCRs would respond to such changes | Data not provided | Data not provided | Data not provided | Data not provided | Data not provided | Data not provided | Data not provided | For all BCRs the influent was ND except for Aug 6 and Aug 20, where the influent was 0.04 and 0.041 mg/L, respectively. ND = below detection limit (0.017)
Final Treatability Study Technical Memorandum Formosa Mine Superfund Site Douglas County, Oregon | FORMOSA MINE | ORN001002616 | N/A | OU2 | BCR2 01-02 | Abandoned | Sulfate-reducing bacteria (SRB) BCR without pre-treatment | Passive | Biochemical reactor (BCR) | No pre-treatment | Formosa 1 Adit discharge | N | BCR without pre-treatment | Aerobic polishing cell (APC) | Data not provided | Pilot | July 2013- October 2013 | Lead | Pb, dissolved | mg/L | N | N/A | [6 empty] | ND | ND | Not Applicable |  |  |  | Data not provided | Data not provided | Data not provided | Data not provided | Data not provided | Data not provided | Data not provided | Data not provided | Data not provided | Effluent | 6.34–6.64 | 0.27–1.52 | mg/L | 15.09–21.63 | °C | Data not provided | N/A | Data not provided | N/A | (-)294.4–(-)162.9 | mV | 4,367–35,860 | µS/cm | None | N/A | Data not provided | Data not provided | Data not provided | Data not provided | Data not provided | Data not provided | Y | The necessity and effectiveness of pre‐treatment to condition the water for BCR treatment, MIW loading rate for each BCR medium to achieve effective metal reduction and pH neutralization, Metals removal efficiency (MRE) and sulfate reduction rate for assessing reduction of contaminant toxicity, mass, and volume, through treatment using BCRs, Residuals generation rates (i.e. sludge from precipitation) for operation and maintenance (O&M) consideration, Replacement rate for spent treatment media (substrate for biochemical reactor or limestone in a pre‐treatment process) for O&M consideration, Impacts of wet weather on the treatment effectiveness and how the BCRs would respond to such changes | Data not provided | Data not provided | Data not provided | Data not provided | Data not provided | Data not provided | Data not provided | For all BCRs the influent was ND except for Aug 6 and Aug 20, where the influent was 0.04 and 0.041 mg/L, respectively. ND = below detection limit (0.017)
Final Treatability Study Technical Memorandum Formosa Mine Superfund Site Douglas County, Oregon | FORMOSA MINE | ORN001002616 | N/A | OU2 | BCR2 01-02 | Abandoned | Sulfate-reducing bacteria (SRB) BCR without pre-treatment | Passive | Biochemical reactor (BCR) | No pre-treatment | Formosa 1 Adit discharge | N | BCR without pre-treatment | Aerobic polishing cell (APC) | Data not provided | Pilot | July 2013- October 2013 | Lead | Pb, dissolved | mg/L | N | N/A | [9 empty] | ND | ND | Not Applicable | Data not provided | Data not provided | Data not provided | Data not provided | Data not provided | Data not provided | Data not provided | Data not provided | Data not provided | Effluent | 6.34–6.64 | 0.27–1.52 | mg/L | 15.09–21.63 | °C | Data not provided | N/A | Data not provided | N/A | (-)294.4–(-)162.9 | mV | 4,367–35,860 | µS/cm | None | N/A | Data not provided | Data not provided | Data not provided | Data not provided | Data not provided | Data not provided | Y | The necessity and effectiveness of pre‐treatment to condition the water for BCR treatment, MIW loading rate for each BCR medium to achieve effective metal reduction and pH neutralization, Metals removal efficiency (MRE) and sulfate reduction rate for assessing reduction of contaminant toxicity, mass, and volume, through treatment using BCRs, Residuals generation rates (i.e. sludge from precipitation) for operation and maintenance (O&M) consideration, Replacement rate for spent treatment media (substrate for biochemical reactor or limestone in a pre‐treatment process) for O&M consideration, Impacts of wet weather on the treatment effectiveness and how the BCRs would respond to such changes | Data not provided | Data not provided | Data not provided | Data not provided | Data not provided | Data not provided | Data not provided | For all BCRs the influent was ND except for Aug 6 and Aug 20, where the influent was 0.04 and 0.041 mg/L, respectively. ND = below detection limit (0.017)
Final Treatability Study Technical Memorandum Formosa Mine Superfund Site Douglas County, Oregon | FORMOSA MINE | ORN001002616 | N/A | OU2 | BCR3 01-03 | Abandoned | Sulfate-reducing bacteria (SRB) BCR with SAPS pre-treatment | Passive | Biochemical reactor (BCR) | Pre-treatment | Formosa 1 Adit discharge | Y | Entire system | Aerobic polishing cell (APC) | Data not provided | Pilot | July 2013- October 2013 | Lead | Pb, dissolved | mg/L | N | N/A | [6 empty] | ND | ND | Not Applicable |  |  |  | Data not provided | Data not provided | Data not provided | Data not provided | Data not provided | Data not provided | Data not provided | Data not provided | Data not provided | Effluent | 5.99–6.41 | 0.13–1.16 | mg/L | 15.33–20.83 | °C | Data not provided | N/A | Data not provided | N/A | (-)209.4–149.5 | mV | 1,237–7,404 | µS/cm | None | N/A | Data not provided | Data not provided | Data not provided | Data not provided | Data not provided | Data not provided | Y | The necessity and effectiveness of pre‐treatment to condition the water for BCR treatment, MIW loading rate for each BCR medium to achieve effective metal reduction and pH neutralization, Metals removal efficiency (MRE) and sulfate reduction rate for assessing reduction of contaminant toxicity, mass, and volume, through treatment using BCRs, Residuals generation rates (i.e. sludge from precipitation) for operation and maintenance (O&M) consideration, Replacement rate for spent treatment media (substrate for biochemical reactor or limestone in a pre‐treatment process) for O&M consideration, Impacts of wet weather on the treatment effectiveness and how the BCRs would respond to such changes | Data not provided | Data not provided | Data not provided | Data not provided | Data not provided | Data not provided | Data not provided | For all BCRs the influent was ND except for Aug 6 and Aug 20, where the influent was 0.04 and 0.041 mg/L, respectively. ND = below detection limit (0.017)
Final Treatability Study Technical Memorandum Formosa Mine Superfund Site Douglas County, Oregon | FORMOSA MINE | ORN001002616 | N/A | OU2 | BCR3 01-03 | Abandoned | Sulfate-reducing bacteria (SRB) BCR with SAPS pre-treatment | Passive | Biochemical reactor (BCR) | Pre-treatment | Formosa 1 Adit discharge | Y | Entire system | Aerobic polishing cell (APC) | Data not provided | Pilot | July 2013- October 2013 | Lead | Pb, dissolved | mg/L | N | N/A | [9 empty] | ND | ND | Not Applicable | Data not provided | Data not provided | Data not provided | Data not provided | Data not provided | Data not provided | Data not provided | Data not provided | Data not provided | Effluent | 5.99–6.41 | 0.13–1.16 | mg/L | 15.33–20.83 | °C | Data not provided | N/A | Data not provided | N/A | (-)209.4–149.5 | mV | 1,237–7,404 | µS/cm | None | N/A | Data not provided | Data not provided | Data not provided | Data not provided | Data not provided | Data not provided | Y | The necessity and effectiveness of pre‐treatment to condition the water for BCR treatment, MIW loading rate for each BCR medium to achieve effective metal reduction and pH neutralization, Metals removal efficiency (MRE) and sulfate reduction rate for assessing reduction of contaminant toxicity, mass, and volume, through treatment using BCRs, Residuals generation rates (i.e. sludge from precipitation) for operation and maintenance (O&M) consideration, Replacement rate for spent treatment media (substrate for biochemical reactor or limestone in a pre‐treatment process) for O&M consideration, Impacts of wet weather on the treatment effectiveness and how the BCRs would respond to such changes | Data not provided | Data not provided | Data not provided | Data not provided | Data not provided | Data not provided | Data not provided | For all BCRs the influent was ND except for Aug 6 and Aug 20, where the influent was 0.04 and 0.041 mg/L, respectively. ND = below detection limit (0.017)
Final Treatability Study Technical Memorandum Formosa Mine Superfund Site Douglas County, Oregon | FORMOSA MINE | ORN001002616 | N/A | OU2 | BCR4 01-04 | Abandoned | Sulfate-reducing bacteria (SRB) BCR with SAPS pre-treatment | Passive | Biochemical reactor (BCR) | Pre-treatment | Formosa 1 Adit discharge | Y | Entire system | Aerobic polishing cell (APC) | Data not provided | Pilot | July 2013- October 2013 | Lead | Pb, dissolved | mg/L | N | N/A | [6 empty] | ND | ND | Not Applicable |  |  |  | Data not provided | Data not provided | Data not provided | Data not provided | Data not provided | Data not provided | Data not provided | Data not provided | Data not provided | Effluent | 6.25–6.7 | 0.16–1.51 | mg/L | 15.14–21.21 | °C | Data not provided | N/A | Data not provided | N/A | (-)247.6–(-)162.9 | mV | 2,076–23,850 | µS/cm | None | N/A | Data not provided | Data not provided | Data not provided | Data not provided | Data not provided | Data not provided | Y | The necessity and effectiveness of pre‐treatment to condition the water for BCR treatment, MIW loading rate for each BCR medium to achieve effective metal reduction and pH neutralization, Metals removal efficiency (MRE) and sulfate reduction rate for assessing reduction of contaminant toxicity, mass, and volume, through treatment using BCRs, Residuals generation rates (i.e. sludge from precipitation) for operation and maintenance (O&M) consideration, Replacement rate for spent treatment media (substrate for biochemical reactor or limestone in a pre‐treatment process) for O&M consideration, Impacts of wet weather on the treatment effectiveness and how the BCRs would respond to such changes | Data not provided | Data not provided | Data not provided | Data not provided | Data not provided | Data not provided | Data not provided | For all BCRs the influent was ND except for Aug 6 and Aug 20, where the influent was 0.04 and 0.041 mg/L, respectively. ND = below detection limit (0.017)
Final Treatability Study Technical Memorandum Formosa Mine Superfund Site Douglas County, Oregon | FORMOSA MINE | ORN001002616 | N/A | OU2 | BCR4 01-04 | Abandoned | Sulfate-reducing bacteria (SRB) BCR with SAPS pre-treatment | Passive | Biochemical reactor (BCR) | Pre-treatment | Formosa 1 Adit discharge | Y | Entire system | Aerobic polishing cell (APC) | Data not provided | Pilot | July 2013- October 2013 | Lead | Pb, dissolved | mg/L | N | N/A | [9 empty] | ND | ND | Not Applicable | Data not provided | Data not provided | Data not provided | Data not provided | Data not provided | Data not provided | Data not provided | Data not provided | Data not provided | Effluent | 6.25–6.7 | 0.16–1.51 | mg/L | 15.14–21.21 | °C | Data not provided | N/A | Data not provided | N/A | (-)247.6–(-)162.9 | mV | 2,076–23,850 | µS/cm | None | N/A | Data not provided | Data not provided | Data not provided | Data not provided | Data not provided | Data not provided | Y | The necessity and effectiveness of pre‐treatment to condition the water for BCR treatment, MIW loading rate for each BCR medium to achieve effective metal reduction and pH neutralization, Metals removal efficiency (MRE) and sulfate reduction rate for assessing reduction of contaminant toxicity, mass, and volume, through treatment using BCRs, Residuals generation rates (i.e. sludge from precipitation) for operation and maintenance (O&M) consideration, Replacement rate for spent treatment media (substrate for biochemical reactor or limestone in a pre‐treatment process) for O&M consideration, Impacts of wet weather on the treatment effectiveness and how the BCRs would respond to such changes | Data not provided | Data not provided | Data not provided | Data not provided | Data not provided | Data not provided | Data not provided | For all BCRs the influent was ND except for Aug 6 and Aug 20, where the influent was 0.04 and 0.041 mg/L, respectively. ND = below detection limit (0.017)
Final Treatability Study Technical Memorandum Formosa Mine Superfund Site Douglas County, Oregon | FORMOSA MINE | ORN001002616 | N/A | OU2 | BCR5 01-05 | Abandoned | Sulfate-reducing bacteria (SRB) BCR with ChitoRem pre-treatment | Passive | Biochemical reactor (BCR) | Pre-treatment | Formosa 1 Adit discharge | Y | Entire system | Aerobic polishing cell (APC) | Data not provided | Pilot | July 2013- October 2013 | Lead | Pb, dissolved | mg/L | N | N/A | [6 empty] | ND | ND | Not Applicable |  |  |  | Data not provided | Data not provided | Data not provided | Data not provided | Data not provided | Data not provided | Data not provided | Data not provided | Data not provided | Effluent | 6.19–6.64 | 0.06–0.93 | mg/L | 15.42–21.53 | °C | Data not provided | N/A | Data not provided | N/A | (-)339.5–(-)158.1 | mV | 2,087–14,800 | µS/cm | None | N/A | Data not provided | Data not provided | Data not provided | Data not provided | Data not provided | Data not provided | Y | The necessity and effectiveness of pre‐treatment to condition the water for BCR treatment, MIW loading rate for each BCR medium to achieve effective metal reduction and pH neutralization, Metals removal efficiency (MRE) and sulfate reduction rate for assessing reduction of contaminant toxicity, mass, and volume, through treatment using BCRs, Residuals generation rates (i.e. sludge from precipitation) for operation and maintenance (O&M) consideration, Replacement rate for spent treatment media (substrate for biochemical reactor or limestone in a pre‐treatment process) for O&M consideration, Impacts of wet weather on the treatment effectiveness and how the BCRs would respond to such changes | Data not provided | Data not provided | Data not provided | Data not provided | Data not provided | Data not provided | Data not provided | For all BCRs the influent was ND except for Aug 6 and Aug 20, where the influent was 0.04 and 0.041 mg/L, respectively. ND = below detection limit (0.017)
Final Treatability Study Technical Memorandum Formosa Mine Superfund Site Douglas County, Oregon | FORMOSA MINE | ORN001002616 | N/A | OU2 | BCR5 01-05 | Abandoned | Sulfate-reducing bacteria (SRB) BCR with ChitoRem pre-treatment | Passive | Biochemical reactor (BCR) | Pre-treatment | Formosa 1 Adit discharge | Y | Entire system | Aerobic polishing cell (APC) | Data not provided | Pilot | July 2013- October 2013 | Lead | Pb, dissolved | mg/L | N | N/A | [9 empty] | ND | ND | Not Applicable | Data not provided | Data not provided | Data not provided | Data not provided | Data not provided | Data not provided | Data not provided | Data not provided | Data not provided | Effluent | 6.19–6.64 | 0.06–0.93 | mg/L | 15.42–21.53 | °C | Data not provided | N/A | Data not provided | N/A | (-)339.5–(-)158.1 | mV | 2,087–14,800 | µS/cm | None | N/A | Data not provided | Data not provided | Data not provided | Data not provided | Data not provided | Data not provided | Y | The necessity and effectiveness of pre‐treatment to condition the water for BCR treatment, MIW loading rate for each BCR medium to achieve effective metal reduction and pH neutralization, Metals removal efficiency (MRE) and sulfate reduction rate for assessing reduction of contaminant toxicity, mass, and volume, through treatment using BCRs, Residuals generation rates (i.e. sludge from precipitation) for operation and maintenance (O&M) consideration, Replacement rate for spent treatment media (substrate for biochemical reactor or limestone in a pre‐treatment process) for O&M consideration, Impacts of wet weather on the treatment effectiveness and how the BCRs would respond to such changes | Data not provided | Data not provided | Data not provided | Data not provided | Data not provided | Data not provided | Data not provided | For all BCRs the influent was ND except for Aug 6 and Aug 20, where the influent was 0.04 and 0.041 mg/L, respectively. ND = below detection limit (0.017)
Final Treatability Study Technical Memorandum Formosa Mine Superfund Site Douglas County, Oregon | FORMOSA MINE | ORN001002616 | N/A | OU2 | BCR6 01-06 | Abandoned | Sulfate-reducing bacteria (SRB) BCR with ChitoRem pre-treatment | Passive | Biochemical reactor (BCR) | Pre-treatment | Formosa 1 Adit discharge | Y | Entire system | Aerobic polishing cell (APC) | Data not provided | Pilot | July 2013- October 2013 | Lead | Pb, dissolved | mg/L | N | N/A | [6 empty] | ND | ND | Not Applicable |  |  |  | Data not provided | Data not provided | Data not provided | Data not provided | Data not provided | Data not provided | Data not provided | Data not provided | Data not provided | Effluent | 6.3–6.69 | 0.2–1.86 | mg/L | 15.34–21.81 | °C | Data not provided | N/A | Data not provided | N/A | (-)311.9–(-)178.5 | mV | 4,551–37,260 | µS/cm | None | N/A | Data not provided | Data not provided | Data not provided | Data not provided | Data not provided | Data not provided | Y | The necessity and effectiveness of pre‐treatment to condition the water for BCR treatment, MIW loading rate for each BCR medium to achieve effective metal reduction and pH neutralization, Metals removal efficiency (MRE) and sulfate reduction rate for assessing reduction of contaminant toxicity, mass, and volume, through treatment using BCRs, Residuals generation rates (i.e. sludge from precipitation) for operation and maintenance (O&M) consideration, Replacement rate for spent treatment media (substrate for biochemical reactor or limestone in a pre‐treatment process) for O&M consideration, Impacts of wet weather on the treatment effectiveness and how the BCRs would respond to such changes | Data not provided | Data not provided | Data not provided | Data not provided | Data not provided | Data not provided | Data not provided | For all BCRs the influent was ND except for Aug 6 and Aug 20, where the influent was 0.04 and 0.041 mg/L, respectively. ND = below detection limit (0.017)
Final Treatability Study Technical Memorandum Formosa Mine Superfund Site Douglas County, Oregon | FORMOSA MINE | ORN001002616 | N/A | OU2 | BCR6 01-06 | Abandoned | Sulfate-reducing bacteria (SRB) BCR with ChitoRem pre-treatment | Passive | Biochemical reactor (BCR) | Pre-treatment | Formosa 1 Adit discharge | Y | Entire system | Aerobic polishing cell (APC) | Data not provided | Pilot | July 2013- October 2013 | Lead | Pb, dissolved | mg/L | N | N/A | [9 empty] | ND | ND | Not Applicable | Data not provided | Data not provided | Data not provided | Data not provided | Data not provided | Data not provided | Data not provided | Data not provided | Data not provided | Effluent | 6.3–6.69 | 0.2–1.86 | mg/L | 15.34–21.81 | °C | Data not provided | N/A | Data not provided | N/A | (-)311.9–(-)178.5 | mV | 4,551–37,260 | µS/cm | None | N/A | Data not provided | Data not provided | Data not provided | Data not provided | Data not provided | Data not provided | Y | The necessity and effectiveness of pre‐treatment to condition the water for BCR treatment, MIW loading rate for each BCR medium to achieve effective metal reduction and pH neutralization, Metals removal efficiency (MRE) and sulfate reduction rate for assessing reduction of contaminant toxicity, mass, and volume, through treatment using BCRs, Residuals generation rates (i.e. sludge from precipitation) for operation and maintenance (O&M) consideration, Replacement rate for spent treatment media (substrate for biochemical reactor or limestone in a pre‐treatment process) for O&M consideration, Impacts of wet weather on the treatment effectiveness and how the BCRs would respond to such changes | Data not provided | Data not provided | Data not provided | Data not provided | Data not provided | Data not provided | Data not provided | For all BCRs the influent was ND except for Aug 6 and Aug 20, where the influent was 0.04 and 0.041 mg/L, respectively. ND = below detection limit (0.017)
Final Treatability Study Technical Memorandum Formosa Mine Superfund Site Douglas County, Oregon | FORMOSA MINE | ORN001002616 | N/A | OU2 | BCR1 01-01 | Abandoned | Sulfate-reducing bacteria (SRB) BCR without pre-treatment | Passive | Biochemical reactor (BCR) | No pre-treatment | Formosa 1 Adit discharge | N | BCR without pre-treatment | Aerobic polishing cell (APC) | Data not provided | Pilot | July 2013- October 2013 | Lead | Pb, total | mg/L | N | N/A | [6 empty] | ND | ND | Not Applicable |  |  |  | Data not provided | Data not provided | Data not provided | Data not provided | Data not provided | Data not provided | Data not provided | Data not provided | Data not provided | Effluent | 5.38–6.25 | 0.11–1.91 | mg/L | 15.49–21.04 | °C | Data not provided | N/A | Data not provided | N/A | (-)158.5–53.5 | mV | 1,196–3,928 | µS/cm | None | N/A | Data not provided | Data not provided | Data not provided | Data not provided | Data not provided | Data not provided | Y | The necessity and effectiveness of pre‐treatment to condition the water for BCR treatment, MIW loading rate for each BCR medium to achieve effective metal reduction and pH neutralization, Metals removal efficiency (MRE) and sulfate reduction rate for assessing reduction of contaminant toxicity, mass, and volume, through treatment using BCRs, Residuals generation rates (i.e. sludge from precipitation) for operation and maintenance (O&M) consideration, Replacement rate for spent treatment media (substrate for biochemical reactor or limestone in a pre‐treatment process) for O&M consideration, Impacts of wet weather on the treatment effectiveness and how the BCRs would respond to such changes | Data not provided | Data not provided | Data not provided | Data not provided | Data not provided | Data not provided | Data not provided | For all BCRs the influent was ND except for Aug 6 and Aug 20, where the influent was 0.04 and 0.041 mg/L, respectively. ND = below detection limit (0.019)
Final Treatability Study Technical Memorandum Formosa Mine Superfund Site Douglas County, Oregon | FORMOSA MINE | ORN001002616 | N/A | OU2 | BCR1 01-01 | Abandoned | Sulfate-reducing bacteria (SRB) BCR without pre-treatment | Passive | Biochemical reactor (BCR) | No pre-treatment | Formosa 1 Adit discharge | N | BCR without pre-treatment | Aerobic polishing cell (APC) | Data not provided | Pilot | July 2013- October 2013 | Lead | Pb, total | mg/L | N | N/A | [9 empty] | ND | ND | Not Applicable | Data not provided | Data not provided | Data not provided | Data not provided | Data not provided | Data not provided | Data not provided | Data not provided | Data not provided | Effluent | 5.38–6.25 | 0.11–1.91 | mg/L | 15.49–21.04 | °C | Data not provided | N/A | Data not provided | N/A | (-)158.5–53.5 | mV | 1,196–3,928 | µS/cm | None | N/A | Data not provided | Data not provided | Data not provided | Data not provided | Data not provided | Data not provided | Y | The necessity and effectiveness of pre‐treatment to condition the water for BCR treatment, MIW loading rate for each BCR medium to achieve effective metal reduction and pH neutralization, Metals removal efficiency (MRE) and sulfate reduction rate for assessing reduction of contaminant toxicity, mass, and volume, through treatment using BCRs, Residuals generation rates (i.e. sludge from precipitation) for operation and maintenance (O&M) consideration, Replacement rate for spent treatment media (substrate for biochemical reactor or limestone in a pre‐treatment process) for O&M consideration, Impacts of wet weather on the treatment effectiveness and how the BCRs would respond to such changes | Data not provided | Data not provided | Data not provided | Data not provided | Data not provided | Data not provided | Data not provided | For all BCRs the influent was ND except for Aug 6 and Aug 20, where the influent was 0.04 and 0.041 mg/L, respectively. ND = below detection limit (0.019)
Final Treatability Study Technical Memorandum Formosa Mine Superfund Site Douglas County, Oregon | FORMOSA MINE | ORN001002616 | N/A | OU2 | BCR2 01-02 | Abandoned | Sulfate-reducing bacteria (SRB) BCR without pre-treatment | Passive | Biochemical reactor (BCR) | No pre-treatment | Formosa 1 Adit discharge | N | BCR without pre-treatment | Aerobic polishing cell (APC) | Data not provided | Pilot | July 2013- October 2013 | Lead | Pb, total | mg/L | N | N/A | [6 empty] | ND | ND | Not Applicable |  |  |  | Data not provided | Data not provided | Data not provided | Data not provided | Data not provided | Data not provided | Data not provided | Data not provided | Data not provided | Effluent | 6.34–6.64 | 0.27–1.52 | mg/L | 15.09–21.63 | °C | Data not provided | N/A | Data not provided | N/A | (-)294.4–(-)162.9 | mV | 4,367–35,860 | µS/cm | None | N/A | Data not provided | Data not provided | Data not provided | Data not provided | Data not provided | Data not provided | Y | The necessity and effectiveness of pre‐treatment to condition the water for BCR treatment, MIW loading rate for each BCR medium to achieve effective metal reduction and pH neutralization, Metals removal efficiency (MRE) and sulfate reduction rate for assessing reduction of contaminant toxicity, mass, and volume, through treatment using BCRs, Residuals generation rates (i.e. sludge from precipitation) for operation and maintenance (O&M) consideration, Replacement rate for spent treatment media (substrate for biochemical reactor or limestone in a pre‐treatment process) for O&M consideration, Impacts of wet weather on the treatment effectiveness and how the BCRs would respond to such changes | Data not provided | Data not provided | Data not provided | Data not provided | Data not provided | Data not provided | Data not provided | For all BCRs the influent was ND except for Aug 6 and Aug 20, where the influent was 0.04 and 0.041 mg/L, respectively. ND = below detection limit (0.019)
Final Treatability Study Technical Memorandum Formosa Mine Superfund Site Douglas County, Oregon | FORMOSA MINE | ORN001002616 | N/A | OU2 | BCR2 01-02 | Abandoned | Sulfate-reducing bacteria (SRB) BCR without pre-treatment | Passive | Biochemical reactor (BCR) | No pre-treatment | Formosa 1 Adit discharge | N | BCR without pre-treatment | Aerobic polishing cell (APC) | Data not provided | Pilot | July 2013- October 2013 | Lead | Pb, total | mg/L | N | N/A | [9 empty] | ND | ND | Not Applicable | Data not provided | Data not provided | Data not provided | Data not provided | Data not provided | Data not provided | Data not provided | Data not provided | Data not provided | Effluent | 6.34–6.64 | 0.27–1.52 | mg/L | 15.09–21.63 | °C | Data not provided | N/A | Data not provided | N/A | (-)294.4–(-)162.9 | mV | 4,367–35,860 | µS/cm | None | N/A | Data not provided | Data not provided | Data not provided | Data not provided | Data not provided | Data not provided | Y | The necessity and effectiveness of pre‐treatment to condition the water for BCR treatment, MIW loading rate for each BCR medium to achieve effective metal reduction and pH neutralization, Metals removal efficiency (MRE) and sulfate reduction rate for assessing reduction of contaminant toxicity, mass, and volume, through treatment using BCRs, Residuals generation rates (i.e. sludge from precipitation) for operation and maintenance (O&M) consideration, Replacement rate for spent treatment media (substrate for biochemical reactor or limestone in a pre‐treatment process) for O&M consideration, Impacts of wet weather on the treatment effectiveness and how the BCRs would respond to such changes | Data not provided | Data not provided | Data not provided | Data not provided | Data not provided | Data not provided | Data not provided | For all BCRs the influent was ND except for Aug 6 and Aug 20, where the influent was 0.04 and 0.041 mg/L, respectively. ND = below detection limit (0.019)
Final Treatability Study Technical Memorandum Formosa Mine Superfund Site Douglas County, Oregon | FORMOSA MINE | ORN001002616 | N/A | OU2 | BCR3 01-03 | Abandoned | Sulfate-reducing bacteria (SRB) BCR with SAPS pre-treatment | Passive | Biochemical reactor (BCR) | Pre-treatment | Formosa 1 Adit discharge | Y | Entire system | Aerobic polishing cell (APC) | Data not provided | Pilot | July 2013- October 2013 | Lead | Pb, total | mg/L | N | N/A | [6 empty] | ND | ND | Not Applicable |  |  |  | Data not provided | Data not provided | Data not provided | Data not provided | Data not provided | Data not provided | Data not provided | Data not provided | Data not provided | Effluent | 5.99–6.41 | 0.13–1.16 | mg/L | 15.33–20.83 | °C | Data not provided | N/A | Data not provided | N/A | (-)209.4–149.5 | mV | 1,237–7,404 | µS/cm | None | N/A | Data not provided | Data not provided | Data not provided | Data not provided | Data not provided | Data not provided | Y | The necessity and effectiveness of pre‐treatment to condition the water for BCR treatment, MIW loading rate for each BCR medium to achieve effective metal reduction and pH neutralization, Metals removal efficiency (MRE) and sulfate reduction rate for assessing reduction of contaminant toxicity, mass, and volume, through treatment using BCRs, Residuals generation rates (i.e. sludge from precipitation) for operation and maintenance (O&M) consideration, Replacement rate for spent treatment media (substrate for biochemical reactor or limestone in a pre‐treatment process) for O&M consideration, Impacts of wet weather on the treatment effectiveness and how the BCRs would respond to such changes | Data not provided | Data not provided | Data not provided | Data not provided | Data not provided | Data not provided | Data not provided | For all BCRs the influent was ND except for Aug 6 and Aug 20, where the influent was 0.04 and 0.041 mg/L, respectively. ND = below detection limit (0.019)
Final Treatability Study Technical Memorandum Formosa Mine Superfund Site Douglas County, Oregon | FORMOSA MINE | ORN001002616 | N/A | OU2 | BCR3 01-03 | Abandoned | Sulfate-reducing bacteria (SRB) BCR with SAPS pre-treatment | Passive | Biochemical reactor (BCR) | Pre-treatment | Formosa 1 Adit discharge | Y | Entire system | Aerobic polishing cell (APC) | Data not provided | Pilot | July 2013- October 2013 | Lead | Pb, total | mg/L | N | N/A | [9 empty] | ND | ND | Not Applicable | Data not provided | Data not provided | Data not provided | Data not provided | Data not provided | Data not provided | Data not provided | Data not provided | Data not provided | Effluent | 5.99–6.41 | 0.13–1.16 | mg/L | 15.33–20.83 | °C | Data not provided | N/A | Data not provided | N/A | (-)209.4–149.5 | mV | 1,237–7,404 | µS/cm | None | N/A | Data not provided | Data not provided | Data not provided | Data not provided | Data not provided | Data not provided | Y | The necessity and effectiveness of pre‐treatment to condition the water for BCR treatment, MIW loading rate for each BCR medium to achieve effective metal reduction and pH neutralization, Metals removal efficiency (MRE) and sulfate reduction rate for assessing reduction of contaminant toxicity, mass, and volume, through treatment using BCRs, Residuals generation rates (i.e. sludge from precipitation) for operation and maintenance (O&M) consideration, Replacement rate for spent treatment media (substrate for biochemical reactor or limestone in a pre‐treatment process) for O&M consideration, Impacts of wet weather on the treatment effectiveness and how the BCRs would respond to such changes | Data not provided | Data not provided | Data not provided | Data not provided | Data not provided | Data not provided | Data not provided | For all BCRs the influent was ND except for Aug 6 and Aug 20, where the influent was 0.04 and 0.041 mg/L, respectively. ND = below detection limit (0.019)
Final Treatability Study Technical Memorandum Formosa Mine Superfund Site Douglas County, Oregon | FORMOSA MINE | ORN001002616 | N/A | OU2 | BCR4 01-04 | Abandoned | Sulfate-reducing bacteria (SRB) BCR with SAPS pre-treatment | Passive | Biochemical reactor (BCR) | Pre-treatment | Formosa 1 Adit discharge | Y | Entire system | Aerobic polishing cell (APC) | Data not provided | Pilot | July 2013- October 2013 | Lead | Pb, total | mg/L | N | N/A | [6 empty] | ND | ND | Not Applicable |  |  |  | Data not provided | Data not provided | Data not provided | Data not provided | Data not provided | Data not provided | Data not provided | Data not provided | Data not provided | Effluent | 6.25–6.7 | 0.16–1.51 | mg/L | 15.14–21.21 | °C | Data not provided | N/A | Data not provided | N/A | (-)247.6–(-)162.9 | mV | 2,076–23,850 | µS/cm | None | N/A | Data not provided | Data not provided | Data not provided | Data not provided | Data not provided | Data not provided | Y | The necessity and effectiveness of pre‐treatment to condition the water for BCR treatment, MIW loading rate for each BCR medium to achieve effective metal reduction and pH neutralization, Metals removal efficiency (MRE) and sulfate reduction rate for assessing reduction of contaminant toxicity, mass, and volume, through treatment using BCRs, Residuals generation rates (i.e. sludge from precipitation) for operation and maintenance (O&M) consideration, Replacement rate for spent treatment media (substrate for biochemical reactor or limestone in a pre‐treatment process) for O&M consideration, Impacts of wet weather on the treatment effectiveness and how the BCRs would respond to such changes | Data not provided | Data not provided | Data not provided | Data not provided | Data not provided | Data not provided | Data not provided | For all BCRs the influent was ND except for Aug 6 and Aug 20, where the influent was 0.04 and 0.041 mg/L, respectively. ND = below detection limit (0.019)
Final Treatability Study Technical Memorandum Formosa Mine Superfund Site Douglas County, Oregon | FORMOSA MINE | ORN001002616 | N/A | OU2 | BCR4 01-04 | Abandoned | Sulfate-reducing bacteria (SRB) BCR with SAPS pre-treatment | Passive | Biochemical reactor (BCR) | Pre-treatment | Formosa 1 Adit discharge | Y | Entire system | Aerobic polishing cell (APC) | Data not provided | Pilot | July 2013- October 2013 | Lead | Pb, total | mg/L | N | N/A | [9 empty] | ND | ND | Not Applicable | Data not provided | Data not provided | Data not provided | Data not provided | Data not provided | Data not provided | Data not provided | Data not provided | Data not provided | Effluent | 6.25–6.7 | 0.16–1.51 | mg/L | 15.14–21.21 | °C | Data not provided | N/A | Data not provided | N/A | (-)247.6–(-)162.9 | mV | 2,076–23,850 | µS/cm | None | N/A | Data not provided | Data not provided | Data not provided | Data not provided | Data not provided | Data not provided | Y | The necessity and effectiveness of pre‐treatment to condition the water for BCR treatment, MIW loading rate for each BCR medium to achieve effective metal reduction and pH neutralization, Metals removal efficiency (MRE) and sulfate reduction rate for assessing reduction of contaminant toxicity, mass, and volume, through treatment using BCRs, Residuals generation rates (i.e. sludge from precipitation) for operation and maintenance (O&M) consideration, Replacement rate for spent treatment media (substrate for biochemical reactor or limestone in a pre‐treatment process) for O&M consideration, Impacts of wet weather on the treatment effectiveness and how the BCRs would respond to such changes | Data not provided | Data not provided | Data not provided | Data not provided | Data not provided | Data not provided | Data not provided | For all BCRs the influent was ND except for Aug 6 and Aug 20, where the influent was 0.04 and 0.041 mg/L, respectively. ND = below detection limit (0.019)
Final Treatability Study Technical Memorandum Formosa Mine Superfund Site Douglas County, Oregon | FORMOSA MINE | ORN001002616 | N/A | OU2 | BCR5 01-05 | Abandoned | Sulfate-reducing bacteria (SRB) BCR with ChitoRem pre-treatment | Passive | Biochemical reactor (BCR) | Pre-treatment | Formosa 1 Adit discharge | Y | Entire system | Aerobic polishing cell (APC) | Data not provided | Pilot | July 2013- October 2013 | Lead | Pb, total | mg/L | N | N/A | [6 empty] | ND | ND | Not Applicable |  |  |  | Data not provided | Data not provided | Data not provided | Data not provided | Data not provided | Data not provided | Data not provided | Data not provided | Data not provided | Effluent | 6.19–6.64 | 0.06–0.93 | mg/L | 15.42–21.53 | °C | Data not provided | N/A | Data not provided | N/A | (-)339.5–(-)158.1 | mV | 2,087–14,800 | µS/cm | None | N/A | Data not provided | Data not provided | Data not provided | Data not provided | Data not provided | Data not provided | Y | The necessity and effectiveness of pre‐treatment to condition the water for BCR treatment, MIW loading rate for each BCR medium to achieve effective metal reduction and pH neutralization, Metals removal efficiency (MRE) and sulfate reduction rate for assessing reduction of contaminant toxicity, mass, and volume, through treatment using BCRs, Residuals generation rates (i.e. sludge from precipitation) for operation and maintenance (O&M) consideration, Replacement rate for spent treatment media (substrate for biochemical reactor or limestone in a pre‐treatment process) for O&M consideration, Impacts of wet weather on the treatment effectiveness and how the BCRs would respond to such changes | Data not provided | Data not provided | Data not provided | Data not provided | Data not provided | Data not provided | Data not provided | For all BCRs the influent was ND except for Aug 6 and Aug 20, where the influent was 0.04 and 0.041 mg/L, respectively. ND = below detection limit (0.019)
Final Treatability Study Technical Memorandum Formosa Mine Superfund Site Douglas County, Oregon | FORMOSA MINE | ORN001002616 | N/A | OU2 | BCR5 01-05 | Abandoned | Sulfate-reducing bacteria (SRB) BCR with ChitoRem pre-treatment | Passive | Biochemical reactor (BCR) | Pre-treatment | Formosa 1 Adit discharge | Y | Entire system | Aerobic polishing cell (APC) | Data not provided | Pilot | July 2013- October 2013 | Lead | Pb, total | mg/L | N | N/A | [9 empty] | ND | ND | Not Applicable | Data not provided | Data not provided | Data not provided | Data not provided | Data not provided | Data not provided | Data not provided | Data not provided | Data not provided | Effluent | 6.19–6.64 | 0.06–0.93 | mg/L | 15.42–21.53 | °C | Data not provided | N/A | Data not provided | N/A | (-)339.5–(-)158.1 | mV | 2,087–14,800 | µS/cm | None | N/A | Data not provided | Data not provided | Data not provided | Data not provided | Data not provided | Data not provided | Y | The necessity and effectiveness of pre‐treatment to condition the water for BCR treatment, MIW loading rate for each BCR medium to achieve effective metal reduction and pH neutralization, Metals removal efficiency (MRE) and sulfate reduction rate for assessing reduction of contaminant toxicity, mass, and volume, through treatment using BCRs, Residuals generation rates (i.e. sludge from precipitation) for operation and maintenance (O&M) consideration, Replacement rate for spent treatment media (substrate for biochemical reactor or limestone in a pre‐treatment process) for O&M consideration, Impacts of wet weather on the treatment effectiveness and how the BCRs would respond to such changes | Data not provided | Data not provided | Data not provided | Data not provided | Data not provided | Data not provided | Data not provided | For all BCRs the influent was ND except for Aug 6 and Aug 20, where the influent was 0.04 and 0.041 mg/L, respectively. ND = below detection limit (0.019)
Final Treatability Study Technical Memorandum Formosa Mine Superfund Site Douglas County, Oregon | FORMOSA MINE | ORN001002616 | N/A | OU2 | BCR6 01-06 | Abandoned | Sulfate-reducing bacteria (SRB) BCR with ChitoRem pre-treatment | Passive | Biochemical reactor (BCR) | Pre-treatment | Formosa 1 Adit discharge | Y | Entire system | Aerobic polishing cell (APC) | Data not provided | Pilot | July 2013- October 2013 | Lead | Pb, total | mg/L | N | N/A | [6 empty] | ND | ND | Not Applicable |  |  |  | Data not provided | Data not provided | Data not provided | Data not provided | Data not provided | Data not provided | Data not provided | Data not provided | Data not provided | Effluent | 6.3–6.69 | 0.2–1.86 | mg/L | 15.34–21.81 | °C | Data not provided | N/A | Data not provided | N/A | (-)311.4–(-)178.5 | mV | 4,551–37,260 | µS/cm | None | N/A | Data not provided | Data not provided | Data not provided | Data not provided | Data not provided | Data not provided | Y | The necessity and effectiveness of pre‐treatment to condition the water for BCR treatment, MIW loading rate for each BCR medium to achieve effective metal reduction and pH neutralization, Metals removal efficiency (MRE) and sulfate reduction rate for assessing reduction of contaminant toxicity, mass, and volume, through treatment using BCRs, Residuals generation rates (i.e. sludge from precipitation) for operation and maintenance (O&M) consideration, Replacement rate for spent treatment media (substrate for biochemical reactor or limestone in a pre‐treatment process) for O&M consideration, Impacts of wet weather on the treatment effectiveness and how the BCRs would respond to such changes | Data not provided | Data not provided | Data not provided | Data not provided | Data not provided | Data not provided | Data not provided | For all BCRs the influent was ND except for Aug 6 and Aug 20, where the influent was 0.04 and 0.041 mg/L, respectively. ND = below detection limit (0.019)
Final Treatability Study Technical Memorandum Formosa Mine Superfund Site Douglas County, Oregon | FORMOSA MINE | ORN001002616 | N/A | OU2 | BCR6 01-06 | Abandoned | Sulfate-reducing bacteria (SRB) BCR with ChitoRem pre-treatment | Passive | Biochemical reactor (BCR) | Pre-treatment | Formosa 1 Adit discharge | Y | Entire system | Aerobic polishing cell (APC) | Data not provided | Pilot | July 2013- October 2013 | Lead | Pb, total | mg/L | N | N/A | [9 empty] | ND | ND | Not Applicable | Data not provided | Data not provided | Data not provided | Data not provided | Data not provided | Data not provided | Data not provided | Data not provided | Data not provided | Effluent | 6.3–6.69 | 0.2–1.86 | mg/L | 15.34–21.81 | °C | Data not provided | N/A | Data not provided | N/A | (-)311.4–(-)178.5 | mV | 4,551–37,260 | µS/cm | None | N/A | Data not provided | Data not provided | Data not provided | Data not provided | Data not provided | Data not provided | Y | The necessity and effectiveness of pre‐treatment to condition the water for BCR treatment, MIW loading rate for each BCR medium to achieve effective metal reduction and pH neutralization, Metals removal efficiency (MRE) and sulfate reduction rate for assessing reduction of contaminant toxicity, mass, and volume, through treatment using BCRs, Residuals generation rates (i.e. sludge from precipitation) for operation and maintenance (O&M) consideration, Replacement rate for spent treatment media (substrate for biochemical reactor or limestone in a pre‐treatment process) for O&M consideration, Impacts of wet weather on the treatment effectiveness and how the BCRs would respond to such changes | Data not provided | Data not provided | Data not provided | Data not provided | Data not provided | Data not provided | Data not provided | For all BCRs the influent was ND except for Aug 6 and Aug 20, where the influent was 0.04 and 0.041 mg/L, respectively. ND = below detection limit (0.019)
Final Treatability Study Technical Memorandum Formosa Mine Superfund Site Douglas County, Oregon | FORMOSA MINE | ORN001002616 | N/A | OU2 | BCR2 01-02 | Abandoned | Sulfate-reducing bacteria (SRB) BCR without pre-treatment | Passive | Biochemical reactor (BCR) | No pre-treatment | Formosa 1 Adit discharge | N | BCR without pre-treatment | Aerobic polishing cell (APC) | Data not provided | Pilot | July 2013- October 2013 | Barium | Ba, dissolved | mg/L | N | N/A | [6 empty] | 0.714 | 0.174 | -310.3448 |  |  |  | Data not provided | Data not provided | Data not provided | Data not provided | Data not provided | Data not provided | Data not provided | Data not provided | Data not provided | Effluent | 6.36 | 1.52 | mg/L | 16.17 | °C | Data not provided | N/A | Data not provided | N/A | -294.4 | mV | 8795 | µS/cm | None | N/A | Data not provided | Data not provided | Data not provided | Data not provided | Data not provided | Data not provided | Y | The necessity and effectiveness of pre‐treatment to condition the water for BCR treatment, MIW loading rate for each BCR medium to achieve effective metal reduction and pH neutralization, Metals removal efficiency (MRE) and sulfate reduction rate for assessing reduction of contaminant toxicity, mass, and volume, through treatment using BCRs, Residuals generation rates (i.e. sludge from precipitation) for operation and maintenance (O&M) consideration, Replacement rate for spent treatment media (substrate for biochemical reactor or limestone in a pre‐treatment process) for O&M consideration, Impacts of wet weather on the treatment effectiveness and how the BCRs would respond to such changes | Data not provided | Data not provided | Data not provided | Data not provided | Data not provided | Data not provided | Data not provided | Influent labeled as ND but likely a typo in the report. ND = below detection limit (0.017)
Final Treatability Study Technical Memorandum Formosa Mine Superfund Site Douglas County, Oregon | FORMOSA MINE | ORN001002616 | N/A | OU2 | BCR1 01-01 | Abandoned | Sulfate-reducing bacteria (SRB) BCR without pre-treatment | Passive | Biochemical reactor (BCR) | No pre-treatment | Formosa 1 Adit discharge | N | BCR without pre-treatment | Aerobic polishing cell (APC) | Data not provided | Pilot | July 2013- October 2013 | Nickel | Ni, total | mg/L | N | N/A | [6 empty] | 0.021 | 0.041 | 48.7805 |  |  |  | Data not provided | Data not provided | Data not provided | Data not provided | Data not provided | Data not provided | Data not provided | Data not provided | Data not provided | Effluent | 5.38 | 0.86 | mg/L | 18.63 | °C | Data not provided | N/A | Data not provided | N/A | -16.6 | mV | 1395 | µS/cm | None | N/A | Data not provided | Data not provided | Data not provided | Data not provided | Data not provided | Data not provided | Y | The necessity and effectiveness of pre‐treatment to condition the water for BCR treatment, MIW loading rate for each BCR medium to achieve effective metal reduction and pH neutralization, Metals removal efficiency (MRE) and sulfate reduction rate for assessing reduction of contaminant toxicity, mass, and volume, through treatment using BCRs, Residuals generation rates (i.e. sludge from precipitation) for operation and maintenance (O&M) consideration, Replacement rate for spent treatment media (substrate for biochemical reactor or limestone in a pre‐treatment process) for O&M consideration, Impacts of wet weather on the treatment effectiveness and how the BCRs would respond to such changes | Data not provided | Data not provided | Data not provided | Data not provided | Data not provided | Data not provided | Data not provided | Influent value was estimated
Final Treatability Study Technical Memorandum Formosa Mine Superfund Site Douglas County, Oregon | FORMOSA MINE | ORN001002616 | N/A | OU2 | BCR2 01-02 | Abandoned | Sulfate-reducing bacteria (SRB) BCR without pre-treatment | Passive | Biochemical reactor (BCR) | No pre-treatment | Formosa 1 Adit discharge | N | BCR without pre-treatment | Aerobic polishing cell (APC) | Data not provided | Pilot | July 2013- October 2013 | Nickel | Ni, total | mg/L | N | N/A | [6 empty] | 0.3223 | 0.048 | -571.4583 |  |  |  | Data not provided | Data not provided | Data not provided | Data not provided | Data not provided | Data not provided | Data not provided | Data not provided | Data not provided | Effluent | 6.64 | 0.29 | mg/L | 21.63 | °C | Data not provided | N/A | Data not provided | N/A | -195.4 | mV | 35860 | µS/cm | None | N/A | Data not provided | Data not provided | Data not provided | Data not provided | Data not provided | Data not provided | Y | The necessity and effectiveness of pre‐treatment to condition the water for BCR treatment, MIW loading rate for each BCR medium to achieve effective metal reduction and pH neutralization, Metals removal efficiency (MRE) and sulfate reduction rate for assessing reduction of contaminant toxicity, mass, and volume, through treatment using BCRs, Residuals generation rates (i.e. sludge from precipitation) for operation and maintenance (O&M) consideration, Replacement rate for spent treatment media (substrate for biochemical reactor or limestone in a pre‐treatment process) for O&M consideration, Impacts of wet weather on the treatment effectiveness and how the BCRs would respond to such changes | Data not provided | Data not provided | Data not provided | Data not provided | Data not provided | Data not provided | Data not provided | Influent value was estimated
Final Treatability Study Technical Memorandum Formosa Mine Superfund Site Douglas County, Oregon | FORMOSA MINE | ORN001002616 | N/A | OU2 | BCR4 01-04 | Abandoned | Sulfate-reducing bacteria (SRB) BCR with SAPS pre-treatment | Passive | Biochemical reactor (BCR) | Pre-treatment | Formosa 1 Adit discharge | Y | Entire system | Aerobic polishing cell (APC) | Data not provided | Pilot | July 2013- October 2013 | Nickel | Ni, total | mg/L | N | N/A | [6 empty] | 0.21 | 0.048 | -337.5 |  |  |  | Data not provided | Data not provided | Data not provided | Data not provided | Data not provided | Data not provided | Data not provided | Data not provided | Data not provided | Effluent | 6.82 | 0.17 | mg/L | 21.21 | °C | Data not provided | N/A | Data not provided | N/A | -178.9 | mV | 23850 | µS/cm | None | N/A | Data not provided | Data not provided | Data not provided | Data not provided | Data not provided | Data not provided | Y | The necessity and effectiveness of pre‐treatment to condition the water for BCR treatment, MIW loading rate for each BCR medium to achieve effective metal reduction and pH neutralization, Metals removal efficiency (MRE) and sulfate reduction rate for assessing reduction of contaminant toxicity, mass, and volume, through treatment using BCRs, Residuals generation rates (i.e. sludge from precipitation) for operation and maintenance (O&M) consideration, Replacement rate for spent treatment media (substrate for biochemical reactor or limestone in a pre‐treatment process) for O&M consideration, Impacts of wet weather on the treatment effectiveness and how the BCRs would respond to such changes | Data not provided | Data not provided | Data not provided | Data not provided | Data not provided | Data not provided | Data not provided | Influent value was estimated
Final Treatability Study Technical Memorandum Formosa Mine Superfund Site Douglas County, Oregon | FORMOSA MINE | ORN001002616 | N/A | OU2 | BCR5 01-05 | Abandoned | Sulfate-reducing bacteria (SRB) BCR with ChitoRem pre-treatment | Passive | Biochemical reactor (BCR) | Pre-treatment | Formosa 1 Adit discharge | Y | Entire system | Aerobic polishing cell (APC) | Data not provided | Pilot | July 2013- October 2013 | Nickel | Ni, total | mg/L | N | N/A | [6 empty] | 0.061 | 0.048 | -27.0833 |  |  |  | Data not provided | Data not provided | Data not provided | Data not provided | Data not provided | Data not provided | Data not provided | Data not provided | Data not provided | Effluent | 6.71 | 0.06 | mg/L | 21.53 | °C | Data not provided | N/A | Data not provided | N/A | -158.1 | mV | 14800 | µS/cm | None | N/A | Data not provided | Data not provided | Data not provided | Data not provided | Data not provided | Data not provided | Y | The necessity and effectiveness of pre‐treatment to condition the water for BCR treatment, MIW loading rate for each BCR medium to achieve effective metal reduction and pH neutralization, Metals removal efficiency (MRE) and sulfate reduction rate for assessing reduction of contaminant toxicity, mass, and volume, through treatment using BCRs, Residuals generation rates (i.e. sludge from precipitation) for operation and maintenance (O&M) consideration, Replacement rate for spent treatment media (substrate for biochemical reactor or limestone in a pre‐treatment process) for O&M consideration, Impacts of wet weather on the treatment effectiveness and how the BCRs would respond to such changes | Data not provided | Data not provided | Data not provided | Data not provided | Data not provided | Data not provided | Data not provided | Influent value was estimated
Final Treatability Study Technical Memorandum Formosa Mine Superfund Site Douglas County, Oregon | FORMOSA MINE | ORN001002616 | N/A | OU2 | BCR6 01-06 | Abandoned | Sulfate-reducing bacteria (SRB) BCR with ChitoRem pre-treatment | Passive | Biochemical reactor (BCR) | Pre-treatment | Formosa 1 Adit discharge | Y | Entire system | Aerobic polishing cell (APC) | Data not provided | Pilot | July 2013- October 2013 | Nickel | Ni, total | mg/L | N | N/A | [6 empty] | 0.402 | 0.048 | -737.5 |  |  |  | Data not provided | Data not provided | Data not provided | Data not provided | Data not provided | Data not provided | Data not provided | Data not provided | Data not provided | Effluent | 6.87 | 0.2 | mg/L | 21.81 | °C | Data not provided | N/A | Data not provided | N/A | -178.5 | mV | 37260 | µS/cm | None | N/A | Data not provided | Data not provided | Data not provided | Data not provided | Data not provided | Data not provided | Y | The necessity and effectiveness of pre‐treatment to condition the water for BCR treatment, MIW loading rate for each BCR medium to achieve effective metal reduction and pH neutralization, Metals removal efficiency (MRE) and sulfate reduction rate for assessing reduction of contaminant toxicity, mass, and volume, through treatment using BCRs, Residuals generation rates (i.e. sludge from precipitation) for operation and maintenance (O&M) consideration, Replacement rate for spent treatment media (substrate for biochemical reactor or limestone in a pre‐treatment process) for O&M consideration, Impacts of wet weather on the treatment effectiveness and how the BCRs would respond to such changes | Data not provided | Data not provided | Data not provided | Data not provided | Data not provided | Data not provided | Data not provided | Influent value was estimated
Final Treatability Study Technical Memorandum Formosa Mine Superfund Site Douglas County, Oregon | FORMOSA MINE | ORN001002616 | N/A | OU2 | BCR1 01-01 | Abandoned | Sulfate-reducing bacteria (SRB) BCR without pre-treatment | Passive | Biochemical reactor (BCR) | No pre-treatment | Formosa 1 Adit discharge | N | BCR without pre-treatment | Aerobic polishing cell (APC) | Data not provided | Pilot | July 2013- October 2013 | Cobalt | Co, total | mg/L | N | N/A |  |  |  | 0.012 | ND | 54.1667 | [6 empty] | Data not provided | Data not provided | Data not provided | Data not provided | Data not provided | Data not provided | Data not provided | Data not provided | Data not provided | Influent | 3.51 | 1.1 | mg/L | 10.13 | °C | Data not provided | N/A | Data not provided | N/A | 320.9 | mV | 1532 | µS/cm | None | N/A | Data not provided | Data not provided | Data not provided | Data not provided | Data not provided | Data not provided | Y | The necessity and effectiveness of pre‐treatment to condition the water for BCR treatment, MIW loading rate for each BCR medium to achieve effective metal reduction and pH neutralization, Metals removal efficiency (MRE) and sulfate reduction rate for assessing reduction of contaminant toxicity, mass, and volume, through treatment using BCRs, Residuals generation rates (i.e. sludge from precipitation) for operation and maintenance (O&M) consideration, Replacement rate for spent treatment media (substrate for biochemical reactor or limestone in a pre‐treatment process) for O&M consideration, Impacts of wet weather on the treatment effectiveness and how the BCRs would respond to such changes | Data not provided | Data not provided | Data not provided | Data not provided | Data not provided | Data not provided | Data not provided | Influent value was estimated. ND = below detection limit (0.011)
Final Treatability Study Technical Memorandum Formosa Mine Superfund Site Douglas County, Oregon | FORMOSA MINE | ORN001002616 | N/A | OU2 | BCR3 01-03 | Abandoned | Sulfate-reducing bacteria (SRB) BCR with SAPS pre-treatment | Passive | Biochemical reactor (BCR) | Pre-treatment | Formosa 1 Adit discharge | Y | Entire system | Aerobic polishing cell (APC) | Data not provided | Pilot | July 2013- October 2013 | Nickel | Ni, total | mg/L | N | N/A | [6 empty] | 0.044 | 0.048 | 8.3333 |  |  |  | Data not provided | Data not provided | Data not provided | Data not provided | Data not provided | Data not provided | Data not provided | Data not provided | Data not provided | Effluent | 6.67 | 0.13 | mg/L | 20.83 | °C | Data not provided | N/A | Data not provided | N/A | 149.5 | mV | 7404 | µS/cm | None | N/A | Data not provided | Data not provided | Data not provided | Data not provided | Data not provided | Data not provided | Y | The necessity and effectiveness of pre‐treatment to condition the water for BCR treatment, MIW loading rate for each BCR medium to achieve effective metal reduction and pH neutralization, Metals removal efficiency (MRE) and sulfate reduction rate for assessing reduction of contaminant toxicity, mass, and volume, through treatment using BCRs, Residuals generation rates (i.e. sludge from precipitation) for operation and maintenance (O&M) consideration, Replacement rate for spent treatment media (substrate for biochemical reactor or limestone in a pre‐treatment process) for O&M consideration, Impacts of wet weather on the treatment effectiveness and how the BCRs would respond to such changes | Data not provided | Data not provided | Data not provided | Data not provided | Data not provided | Data not provided | Data not provided | Influent value was estimated. Smallest value that isn't ND (0.005).
Final Treatability Study Technical Memorandum Formosa Mine Superfund Site Douglas County, Oregon | FORMOSA MINE | ORN001002616 | N/A | OU2 | BCR4 01-04 | Abandoned | Sulfate-reducing bacteria (SRB) BCR with SAPS pre-treatment | Passive | Biochemical reactor (BCR) | Pre-treatment | Formosa 1 Adit discharge | Y | Entire system | Aerobic polishing cell (APC) | Data not provided | Pilot | July 2013- October 2013 | Copper | Cu, total | mg/L | N | N/A | [9 empty] | 0.011 | 4.24 | 99.7406 | Data not provided | Data not provided | Data not provided | Data not provided | Data not provided | Data not provided | Data not provided | Data not provided | Data not provided | Effluent | 6.42 | 1.51 | mg/L | 16.04 | °C | Data not provided | N/A | Data not provided | N/A | -247.6 | mV | 2076 | µS/cm | None | N/A | Data not provided | Data not provided | Data not provided | Data not provided | Data not provided | Data not provided | Y | The necessity and effectiveness of pre‐treatment to condition the water for BCR treatment, MIW loading rate for each BCR medium to achieve effective metal reduction and pH neutralization, Metals removal efficiency (MRE) and sulfate reduction rate for assessing reduction of contaminant toxicity, mass, and volume, through treatment using BCRs, Residuals generation rates (i.e. sludge from precipitation) for operation and maintenance (O&M) consideration, Replacement rate for spent treatment media (substrate for biochemical reactor or limestone in a pre‐treatment process) for O&M consideration, Impacts of wet weather on the treatment effectiveness and how the BCRs would respond to such changes | Data not provided | Data not provided | Data not provided | Data not provided | Data not provided | Data not provided | Data not provided | Lowest value above detection limit (0.008)
Final Treatability Study Technical Memorandum Formosa Mine Superfund Site Douglas County, Oregon | FORMOSA MINE | ORN001002616 | N/A | OU2 | BCR6 01-06 | Abandoned | Sulfate-reducing bacteria (SRB) BCR with ChitoRem pre-treatment | Passive | Biochemical reactor (BCR) | Pre-treatment | Formosa 1 Adit discharge | Y | Entire system | Aerobic polishing cell (APC) | Data not provided | Pilot | July 2013- October 2013 | Copper | Cu, total | mg/L | N | N/A | [9 empty] | 0.021 | 5.01, 4.39 | 99.90 - 99.92 | Data not provided | Data not provided | Data not provided | Data not provided | Data not provided | Data not provided | Data not provided | Data not provided | Data not provided | Effluent | 6.3, 6.34 | 0.74, 1.86 | mg/L | 18.84, 15.34 | °C | Data not provided | N/A | Data not provided | N/A | (-)192.9, (-)311.4 | mV | 13770, 9983 | µS/cm | None | N/A | Data not provided | Data not provided | Data not provided | Data not provided | Data not provided | Data not provided | Y | The necessity and effectiveness of pre‐treatment to condition the water for BCR treatment, MIW loading rate for each BCR medium to achieve effective metal reduction and pH neutralization, Metals removal efficiency (MRE) and sulfate reduction rate for assessing reduction of contaminant toxicity, mass, and volume, through treatment using BCRs, Residuals generation rates (i.e. sludge from precipitation) for operation and maintenance (O&M) consideration, Replacement rate for spent treatment media (substrate for biochemical reactor or limestone in a pre‐treatment process) for O&M consideration, Impacts of wet weather on the treatment effectiveness and how the BCRs would respond to such changes | Data not provided | Data not provided | Data not provided | Data not provided | Data not provided | Data not provided | Data not provided | Lowest value above detection limit (0.008).
Final Treatability Study Technical Memorandum Formosa Mine Superfund Site Douglas County, Oregon | FORMOSA MINE | ORN001002616 | N/A | OU2 | BCR2 01-02 | Abandoned | Sulfate-reducing bacteria (SRB) BCR without pre-treatment | Passive | Biochemical reactor (BCR) | No pre-treatment | Formosa 1 Adit discharge | N | BCR without pre-treatment | Aerobic polishing cell (APC) | Data not provided | Pilot | July 2013- October 2013 | Chromium | Cr, total | mg/L | N | N/A | [9 empty] | 0.035 | 0.233 | 84.9785 | Data not provided | Data not provided | Data not provided | Data not provided | Data not provided | Data not provided | Data not provided | Data not provided | Data not provided | Effluent | 6.64 | 0.48 | mg/L | 18.24 | °C | Data not provided | N/A | Data not provided | N/A | -162.9 | mV | 20550 | µS/cm | None | N/A | Data not provided | Data not provided | Data not provided | Data not provided | Data not provided | Data not provided | Y | The necessity and effectiveness of pre‐treatment to condition the water for BCR treatment, MIW loading rate for each BCR medium to achieve effective metal reduction and pH neutralization, Metals removal efficiency (MRE) and sulfate reduction rate for assessing reduction of contaminant toxicity, mass, and volume, through treatment using BCRs, Residuals generation rates (i.e. sludge from precipitation) for operation and maintenance (O&M) consideration, Replacement rate for spent treatment media (substrate for biochemical reactor or limestone in a pre‐treatment process) for O&M consideration, Impacts of wet weather on the treatment effectiveness and how the BCRs would respond to such changes | Data not provided | Data not provided | Data not provided | Data not provided | Data not provided | Data not provided | Data not provided | Lowest value above detection limit (0.024).
Final Treatability Study Technical Memorandum Formosa Mine Superfund Site Douglas County, Oregon | FORMOSA MINE | ORN001002616 | N/A | OU2 | BCR4 01-04 | Abandoned | Sulfate-reducing bacteria (SRB) BCR with SAPS pre-treatment | Passive | Biochemical reactor (BCR) | Pre-treatment | Formosa 1 Adit discharge | Y | Entire system | Aerobic polishing cell (APC) | Data not provided | Pilot | July 2013- October 2013 | Chromium | Cr, total | mg/L | N | N/A | [9 empty] | 0.028 | 0.233 | 87.9828 | Data not provided | Data not provided | Data not provided | Data not provided | Data not provided | Data not provided | Data not provided | Data not provided | Data not provided | Effluent | 6.82 | 0.17 | mg/L | 21.21 | °C | Data not provided | N/A | Data not provided | N/A | -178.9 | mV | 23850 | µS/cm | None | N/A | Data not provided | Data not provided | Data not provided | Data not provided | Data not provided | Data not provided | Y | The necessity and effectiveness of pre‐treatment to condition the water for BCR treatment, MIW loading rate for each BCR medium to achieve effective metal reduction and pH neutralization, Metals removal efficiency (MRE) and sulfate reduction rate for assessing reduction of contaminant toxicity, mass, and volume, through treatment using BCRs, Residuals generation rates (i.e. sludge from precipitation) for operation and maintenance (O&M) consideration, Replacement rate for spent treatment media (substrate for biochemical reactor or limestone in a pre‐treatment process) for O&M consideration, Impacts of wet weather on the treatment effectiveness and how the BCRs would respond to such changes | Data not provided | Data not provided | Data not provided | Data not provided | Data not provided | Data not provided | Data not provided | Lowest value above detection limit (0.024).
Final Treatability Study Technical Memorandum Formosa Mine Superfund Site Douglas County, Oregon | FORMOSA MINE | ORN001002616 | N/A | OU2 | BCR5 01-05 | Abandoned | Sulfate-reducing bacteria (SRB) BCR with ChitoRem pre-treatment | Passive | Biochemical reactor (BCR) | Pre-treatment | Formosa 1 Adit discharge | Y | Entire system | Aerobic polishing cell (APC) | Data not provided | Pilot | July 2013- October 2013 | Chromium | Cr, total | mg/L | N | N/A | [9 empty] | 0.032 | 0.233 | 86.2661 | Data not provided | Data not provided | Data not provided | Data not provided | Data not provided | Data not provided | Data not provided | Data not provided | Data not provided | Effluent | 6.71 | 0.06 | mg/L | 21.53 | °C | Data not provided | N/A | Data not provided | N/A | -158.1 | mV | 14800 | µS/cm | None | N/A | Data not provided | Data not provided | Data not provided | Data not provided | Data not provided | Data not provided | Y | The necessity and effectiveness of pre‐treatment to condition the water for BCR treatment, MIW loading rate for each BCR medium to achieve effective metal reduction and pH neutralization, Metals removal efficiency (MRE) and sulfate reduction rate for assessing reduction of contaminant toxicity, mass, and volume, through treatment using BCRs, Residuals generation rates (i.e. sludge from precipitation) for operation and maintenance (O&M) consideration, Replacement rate for spent treatment media (substrate for biochemical reactor or limestone in a pre‐treatment process) for O&M consideration, Impacts of wet weather on the treatment effectiveness and how the BCRs would respond to such changes | Data not provided | Data not provided | Data not provided | Data not provided | Data not provided | Data not provided | Data not provided | Lowest value above detection limit (0.024).
Final Treatability Study Technical Memorandum Formosa Mine Superfund Site Douglas County, Oregon | FORMOSA MINE | ORN001002616 | N/A | OU2 | BCR6 01-06 | Abandoned | Sulfate-reducing bacteria (SRB) BCR with ChitoRem pre-treatment | Passive | Biochemical reactor (BCR) | Pre-treatment | Formosa 1 Adit discharge | Y | Entire system | Aerobic polishing cell (APC) | Data not provided | Pilot | July 2013- October 2013 | Chromium | Cr, total | mg/L | N | N/A | [9 empty] | 0.045 | 0.233 | 80.6867 | Data not provided | Data not provided | Data not provided | Data not provided | Data not provided | Data not provided | Data not provided | Data not provided | Data not provided | Effluent | 6.87 | 0.2 | mg/L | 21.81 | °C | Data not provided | N/A | Data not provided | N/A | -178.5 | mV | 37260 | µS/cm | None | N/A | Data not provided | Data not provided | Data not provided | Data not provided | Data not provided | Data not provided | Y | The necessity and effectiveness of pre‐treatment to condition the water for BCR treatment, MIW loading rate for each BCR medium to achieve effective metal reduction and pH neutralization, Metals removal efficiency (MRE) and sulfate reduction rate for assessing reduction of contaminant toxicity, mass, and volume, through treatment using BCRs, Residuals generation rates (i.e. sludge from precipitation) for operation and maintenance (O&M) consideration, Replacement rate for spent treatment media (substrate for biochemical reactor or limestone in a pre‐treatment process) for O&M consideration, Impacts of wet weather on the treatment effectiveness and how the BCRs would respond to such changes | Data not provided | Data not provided | Data not provided | Data not provided | Data not provided | Data not provided | Data not provided | Lowest value above detection limit (0.024).
Final Treatability Study Technical Memorandum Formosa Mine Superfund Site Douglas County, Oregon | FORMOSA MINE | ORN001002616 | N/A | OU2 | BCR1 01-01 | Abandoned | Sulfate-reducing bacteria (SRB) BCR without pre-treatment | Passive | Biochemical reactor (BCR) | No pre-treatment | Formosa 1 Adit discharge | N | BCR without pre-treatment | Aerobic polishing cell (APC) | Data not provided | Pilot | July 2013- October 2013 | Cobalt | Co, total | mg/L | N | N/A | [9 empty] | 0.013 | 0.015 | 13.3333 | Data not provided | Data not provided | Data not provided | Data not provided | Data not provided | Data not provided | Data not provided | Data not provided | Data not provided | Effluent | 5.96 | 0.7 | mg/L | 18.75 | °C | Data not provided | N/A | Data not provided | N/A | 5.6 | mV | 1484 | µS/cm | None | N/A | Data not provided | Data not provided | Data not provided | Data not provided | Data not provided | Data not provided | Y | The necessity and effectiveness of pre‐treatment to condition the water for BCR treatment, MIW loading rate for each BCR medium to achieve effective metal reduction and pH neutralization, Metals removal efficiency (MRE) and sulfate reduction rate for assessing reduction of contaminant toxicity, mass, and volume, through treatment using BCRs, Residuals generation rates (i.e. sludge from precipitation) for operation and maintenance (O&M) consideration, Replacement rate for spent treatment media (substrate for biochemical reactor or limestone in a pre‐treatment process) for O&M consideration, Impacts of wet weather on the treatment effectiveness and how the BCRs would respond to such changes | Data not provided | Data not provided | Data not provided | Data not provided | Data not provided | Data not provided | Data not provided | Lowest value above detection limit.
Final Treatability Study Technical Memorandum Formosa Mine Superfund Site Douglas County, Oregon | FORMOSA MINE | ORN001002616 | N/A | OU2 | BCR3 01-03 | Abandoned | Sulfate-reducing bacteria (SRB) BCR with SAPS pre-treatment | Passive | Biochemical reactor (BCR) | Pre-treatment | Formosa 1 Adit discharge | Y | Entire system | Aerobic polishing cell (APC) | Data not provided | Pilot | July 2013- October 2013 | Cobalt | Co, total | mg/L | N | N/A | [9 empty] | 0.017 | 0.015 | -13.3333 | Data not provided | Data not provided | Data not provided | Data not provided | Data not provided | Data not provided | Data not provided | Data not provided | Data not provided | Effluent | 6.67 | 0.13 | mg/L | 20.83 | °C | Data not provided | N/A | Data not provided | N/A | 149.5 | mV | 7404 | µS/cm | None | N/A | Data not provided | Data not provided | Data not provided | Data not provided | Data not provided | Data not provided | Y | The necessity and effectiveness of pre‐treatment to condition the water for BCR treatment, MIW loading rate for each BCR medium to achieve effective metal reduction and pH neutralization, Metals removal efficiency (MRE) and sulfate reduction rate for assessing reduction of contaminant toxicity, mass, and volume, through treatment using BCRs, Residuals generation rates (i.e. sludge from precipitation) for operation and maintenance (O&M) consideration, Replacement rate for spent treatment media (substrate for biochemical reactor or limestone in a pre‐treatment process) for O&M consideration, Impacts of wet weather on the treatment effectiveness and how the BCRs would respond to such changes | Data not provided | Data not provided | Data not provided | Data not provided | Data not provided | Data not provided | Data not provided | Lowest value above detection limit.
Final Treatability Study Technical Memorandum Formosa Mine Superfund Site Douglas County, Oregon | FORMOSA MINE | ORN001002616 | N/A | OU2 | BCR4 01-04 | Abandoned | Sulfate-reducing bacteria (SRB) BCR with SAPS pre-treatment | Passive | Biochemical reactor (BCR) | Pre-treatment | Formosa 1 Adit discharge | Y | Entire system | Aerobic polishing cell (APC) | Data not provided | Pilot | July 2013- October 2013 | Cobalt | Co, total | mg/L | N | N/A | [9 empty] | 0.018 | 0.015 | -20 | Data not provided | Data not provided | Data not provided | Data not provided | Data not provided | Data not provided | Data not provided | Data not provided | Data not provided | Effluent | 6.82 | 0.33 | mg/L | 20.23 | °C | Data not provided | N/A | Data not provided | N/A | -162.9 | mV | 14510 | µS/cm | None | N/A | Data not provided | Data not provided | Data not provided | Data not provided | Data not provided | Data not provided | Y | The necessity and effectiveness of pre‐treatment to condition the water for BCR treatment, MIW loading rate for each BCR medium to achieve effective metal reduction and pH neutralization, Metals removal efficiency (MRE) and sulfate reduction rate for assessing reduction of contaminant toxicity, mass, and volume, through treatment using BCRs, Residuals generation rates (i.e. sludge from precipitation) for operation and maintenance (O&M) consideration, Replacement rate for spent treatment media (substrate for biochemical reactor or limestone in a pre‐treatment process) for O&M consideration, Impacts of wet weather on the treatment effectiveness and how the BCRs would respond to such changes | Data not provided | Data not provided | Data not provided | Data not provided | Data not provided | Data not provided | Data not provided | Lowest value above detection limit.
Final Treatability Study Technical Memorandum Formosa Mine Superfund Site Douglas County, Oregon | FORMOSA MINE | ORN001002616 | N/A | OU2 | BCR5 01-05 | Abandoned | Sulfate-reducing bacteria (SRB) BCR with ChitoRem pre-treatment | Passive | Biochemical reactor (BCR) | Pre-treatment | Formosa 1 Adit discharge | Y | Entire system | Aerobic polishing cell (APC) | Data not provided | Pilot | July 2013- October 2013 | Cobalt | Co, total | mg/L | N | N/A | [9 empty] | 0.025 | 0.015 | -66.6667 | Data not provided | Data not provided | Data not provided | Data not provided | Data not provided | Data not provided | Data not provided | Data not provided | Data not provided | Effluent | 6.71 | 0.06 | mg/L | 21.53 | °C | Data not provided | N/A | Data not provided | N/A | -158.1 | mV | 14800 | µS/cm | None | N/A | Data not provided | Data not provided | Data not provided | Data not provided | Data not provided | Data not provided | Y | The necessity and effectiveness of pre‐treatment to condition the water for BCR treatment, MIW loading rate for each BCR medium to achieve effective metal reduction and pH neutralization, Metals removal efficiency (MRE) and sulfate reduction rate for assessing reduction of contaminant toxicity, mass, and volume, through treatment using BCRs, Residuals generation rates (i.e. sludge from precipitation) for operation and maintenance (O&M) consideration, Replacement rate for spent treatment media (substrate for biochemical reactor or limestone in a pre‐treatment process) for O&M consideration, Impacts of wet weather on the treatment effectiveness and how the BCRs would respond to such changes | Data not provided | Data not provided | Data not provided | Data not provided | Data not provided | Data not provided | Data not provided | Lowest value above detection limit.
Final Treatability Study Technical Memorandum Formosa Mine Superfund Site Douglas County, Oregon | FORMOSA MINE | ORN001002616 | N/A | OU2 | BCR6 01-06 | Abandoned | Sulfate-reducing bacteria (SRB) BCR with ChitoRem pre-treatment | Passive | Biochemical reactor (BCR) | Pre-treatment | Formosa 1 Adit discharge | Y | Entire system | Aerobic polishing cell (APC) | Data not provided | Pilot | July 2013- October 2013 | Cobalt | Co, total | mg/L | N | N/A | [9 empty] | 0.193 | 0.015 | -1186.6667 | Data not provided | Data not provided | Data not provided | Data not provided | Data not provided | Data not provided | Data not provided | Data not provided | Data not provided | Effluent | 6.87 | 0.2 | mg/L | 21.81 | °C | Data not provided | N/A | Data not provided | N/A | -178.5 | mV | 37260 | µS/cm | None | N/A | Data not provided | Data not provided | Data not provided | Data not provided | Data not provided | Data not provided | Y | The necessity and effectiveness of pre‐treatment to condition the water for BCR treatment, MIW loading rate for each BCR medium to achieve effective metal reduction and pH neutralization, Metals removal efficiency (MRE) and sulfate reduction rate for assessing reduction of contaminant toxicity, mass, and volume, through treatment using BCRs, Residuals generation rates (i.e. sludge from precipitation) for operation and maintenance (O&M) consideration, Replacement rate for spent treatment media (substrate for biochemical reactor or limestone in a pre‐treatment process) for O&M consideration, Impacts of wet weather on the treatment effectiveness and how the BCRs would respond to such changes | Data not provided | Data not provided | Data not provided | Data not provided | Data not provided | Data not provided | Data not provided | Lowest value above detection limit.
Final Treatability Study Technical Memorandum Formosa Mine Superfund Site Douglas County, Oregon | FORMOSA MINE | ORN001002616 | N/A | OU2 | BCR2 01-02 | Abandoned | Sulfate-reducing bacteria (SRB) BCR without pre-treatment | Passive | Biochemical reactor (BCR) | No pre-treatment | Formosa 1 Adit discharge | N | BCR without pre-treatment | Aerobic polishing cell (APC) | Data not provided | Pilot | July 2013- October 2013 | Copper | Cu, dissolved | mg/L | N | N/A | [9 empty] | 0.047 | 5.21 | 99.0979 | Data not provided | Data not provided | Data not provided | Data not provided | Data not provided | Data not provided | Data not provided | Data not provided | Data not provided | Effluent | 6.54 | 0.48 | mg/L | 18.24 | °C | Data not provided | N/A | Data not provided | N/A | -162.9 | mV | 20550 | µS/cm | None | N/A | Data not provided | Data not provided | Data not provided | Data not provided | Data not provided | Data not provided | Y | The necessity and effectiveness of pre‐treatment to condition the water for BCR treatment, MIW loading rate for each BCR medium to achieve effective metal reduction and pH neutralization, Metals removal efficiency (MRE) and sulfate reduction rate for assessing reduction of contaminant toxicity, mass, and volume, through treatment using BCRs, Residuals generation rates (i.e. sludge from precipitation) for operation and maintenance (O&M) consideration, Replacement rate for spent treatment media (substrate for biochemical reactor or limestone in a pre‐treatment process) for O&M consideration, Impacts of wet weather on the treatment effectiveness and how the BCRs would respond to such changes | Data not provided | Data not provided | Data not provided | Data not provided | Data not provided | Data not provided | Data not provided | Lowest value above the detection limit (0.007)
Final Treatability Study Technical Memorandum Formosa Mine Superfund Site Douglas County, Oregon | FORMOSA MINE | ORN001002616 | N/A | OU2 | BCR3 01-03 | Abandoned | Sulfate-reducing bacteria (SRB) BCR with SAPS pre-treatment | Passive | Biochemical reactor (BCR) | Pre-treatment | Formosa 1 Adit discharge | Y | Entire system | Aerobic polishing cell (APC) | Data not provided | Pilot | July 2013- October 2013 | Copper | Cu, dissolved | mg/L | N | N/A | [9 empty] | 0.025 | 7.5 | 99.6667 | Data not provided | Data not provided | Data not provided | Data not provided | Data not provided | Data not provided | Data not provided | Data not provided | Data not provided | Effluent | 6.41 | 0.13 | mg/L | 20.83 | °C | Data not provided | N/A | Data not provided | N/A | 149.5 | mV | 7404 | µS/cm | None | N/A | Data not provided | Data not provided | Data not provided | Data not provided | Data not provided | Data not provided | Y | The necessity and effectiveness of pre‐treatment to condition the water for BCR treatment, MIW loading rate for each BCR medium to achieve effective metal reduction and pH neutralization, Metals removal efficiency (MRE) and sulfate reduction rate for assessing reduction of contaminant toxicity, mass, and volume, through treatment using BCRs, Residuals generation rates (i.e. sludge from precipitation) for operation and maintenance (O&M) consideration, Replacement rate for spent treatment media (substrate for biochemical reactor or limestone in a pre‐treatment process) for O&M consideration, Impacts of wet weather on the treatment effectiveness and how the BCRs would respond to such changes | Data not provided | Data not provided | Data not provided | Data not provided | Data not provided | Data not provided | Data not provided | Lowest value above the detection limit (0.007)
Final Treatability Study Technical Memorandum Formosa Mine Superfund Site Douglas County, Oregon | FORMOSA MINE | ORN001002616 | N/A | OU2 | BCR4 01-04 | Abandoned | Sulfate-reducing bacteria (SRB) BCR with SAPS pre-treatment | Passive | Biochemical reactor (BCR) | Pre-treatment | Formosa 1 Adit discharge | Y | Entire system | Aerobic polishing cell (APC) | Data not provided | Pilot | July 2013- October 2013 | Copper | Cu, dissolved | mg/L | N | N/A | [9 empty] | 0.01 | 5.21 | 99.8081 | Data not provided | Data not provided | Data not provided | Data not provided | Data not provided | Data not provided | Data not provided | Data not provided | Data not provided | Effluent | 6.59 | 0.33 | mg/L | 20.23 | °C | Data not provided | N/A | Data not provided | N/A | -162.9 | mV | 14510 | µS/cm | None | N/A | Data not provided | Data not provided | Data not provided | Data not provided | Data not provided | Data not provided | Y | The necessity and effectiveness of pre‐treatment to condition the water for BCR treatment, MIW loading rate for each BCR medium to achieve effective metal reduction and pH neutralization, Metals removal efficiency (MRE) and sulfate reduction rate for assessing reduction of contaminant toxicity, mass, and volume, through treatment using BCRs, Residuals generation rates (i.e. sludge from precipitation) for operation and maintenance (O&M) consideration, Replacement rate for spent treatment media (substrate for biochemical reactor or limestone in a pre‐treatment process) for O&M consideration, Impacts of wet weather on the treatment effectiveness and how the BCRs would respond to such changes | Data not provided | Data not provided | Data not provided | Data not provided | Data not provided | Data not provided | Data not provided | Lowest value above the detection limit (0.007)
Final Treatability Study Technical Memorandum Formosa Mine Superfund Site Douglas County, Oregon | FORMOSA MINE | ORN001002616 | N/A | OU2 | BCR4 01-04 | Abandoned | Sulfate-reducing bacteria (SRB) BCR with SAPS pre-treatment | Passive | Biochemical reactor (BCR) | Pre-treatment | Formosa 1 Adit discharge | Y | Entire system | Aerobic polishing cell (APC) | Data not provided | Pilot | July 2013- October 2013 | Cadmium | Cd, dissolved | mg/L | N | N/A | [9 empty] | 0.005 | 0.194 | 97.4227 | Data not provided | Data not provided | Data not provided | Data not provided | Data not provided | Data not provided | Data not provided | Data not provided | Data not provided | Effluent | 6.7 | 0.17 | mg/L | 21.21 | °C | Data not provided | N/A | Data not provided | N/A | -178.9 | mV | 23850 | µS/cm | None | N/A | Data not provided | Data not provided | Data not provided | Data not provided | Data not provided | Data not provided | Y | The necessity and effectiveness of pre‐treatment to condition the water for BCR treatment, MIW loading rate for each BCR medium to achieve effective metal reduction and pH neutralization, Metals removal efficiency (MRE) and sulfate reduction rate for assessing reduction of contaminant toxicity, mass, and volume, through treatment using BCRs, Residuals generation rates (i.e. sludge from precipitation) for operation and maintenance (O&M) consideration, Replacement rate for spent treatment media (substrate for biochemical reactor or limestone in a pre‐treatment process) for O&M consideration, Impacts of wet weather on the treatment effectiveness and how the BCRs would respond to such changes | Data not provided | Data not provided | Data not provided | Data not provided | Data not provided | Data not provided | Data not provided | Lowest value that is above detection limit (0.002).
Final Treatability Study Technical Memorandum Formosa Mine Superfund Site Douglas County, Oregon | FORMOSA MINE | ORN001002616 | N/A | OU2 | BCR2 01-02 | Abandoned | Sulfate-reducing bacteria (SRB) BCR without pre-treatment | Passive | Biochemical reactor (BCR) | No pre-treatment | Formosa 1 Adit discharge | N | BCR without pre-treatment | Aerobic polishing cell (APC) | Data not provided | Pilot | July 2013- October 2013 | Cadmium | Cd, dissolved | mg/L | N | N/A | [9 empty] | 0.004 | 0.186 | 97.8495 | Data not provided | Data not provided | Data not provided | Data not provided | Data not provided | Data not provided | Data not provided | Data not provided | Data not provided | Effluent | 6.54 | 0.48 | mg/L | 18.24 | °C | Data not provided | N/A | Data not provided | N/A | -162.9 | mV | 20550 | µS/cm | None | N/A | Data not provided | Data not provided | Data not provided | Data not provided | Data not provided | Data not provided | Y | The necessity and effectiveness of pre‐treatment to condition the water for BCR treatment, MIW loading rate for each BCR medium to achieve effective metal reduction and pH neutralization, Metals removal efficiency (MRE) and sulfate reduction rate for assessing reduction of contaminant toxicity, mass, and volume, through treatment using BCRs, Residuals generation rates (i.e. sludge from precipitation) for operation and maintenance (O&M) consideration, Replacement rate for spent treatment media (substrate for biochemical reactor or limestone in a pre‐treatment process) for O&M consideration, Impacts of wet weather on the treatment effectiveness and how the BCRs would respond to such changes | Data not provided | Data not provided | Data not provided | Data not provided | Data not provided | Data not provided | Data not provided | Lowest value that is above detection limit (0.002).
Final Treatability Study Technical Memorandum Formosa Mine Superfund Site Douglas County, Oregon | FORMOSA MINE | ORN001002616 | N/A | OU2 | BCR2 01-02 | Abandoned | Sulfate-reducing bacteria (SRB) BCR without pre-treatment | Passive | Biochemical reactor (BCR) | No pre-treatment | Formosa 1 Adit discharge | N | BCR without pre-treatment | Aerobic polishing cell (APC) | Data not provided | Pilot | July 2013- October 2013 | Cadmium | Cd, total | mg/L | N | N/A | [9 empty] | 0.021 | 0.192 | 89.0625 | Data not provided | Data not provided | Data not provided | Data not provided | Data not provided | Data not provided | Data not provided | Data not provided | Data not provided | Effluent | 6.64 | 0.29 | mg/L | 21.63 | °C | Data not provided | N/A | Data not provided | N/A | -195.4 | mV | 35860 | µS/cm | None | N/A | Data not provided | Data not provided | Data not provided | Data not provided | Data not provided | Data not provided | Y | The necessity and effectiveness of pre‐treatment to condition the water for BCR treatment, MIW loading rate for each BCR medium to achieve effective metal reduction and pH neutralization, Metals removal efficiency (MRE) and sulfate reduction rate for assessing reduction of contaminant toxicity, mass, and volume, through treatment using BCRs, Residuals generation rates (i.e. sludge from precipitation) for operation and maintenance (O&M) consideration, Replacement rate for spent treatment media (substrate for biochemical reactor or limestone in a pre‐treatment process) for O&M consideration, Impacts of wet weather on the treatment effectiveness and how the BCRs would respond to such changes | Data not provided | Data not provided | Data not provided | Data not provided | Data not provided | Data not provided | Data not provided | Lowest value that is above detection limit (0.003).
Final Treatability Study Technical Memorandum Formosa Mine Superfund Site Douglas County, Oregon | FORMOSA MINE | ORN001002616 | N/A | OU2 | BCR3 01-03 | Abandoned | Sulfate-reducing bacteria (SRB) BCR with SAPS pre-treatment | Passive | Biochemical reactor (BCR) | Pre-treatment | Formosa 1 Adit discharge | Y | Entire system | Aerobic polishing cell (APC) | Data not provided | Pilot | July 2013- October 2013 | Cadmium | Cd, total | mg/L | N | N/A | [9 empty] | 0.019 | 0.192 | 90.1042 | Data not provided | Data not provided | Data not provided | Data not provided | Data not provided | Data not provided | Data not provided | Data not provided | Data not provided | Effluent | 6.41 | 0.13 | mg/L | 20.83 | °C | Data not provided | N/A | Data not provided | N/A | 149.5 | mV | 7404 | µS/cm | None | N/A | Data not provided | Data not provided | Data not provided | Data not provided | Data not provided | Data not provided | Y | The necessity and effectiveness of pre‐treatment to condition the water for BCR treatment, MIW loading rate for each BCR medium to achieve effective metal reduction and pH neutralization, Metals removal efficiency (MRE) and sulfate reduction rate for assessing reduction of contaminant toxicity, mass, and volume, through treatment using BCRs, Residuals generation rates (i.e. sludge from precipitation) for operation and maintenance (O&M) consideration, Replacement rate for spent treatment media (substrate for biochemical reactor or limestone in a pre‐treatment process) for O&M consideration, Impacts of wet weather on the treatment effectiveness and how the BCRs would respond to such changes | Data not provided | Data not provided | Data not provided | Data not provided | Data not provided | Data not provided | Data not provided | Lowest value that is above detection limit (0.003).
Final Treatability Study Technical Memorandum Formosa Mine Superfund Site Douglas County, Oregon | FORMOSA MINE | ORN001002616 | N/A | OU2 | BCR4 01-04 | Abandoned | Sulfate-reducing bacteria (SRB) BCR with SAPS pre-treatment | Passive | Biochemical reactor (BCR) | Pre-treatment | Formosa 1 Adit discharge | Y | Entire system | Aerobic polishing cell (APC) | Data not provided | Pilot | July 2013- October 2013 | Cadmium | Cd, total | mg/L | N | N/A | [9 empty] | 0.02 | 0.192 | 89.5833 | Data not provided | Data not provided | Data not provided | Data not provided | Data not provided | Data not provided | Data not provided | Data not provided | Data not provided | Effluent | 6.7 | 0.17 | mg/L | 21.21 | °C | Data not provided | N/A | Data not provided | N/A | -178.9 | mV | 23850 | µS/cm | None | N/A | Data not provided | Data not provided | Data not provided | Data not provided | Data not provided | Data not provided | Y | The necessity and effectiveness of pre‐treatment to condition the water for BCR treatment, MIW loading rate for each BCR medium to achieve effective metal reduction and pH neutralization, Metals removal efficiency (MRE) and sulfate reduction rate for assessing reduction of contaminant toxicity, mass, and volume, through treatment using BCRs, Residuals generation rates (i.e. sludge from precipitation) for operation and maintenance (O&M) consideration, Replacement rate for spent treatment media (substrate for biochemical reactor or limestone in a pre‐treatment process) for O&M consideration, Impacts of wet weather on the treatment effectiveness and how the BCRs would respond to such changes | Data not provided | Data not provided | Data not provided | Data not provided | Data not provided | Data not provided | Data not provided | Lowest value that is above detection limit (0.003).
Final Treatability Study Technical Memorandum Formosa Mine Superfund Site Douglas County, Oregon | FORMOSA MINE | ORN001002616 | N/A | OU2 | BCR5 01-05 | Abandoned | Sulfate-reducing bacteria (SRB) BCR with ChitoRem pre-treatment | Passive | Biochemical reactor (BCR) | Pre-treatment | Formosa 1 Adit discharge | Y | Entire system | Aerobic polishing cell (APC) | Data not provided | Pilot | July 2013- October 2013 | Cadmium | Cd, total | mg/L | N | N/A | [9 empty] | 0.013 | 0.181, 0.192 | 99.17 - 99.22 | Data not provided | Data not provided | Data not provided | Data not provided | Data not provided | Data not provided | Data not provided | Data not provided | Data not provided | Effluent | 6.79, 6.71 | 0.35, 0.06 | mg/L | 19.66, 21.53 | °C | Data not provided | N/A | Data not provided | N/A | (-)299–(-)158.1 | mV | 4790, 14800 | µS/cm | None | N/A | Data not provided | Data not provided | Data not provided | Data not provided | Data not provided | Data not provided | Y | The necessity and effectiveness of pre‐treatment to condition the water for BCR treatment, MIW loading rate for each BCR medium to achieve effective metal reduction and pH neutralization, Metals removal efficiency (MRE) and sulfate reduction rate for assessing reduction of contaminant toxicity, mass, and volume, through treatment using BCRs, Residuals generation rates (i.e. sludge from precipitation) for operation and maintenance (O&M) consideration, Replacement rate for spent treatment media (substrate for biochemical reactor or limestone in a pre‐treatment process) for O&M consideration, Impacts of wet weather on the treatment effectiveness and how the BCRs would respond to such changes | Data not provided | Data not provided | Data not provided | Data not provided | Data not provided | Data not provided | Data not provided | Lowest value that is above detection limit (0.003).
Final Treatability Study Technical Memorandum Formosa Mine Superfund Site Douglas County, Oregon | FORMOSA MINE | ORN001002616 | N/A | OU2 | BCR6 01-06 | Abandoned | Sulfate-reducing bacteria (SRB) BCR with ChitoRem pre-treatment | Passive | Biochemical reactor (BCR) | Pre-treatment | Formosa 1 Adit discharge | Y | Entire system | Aerobic polishing cell (APC) | Data not provided | Pilot | July 2013- October 2013 | Cadmium | Cd, total | mg/L | N | N/A | [9 empty] | 0.03 | 0.192 | 84.375 | Data not provided | Data not provided | Data not provided | Data not provided | Data not provided | Data not provided | Data not provided | Data not provided | Data not provided | Effluent | 6.87 | 0.2 | mg/L | 21.81 | °C | Data not provided | N/A | Data not provided | N/A | -178.5 | mV | 37260 | µS/cm | None | N/A | Data not provided | Data not provided | Data not provided | Data not provided | Data not provided | Data not provided | Y | The necessity and effectiveness of pre‐treatment to condition the water for BCR treatment, MIW loading rate for each BCR medium to achieve effective metal reduction and pH neutralization, Metals removal efficiency (MRE) and sulfate reduction rate for assessing reduction of contaminant toxicity, mass, and volume, through treatment using BCRs, Residuals generation rates (i.e. sludge from precipitation) for operation and maintenance (O&M) consideration, Replacement rate for spent treatment media (substrate for biochemical reactor or limestone in a pre‐treatment process) for O&M consideration, Impacts of wet weather on the treatment effectiveness and how the BCRs would respond to such changes | Data not provided | Data not provided | Data not provided | Data not provided | Data not provided | Data not provided | Data not provided | Lowest value that is above detection limit (0.003).
Final Treatability Study Technical Memorandum Formosa Mine Superfund Site Douglas County, Oregon | FORMOSA MINE | ORN001002616 | N/A | OU2 | BCR5 01-05 | Abandoned | Sulfate-reducing bacteria (SRB) BCR with ChitoRem pre-treatment | Passive | Biochemical reactor (BCR) | Pre-treatment | Formosa 1 Adit discharge | Y | Entire system | Aerobic polishing cell (APC) | Data not provided | Pilot | July 2013- October 2013 | Zinc | Zn, dissolved | mg/L | N | N/A | [9 empty] | 0.006 | 66.5 | 99.991 | Data not provided | Data not provided | Data not provided | Data not provided | Data not provided | Data not provided | Data not provided | Data not provided | Data not provided | Effluent | 6.19 | 0.56 | mg/L | 19.18 | °C | Data not provided | N/A | Data not provided | N/A | -216.4 | mV | 2766 | µS/cm | None | N/A | Data not provided | Data not provided | Data not provided | Data not provided | Data not provided | Data not provided | Y | The necessity and effectiveness of pre‐treatment to condition the water for BCR treatment, MIW loading rate for each BCR medium to achieve effective metal reduction and pH neutralization, Metals removal efficiency (MRE) and sulfate reduction rate for assessing reduction of contaminant toxicity, mass, and volume, through treatment using BCRs, Residuals generation rates (i.e. sludge from precipitation) for operation and maintenance (O&M) consideration, Replacement rate for spent treatment media (substrate for biochemical reactor or limestone in a pre‐treatment process) for O&M consideration, Impacts of wet weather on the treatment effectiveness and how the BCRs would respond to such changes | Data not provided | Data not provided | Data not provided | Data not provided | Data not provided | Data not provided | Data not provided
Final Treatability Study Technical Memorandum Formosa Mine Superfund Site Douglas County, Oregon | FORMOSA MINE | ORN001002616 | N/A | OU2 | BCR6 01-06 | Abandoned | Sulfate-reducing bacteria (SRB) BCR with ChitoRem pre-treatment | Passive | Biochemical reactor (BCR) | Pre-treatment | Formosa 1 Adit discharge | Y | Entire system | Aerobic polishing cell (APC) | Data not provided | Pilot | July 2013- October 2013 | Zinc | Zn, dissolved | mg/L | N | N/A | [9 empty] | 0.025 | 63.8 | 99.9608 | Data not provided | Data not provided | Data not provided | Data not provided | Data not provided | Data not provided | Data not provided | Data not provided | Data not provided | Effluent | 6.41 | 0.34 | mg/L | 19.02 | °C | Data not provided | N/A | Data not provided | N/A | -284.7 | mV | 12030 | µS/cm | None | N/A | Data not provided | Data not provided | Data not provided | Data not provided | Data not provided | Data not provided | Y | The necessity and effectiveness of pre‐treatment to condition the water for BCR treatment, MIW loading rate for each BCR medium to achieve effective metal reduction and pH neutralization, Metals removal efficiency (MRE) and sulfate reduction rate for assessing reduction of contaminant toxicity, mass, and volume, through treatment using BCRs, Residuals generation rates (i.e. sludge from precipitation) for operation and maintenance (O&M) consideration, Replacement rate for spent treatment media (substrate for biochemical reactor or limestone in a pre‐treatment process) for O&M consideration, Impacts of wet weather on the treatment effectiveness and how the BCRs would respond to such changes | Data not provided | Data not provided | Data not provided | Data not provided | Data not provided | Data not provided | Data not provided | Lowest value that is not ND (ND varies)
Final Treatability Study Technical Memorandum Formosa Mine Superfund Site Douglas County, Oregon | FORMOSA MINE | ORN001002616 | N/A | OU2 | BCR1 01-01 | Abandoned | Sulfate-reducing bacteria (SRB) BCR without pre-treatment | Passive | Biochemical reactor (BCR) | No pre-treatment | Formosa 1 Adit discharge | N | BCR without pre-treatment | Aerobic polishing cell (APC) | Data not provided | Pilot | July 2013- October 2013 | Lead | Pb, dissolved | mg/L | N | N/A |  |  |  | 0.041 | ND | 79.2683 | [6 empty] | Data not provided | Data not provided | Data not provided | Data not provided | Data not provided | Data not provided | Data not provided | Data not provided | Data not provided | Influent | 3.07 | 1.88 | mg/L | 10.94 | °C | Data not provided | N/A | Data not provided | N/A | 403.8 | mV | 1513 | µS/cm | None | N/A | Data not provided | Data not provided | Data not provided | Data not provided | Data not provided | Data not provided | Y | The necessity and effectiveness of pre‐treatment to condition the water for BCR treatment, MIW loading rate for each BCR medium to achieve effective metal reduction and pH neutralization, Metals removal efficiency (MRE) and sulfate reduction rate for assessing reduction of contaminant toxicity, mass, and volume, through treatment using BCRs, Residuals generation rates (i.e. sludge from precipitation) for operation and maintenance (O&M) consideration, Replacement rate for spent treatment media (substrate for biochemical reactor or limestone in a pre‐treatment process) for O&M consideration, Impacts of wet weather on the treatment effectiveness and how the BCRs would respond to such changes | Data not provided | Data not provided | Data not provided | Data not provided | Data not provided | Data not provided | Data not provided | Lowest value that isn't ND. ND = below detection limit (0.017)
Final Treatability Study Technical Memorandum Formosa Mine Superfund Site Douglas County, Oregon | FORMOSA MINE | ORN001002616 | N/A | OU2 | BCR2 01-02 | Abandoned | Sulfate-reducing bacteria (SRB) BCR without pre-treatment | Passive | Biochemical reactor (BCR) | No pre-treatment | Formosa 1 Adit discharge | N | BCR without pre-treatment | Aerobic polishing cell (APC) | Data not provided | Pilot | July 2013- October 2013 | Lead | Pb, dissolved | mg/L | N | N/A |  |  |  | 0.041 | ND | 79.2683 | [6 empty] | Data not provided | Data not provided | Data not provided | Data not provided | Data not provided | Data not provided | Data not provided | Data not provided | Data not provided | Influent | 3.07 | 1.88 | mg/L | 10.94 | °C | Data not provided | N/A | Data not provided | N/A | 403.8 | mV | 1513 | µS/cm | None | N/A | Data not provided | Data not provided | Data not provided | Data not provided | Data not provided | Data not provided | Y | The necessity and effectiveness of pre‐treatment to condition the water for BCR treatment, MIW loading rate for each BCR medium to achieve effective metal reduction and pH neutralization, Metals removal efficiency (MRE) and sulfate reduction rate for assessing reduction of contaminant toxicity, mass, and volume, through treatment using BCRs, Residuals generation rates (i.e. sludge from precipitation) for operation and maintenance (O&M) consideration, Replacement rate for spent treatment media (substrate for biochemical reactor or limestone in a pre‐treatment process) for O&M consideration, Impacts of wet weather on the treatment effectiveness and how the BCRs would respond to such changes | Data not provided | Data not provided | Data not provided | Data not provided | Data not provided | Data not provided | Data not provided | Lowest value that isn't ND. ND = below detection limit (0.017)
Final Treatability Study Technical Memorandum Formosa Mine Superfund Site Douglas County, Oregon | FORMOSA MINE | ORN001002616 | N/A | OU2 | BCR3 01-03 | Abandoned | Sulfate-reducing bacteria (SRB) BCR with SAPS pre-treatment | Passive | Biochemical reactor (BCR) | Pre-treatment | Formosa 1 Adit discharge | Y | Entire system | Aerobic polishing cell (APC) | Data not provided | Pilot | July 2013- October 2013 | Lead | Pb, dissolved | mg/L | N | N/A |  |  |  | 0.041 | ND | 79.2683 | [6 empty] | Data not provided | Data not provided | Data not provided | Data not provided | Data not provided | Data not provided | Data not provided | Data not provided | Data not provided | Influent | 3.07 | 1.88 | mg/L | 10.94 | °C | Data not provided | N/A | Data not provided | N/A | 403.8 | mV | 1513 | µS/cm | None | N/A | Data not provided | Data not provided | Data not provided | Data not provided | Data not provided | Data not provided | Y | The necessity and effectiveness of pre‐treatment to condition the water for BCR treatment, MIW loading rate for each BCR medium to achieve effective metal reduction and pH neutralization, Metals removal efficiency (MRE) and sulfate reduction rate for assessing reduction of contaminant toxicity, mass, and volume, through treatment using BCRs, Residuals generation rates (i.e. sludge from precipitation) for operation and maintenance (O&M) consideration, Replacement rate for spent treatment media (substrate for biochemical reactor or limestone in a pre‐treatment process) for O&M consideration, Impacts of wet weather on the treatment effectiveness and how the BCRs would respond to such changes | Data not provided | Data not provided | Data not provided | Data not provided | Data not provided | Data not provided | Data not provided | Lowest value that isn't ND. ND = below detection limit (0.017)
Final Treatability Study Technical Memorandum Formosa Mine Superfund Site Douglas County, Oregon | FORMOSA MINE | ORN001002616 | N/A | OU2 | BCR4 01-04 | Abandoned | Sulfate-reducing bacteria (SRB) BCR with SAPS pre-treatment | Passive | Biochemical reactor (BCR) | Pre-treatment | Formosa 1 Adit discharge | Y | Entire system | Aerobic polishing cell (APC) | Data not provided | Pilot | July 2013- October 2013 | Lead | Pb, dissolved | mg/L | N | N/A |  |  |  | 0.041 | ND | 79.2683 | [6 empty] | Data not provided | Data not provided | Data not provided | Data not provided | Data not provided | Data not provided | Data not provided | Data not provided | Data not provided | Influent | 3.07 | 1.88 | mg/L | 10.94 | °C | Data not provided | N/A | Data not provided | N/A | 403.8 | mV | 1513 | µS/cm | None | N/A | Data not provided | Data not provided | Data not provided | Data not provided | Data not provided | Data not provided | Y | The necessity and effectiveness of pre‐treatment to condition the water for BCR treatment, MIW loading rate for each BCR medium to achieve effective metal reduction and pH neutralization, Metals removal efficiency (MRE) and sulfate reduction rate for assessing reduction of contaminant toxicity, mass, and volume, through treatment using BCRs, Residuals generation rates (i.e. sludge from precipitation) for operation and maintenance (O&M) consideration, Replacement rate for spent treatment media (substrate for biochemical reactor or limestone in a pre‐treatment process) for O&M consideration, Impacts of wet weather on the treatment effectiveness and how the BCRs would respond to such changes | Data not provided | Data not provided | Data not provided | Data not provided | Data not provided | Data not provided | Data not provided | Lowest value that isn't ND. ND = below detection limit (0.017)
Final Treatability Study Technical Memorandum Formosa Mine Superfund Site Douglas County, Oregon | FORMOSA MINE | ORN001002616 | N/A | OU2 | BCR5 01-05 | Abandoned | Sulfate-reducing bacteria (SRB) BCR with ChitoRem pre-treatment | Passive | Biochemical reactor (BCR) | Pre-treatment | Formosa 1 Adit discharge | Y | Entire system | Aerobic polishing cell (APC) | Data not provided | Pilot | July 2013- October 2013 | Lead | Pb, dissolved | mg/L | N | N/A |  |  |  | 0.041 | ND | 79.2683 | [6 empty] | Data not provided | Data not provided | Data not provided | Data not provided | Data not provided | Data not provided | Data not provided | Data not provided | Data not provided | Influent | 3.07 | 1.88 | mg/L | 10.94 | °C | Data not provided | N/A | Data not provided | N/A | 403.8 | mV | 1513 | µS/cm | None | N/A | Data not provided | Data not provided | Data not provided | Data not provided | Data not provided | Data not provided | Y | The necessity and effectiveness of pre‐treatment to condition the water for BCR treatment, MIW loading rate for each BCR medium to achieve effective metal reduction and pH neutralization, Metals removal efficiency (MRE) and sulfate reduction rate for assessing reduction of contaminant toxicity, mass, and volume, through treatment using BCRs, Residuals generation rates (i.e. sludge from precipitation) for operation and maintenance (O&M) consideration, Replacement rate for spent treatment media (substrate for biochemical reactor or limestone in a pre‐treatment process) for O&M consideration, Impacts of wet weather on the treatment effectiveness and how the BCRs would respond to such changes | Data not provided | Data not provided | Data not provided | Data not provided | Data not provided | Data not provided | Data not provided | Lowest value that isn't ND. ND = below detection limit (0.017)
Final Treatability Study Technical Memorandum Formosa Mine Superfund Site Douglas County, Oregon | FORMOSA MINE | ORN001002616 | N/A | OU2 | BCR6 01-06 | Abandoned | Sulfate-reducing bacteria (SRB) BCR with ChitoRem pre-treatment | Passive | Biochemical reactor (BCR) | Pre-treatment | Formosa 1 Adit discharge | Y | Entire system | Aerobic polishing cell (APC) | Data not provided | Pilot | July 2013- October 2013 | Lead | Pb, dissolved | mg/L | N | N/A |  |  |  | 0.041 | ND | 79.2683 | [6 empty] | Data not provided | Data not provided | Data not provided | Data not provided | Data not provided | Data not provided | Data not provided | Data not provided | Data not provided | Influent | 3.07 | 1.88 | mg/L | 10.94 | °C | Data not provided | N/A | Data not provided | N/A | 403.8 | mV | 1513 | µS/cm | None | N/A | Data not provided | Data not provided | Data not provided | Data not provided | Data not provided | Data not provided | Y | The necessity and effectiveness of pre‐treatment to condition the water for BCR treatment, MIW loading rate for each BCR medium to achieve effective metal reduction and pH neutralization, Metals removal efficiency (MRE) and sulfate reduction rate for assessing reduction of contaminant toxicity, mass, and volume, through treatment using BCRs, Residuals generation rates (i.e. sludge from precipitation) for operation and maintenance (O&M) consideration, Replacement rate for spent treatment media (substrate for biochemical reactor or limestone in a pre‐treatment process) for O&M consideration, Impacts of wet weather on the treatment effectiveness and how the BCRs would respond to such changes | Data not provided | Data not provided | Data not provided | Data not provided | Data not provided | Data not provided | Data not provided | Lowest value that isn't ND. ND = below detection limit (0.017)
Final Treatability Study Technical Memorandum Formosa Mine Superfund Site Douglas County, Oregon | FORMOSA MINE | ORN001002616 | N/A | OU2 | BCR1 01-01 | Abandoned | Sulfate-reducing bacteria (SRB) BCR without pre-treatment | Passive | Biochemical reactor (BCR) | No pre-treatment | Formosa 1 Adit discharge | N | BCR without pre-treatment | Aerobic polishing cell (APC) | Data not provided | Pilot | July 2013- October 2013 | Lead | Pb, total | mg/L | N | N/A |  |  |  | 0.04 | ND | 76.25 | [6 empty] | Data not provided | Data not provided | Data not provided | Data not provided | Data not provided | Data not provided | Data not provided | Data not provided | Data not provided | Influent | 3.07 | 1.88 | mg/L | 10.94 | °C | Data not provided | N/A | Data not provided | N/A | 403.8 | mV | 1513 | µS/cm | None | N/A | Data not provided | Data not provided | Data not provided | Data not provided | Data not provided | Data not provided | Y | The necessity and effectiveness of pre‐treatment to condition the water for BCR treatment, MIW loading rate for each BCR medium to achieve effective metal reduction and pH neutralization, Metals removal efficiency (MRE) and sulfate reduction rate for assessing reduction of contaminant toxicity, mass, and volume, through treatment using BCRs, Residuals generation rates (i.e. sludge from precipitation) for operation and maintenance (O&M) consideration, Replacement rate for spent treatment media (substrate for biochemical reactor or limestone in a pre‐treatment process) for O&M consideration, Impacts of wet weather on the treatment effectiveness and how the BCRs would respond to such changes | Data not provided | Data not provided | Data not provided | Data not provided | Data not provided | Data not provided | Data not provided | Lowest value that isn't ND. ND = below detection limit (0.019)
Final Treatability Study Technical Memorandum Formosa Mine Superfund Site Douglas County, Oregon | FORMOSA MINE | ORN001002616 | N/A | OU2 | BCR2 01-02 | Abandoned | Sulfate-reducing bacteria (SRB) BCR without pre-treatment | Passive | Biochemical reactor (BCR) | No pre-treatment | Formosa 1 Adit discharge | N | BCR without pre-treatment | Aerobic polishing cell (APC) | Data not provided | Pilot | July 2013- October 2013 | Lead | Pb, total | mg/L | N | N/A |  |  |  | 0.04 | ND | 76.25 | [6 empty] | Data not provided | Data not provided | Data not provided | Data not provided | Data not provided | Data not provided | Data not provided | Data not provided | Data not provided | Influent | 3.07 | 1.88 | mg/L | 10.94 | °C | Data not provided | N/A | Data not provided | N/A | 403.8 | mV | 1513 | µS/cm | None | N/A | Data not provided | Data not provided | Data not provided | Data not provided | Data not provided | Data not provided | Y | The necessity and effectiveness of pre‐treatment to condition the water for BCR treatment, MIW loading rate for each BCR medium to achieve effective metal reduction and pH neutralization, Metals removal efficiency (MRE) and sulfate reduction rate for assessing reduction of contaminant toxicity, mass, and volume, through treatment using BCRs, Residuals generation rates (i.e. sludge from precipitation) for operation and maintenance (O&M) consideration, Replacement rate for spent treatment media (substrate for biochemical reactor or limestone in a pre‐treatment process) for O&M consideration, Impacts of wet weather on the treatment effectiveness and how the BCRs would respond to such changes | Data not provided | Data not provided | Data not provided | Data not provided | Data not provided | Data not provided | Data not provided | Lowest value that isn't ND. ND = below detection limit (0.019)
Final Treatability Study Technical Memorandum Formosa Mine Superfund Site Douglas County, Oregon | FORMOSA MINE | ORN001002616 | N/A | OU2 | BCR3 01-03 | Abandoned | Sulfate-reducing bacteria (SRB) BCR with SAPS pre-treatment | Passive | Biochemical reactor (BCR) | Pre-treatment | Formosa 1 Adit discharge | Y | Entire system | Aerobic polishing cell (APC) | Data not provided | Pilot | July 2013- October 2013 | Lead | Pb, total | mg/L | N | N/A |  |  |  | 0.04 | ND | 76.25 | [6 empty] | Data not provided | Data not provided | Data not provided | Data not provided | Data not provided | Data not provided | Data not provided | Data not provided | Data not provided | Influent | 3.07 | 1.88 | mg/L | 10.94 | °C | Data not provided | N/A | Data not provided | N/A | 403.8 | mV | 1513 | µS/cm | None | N/A | Data not provided | Data not provided | Data not provided | Data not provided | Data not provided | Data not provided | Y | The necessity and effectiveness of pre‐treatment to condition the water for BCR treatment, MIW loading rate for each BCR medium to achieve effective metal reduction and pH neutralization, Metals removal efficiency (MRE) and sulfate reduction rate for assessing reduction of contaminant toxicity, mass, and volume, through treatment using BCRs, Residuals generation rates (i.e. sludge from precipitation) for operation and maintenance (O&M) consideration, Replacement rate for spent treatment media (substrate for biochemical reactor or limestone in a pre‐treatment process) for O&M consideration, Impacts of wet weather on the treatment effectiveness and how the BCRs would respond to such changes | Data not provided | Data not provided | Data not provided | Data not provided | Data not provided | Data not provided | Data not provided | Lowest value that isn't ND. ND = below detection limit (0.019)
Final Treatability Study Technical Memorandum Formosa Mine Superfund Site Douglas County, Oregon | FORMOSA MINE | ORN001002616 | N/A | OU2 | BCR4 01-04 | Abandoned | Sulfate-reducing bacteria (SRB) BCR with SAPS pre-treatment | Passive | Biochemical reactor (BCR) | Pre-treatment | Formosa 1 Adit discharge | Y | Entire system | Aerobic polishing cell (APC) | Data not provided | Pilot | July 2013- October 2013 | Lead | Pb, total | mg/L | N | N/A |  |  |  | 0.04 | ND | 76.25 | [6 empty] | Data not provided | Data not provided | Data not provided | Data not provided | Data not provided | Data not provided | Data not provided | Data not provided | Data not provided | Influent | 3.07 | 1.88 | mg/L | 10.94 | °C | Data not provided | N/A | Data not provided | N/A | 403.8 | mV | 1513 | µS/cm | None | N/A | Data not provided | Data not provided | Data not provided | Data not provided | Data not provided | Data not provided | Y | The necessity and effectiveness of pre‐treatment to condition the water for BCR treatment, MIW loading rate for each BCR medium to achieve effective metal reduction and pH neutralization, Metals removal efficiency (MRE) and sulfate reduction rate for assessing reduction of contaminant toxicity, mass, and volume, through treatment using BCRs, Residuals generation rates (i.e. sludge from precipitation) for operation and maintenance (O&M) consideration, Replacement rate for spent treatment media (substrate for biochemical reactor or limestone in a pre‐treatment process) for O&M consideration, Impacts of wet weather on the treatment effectiveness and how the BCRs would respond to such changes | Data not provided | Data not provided | Data not provided | Data not provided | Data not provided | Data not provided | Data not provided | Lowest value that isn't ND. ND = below detection limit (0.019)
Final Treatability Study Technical Memorandum Formosa Mine Superfund Site Douglas County, Oregon | FORMOSA MINE | ORN001002616 | N/A | OU2 | BCR5 01-05 | Abandoned | Sulfate-reducing bacteria (SRB) BCR with ChitoRem pre-treatment | Passive | Biochemical reactor (BCR) | Pre-treatment | Formosa 1 Adit discharge | Y | Entire system | Aerobic polishing cell (APC) | Data not provided | Pilot | July 2013- October 2013 | Lead | Pb, total | mg/L | N | N/A |  |  |  | 0.04 | ND | 76.25 | [6 empty] | Data not provided | Data not provided | Data not provided | Data not provided | Data not provided | Data not provided | Data not provided | Data not provided | Data not provided | Influent | 3.07 | 1.88 | mg/L | 10.94 | °C | Data not provided | N/A | Data not provided | N/A | 403.8 | mV | 1513 | µS/cm | None | N/A | Data not provided | Data not provided | Data not provided | Data not provided | Data not provided | Data not provided | Y | The necessity and effectiveness of pre‐treatment to condition the water for BCR treatment, MIW loading rate for each BCR medium to achieve effective metal reduction and pH neutralization, Metals removal efficiency (MRE) and sulfate reduction rate for assessing reduction of contaminant toxicity, mass, and volume, through treatment using BCRs, Residuals generation rates (i.e. sludge from precipitation) for operation and maintenance (O&M) consideration, Replacement rate for spent treatment media (substrate for biochemical reactor or limestone in a pre‐treatment process) for O&M consideration, Impacts of wet weather on the treatment effectiveness and how the BCRs would respond to such changes | Data not provided | Data not provided | Data not provided | Data not provided | Data not provided | Data not provided | Data not provided | Lowest value that isn't ND. ND = below detection limit (0.019)
Final Treatability Study Technical Memorandum Formosa Mine Superfund Site Douglas County, Oregon | FORMOSA MINE | ORN001002616 | N/A | OU2 | BCR6 01-06 | Abandoned | Sulfate-reducing bacteria (SRB) BCR with ChitoRem pre-treatment | Passive | Biochemical reactor (BCR) | Pre-treatment | Formosa 1 Adit discharge | Y | Entire system | Aerobic polishing cell (APC) | Data not provided | Pilot | July 2013- October 2013 | Lead | Pb, total | mg/L | N | N/A |  |  |  | 0.04 | ND | 76.25 | [6 empty] | Data not provided | Data not provided | Data not provided | Data not provided | Data not provided | Data not provided | Data not provided | Data not provided | Data not provided | Influent | 3.07 | 1.88 | mg/L | 10.94 | °C | Data not provided | N/A | Data not provided | N/A | 403.8 | mV | 1513 | µS/cm | None | N/A | Data not provided | Data not provided | Data not provided | Data not provided | Data not provided | Data not provided | Y | The necessity and effectiveness of pre‐treatment to condition the water for BCR treatment, MIW loading rate for each BCR medium to achieve effective metal reduction and pH neutralization, Metals removal efficiency (MRE) and sulfate reduction rate for assessing reduction of contaminant toxicity, mass, and volume, through treatment using BCRs, Residuals generation rates (i.e. sludge from precipitation) for operation and maintenance (O&M) consideration, Replacement rate for spent treatment media (substrate for biochemical reactor or limestone in a pre‐treatment process) for O&M consideration, Impacts of wet weather on the treatment effectiveness and how the BCRs would respond to such changes | Data not provided | Data not provided | Data not provided | Data not provided | Data not provided | Data not provided | Data not provided | Lowest value that isn't ND. ND = below detection limit (0.019)
Final Treatability Study Technical Memorandum Formosa Mine Superfund Site Douglas County, Oregon | FORMOSA MINE | ORN001002616 | N/A | OU2 | BCR3 01-03 | Abandoned | Sulfate-reducing bacteria (SRB) BCR with SAPS pre-treatment | Passive | Biochemical reactor (BCR) | Pre-treatment | Formosa 1 Adit discharge | Y | Entire system | Aerobic polishing cell (APC) | Data not provided | Pilot | July 2013- October 2013 | Chromium | Cr, dissolved | mg/L | N | N/A | [9 empty] | 0.027 | 0.113 | 76.1062 | Data not provided | Data not provided | Data not provided | Data not provided | Data not provided | Data not provided | Data not provided | Data not provided | Data not provided | Effluent | 6.26 | 0.32 | mg/L | 15.33 | °C | Data not provided | N/A | Data not provided | N/A | -171.2 | mV | 1237 | µS/cm | None | N/A | Data not provided | Data not provided | Data not provided | Data not provided | Data not provided | Data not provided | Y | The necessity and effectiveness of pre‐treatment to condition the water for BCR treatment, MIW loading rate for each BCR medium to achieve effective metal reduction and pH neutralization, Metals removal efficiency (MRE) and sulfate reduction rate for assessing reduction of contaminant toxicity, mass, and volume, through treatment using BCRs, Residuals generation rates (i.e. sludge from precipitation) for operation and maintenance (O&M) consideration, Replacement rate for spent treatment media (substrate for biochemical reactor or limestone in a pre‐treatment process) for O&M consideration, Impacts of wet weather on the treatment effectiveness and how the BCRs would respond to such changes | Data not provided | Data not provided | Data not provided | Data not provided | Data not provided | Data not provided | Data not provided | Minimum value above the detection limit (0.022)
Final Treatability Study Technical Memorandum Formosa Mine Superfund Site Douglas County, Oregon | FORMOSA MINE | ORN001002616 | N/A | OU2 | BCR1 01-01 | Abandoned | Sulfate-reducing bacteria (SRB) BCR without pre-treatment | Passive | Biochemical reactor (BCR) | No pre-treatment | Formosa 1 Adit discharge | N | BCR without pre-treatment | Aerobic polishing cell (APC) | Data not provided | Pilot | July 2013- October 2013 | Cadmium | Cd, dissolved | mg/L | N | N/A | 0.194 | ND | 99.4845 | [9 empty] | Data not provided | Data not provided | Data not provided | Data not provided | Data not provided | Data not provided | Data not provided | Data not provided | Data not provided | Influent | 3.34 | 2.04 | mg/L | 13.7 | °C | Data not provided | N/A | Data not provided | N/A | 389.1 | mV | 1470 | µS/cm | None | N/A | Data not provided | Data not provided | Data not provided | Data not provided | Data not provided | Data not provided | Y | The necessity and effectiveness of pre‐treatment to condition the water for BCR treatment, MIW loading rate for each BCR medium to achieve effective metal reduction and pH neutralization, Metals removal efficiency (MRE) and sulfate reduction rate for assessing reduction of contaminant toxicity, mass, and volume, through treatment using BCRs, Residuals generation rates (i.e. sludge from precipitation) for operation and maintenance (O&M) consideration, Replacement rate for spent treatment media (substrate for biochemical reactor or limestone in a pre‐treatment process) for O&M consideration, Impacts of wet weather on the treatment effectiveness and how the BCRs would respond to such changes | Data not provided | Data not provided | Data not provided | Data not provided | Data not provided | Data not provided | Data not provided | ND = below detection limit (0.002)
Final Treatability Study Technical Memorandum Formosa Mine Superfund Site Douglas County, Oregon | FORMOSA MINE | ORN001002616 | N/A | OU2 | BCR2 01-02 | Abandoned | Sulfate-reducing bacteria (SRB) BCR without pre-treatment | Passive | Biochemical reactor (BCR) | No pre-treatment | Formosa 1 Adit discharge | N | BCR without pre-treatment | Aerobic polishing cell (APC) | Data not provided | Pilot | July 2013- October 2013 | Cadmium | Cd, dissolved | mg/L | N | N/A |  |  |  | 0.141 | ND | 99.2908 | [6 empty] | Data not provided | Data not provided | Data not provided | Data not provided | Data not provided | Data not provided | Data not provided | Data not provided | Data not provided | Influent | 3.37 | 0.05 | mg/L | 11.08 | °C | Data not provided | N/A | Data not provided | N/A | 357.3 | mV | 1366 | µS/cm | None | N/A | Data not provided | Data not provided | Data not provided | Data not provided | Data not provided | Data not provided | Y | The necessity and effectiveness of pre‐treatment to condition the water for BCR treatment, MIW loading rate for each BCR medium to achieve effective metal reduction and pH neutralization, Metals removal efficiency (MRE) and sulfate reduction rate for assessing reduction of contaminant toxicity, mass, and volume, through treatment using BCRs, Residuals generation rates (i.e. sludge from precipitation) for operation and maintenance (O&M) consideration, Replacement rate for spent treatment media (substrate for biochemical reactor or limestone in a pre‐treatment process) for O&M consideration, Impacts of wet weather on the treatment effectiveness and how the BCRs would respond to such changes | Data not provided | Data not provided | Data not provided | Data not provided | Data not provided | Data not provided | Data not provided | ND = below detection limit (0.002)
Final Treatability Study Technical Memorandum Formosa Mine Superfund Site Douglas County, Oregon | FORMOSA MINE | ORN001002616 | N/A | OU2 | BCR3 01-03 | Abandoned | Sulfate-reducing bacteria (SRB) BCR with SAPS pre-treatment | Passive | Biochemical reactor (BCR) | Pre-treatment | Formosa 1 Adit discharge | Y | Entire system | Aerobic polishing cell (APC) | Data not provided | Pilot | July 2013- October 2013 | Cadmium | Cd, dissolved | mg/L | N | N/A | 0.194 | ND | 99.4845 | [9 empty] | Data not provided | Data not provided | Data not provided | Data not provided | Data not provided | Data not provided | Data not provided | Data not provided | Data not provided | Influent | 3.34 | 2.04 | mg/L | 13.7 | °C | Data not provided | N/A | Data not provided | N/A | 389.1 | mV | 1470 | µS/cm | None | N/A | Data not provided | Data not provided | Data not provided | Data not provided | Data not provided | Data not provided | Y | The necessity and effectiveness of pre‐treatment to condition the water for BCR treatment, MIW loading rate for each BCR medium to achieve effective metal reduction and pH neutralization, Metals removal efficiency (MRE) and sulfate reduction rate for assessing reduction of contaminant toxicity, mass, and volume, through treatment using BCRs, Residuals generation rates (i.e. sludge from precipitation) for operation and maintenance (O&M) consideration, Replacement rate for spent treatment media (substrate for biochemical reactor or limestone in a pre‐treatment process) for O&M consideration, Impacts of wet weather on the treatment effectiveness and how the BCRs would respond to such changes | Data not provided | Data not provided | Data not provided | Data not provided | Data not provided | Data not provided | Data not provided | ND = below detection limit (0.002)
Final Treatability Study Technical Memorandum Formosa Mine Superfund Site Douglas County, Oregon | FORMOSA MINE | ORN001002616 | N/A | OU2 | BCR3 01-03 | Abandoned | Sulfate-reducing bacteria (SRB) BCR with SAPS pre-treatment | Passive | Biochemical reactor (BCR) | Pre-treatment | Formosa 1 Adit discharge | Y | Entire system | Aerobic polishing cell (APC) | Data not provided | Pilot | July 2013- October 2013 | Cadmium | Cd, dissolved | mg/L | N | N/A |  |  |  | 0.141 | ND | 99.2908 | [6 empty] | Data not provided | Data not provided | Data not provided | Data not provided | Data not provided | Data not provided | Data not provided | Data not provided | Data not provided | Influent | 3.37 | 0.05 | mg/L | 11.08 | °C | Data not provided | N/A | Data not provided | N/A | 357.3 | mV | 1366 | µS/cm | None | N/A | Data not provided | Data not provided | Data not provided | Data not provided | Data not provided | Data not provided | Y | The necessity and effectiveness of pre‐treatment to condition the water for BCR treatment, MIW loading rate for each BCR medium to achieve effective metal reduction and pH neutralization, Metals removal efficiency (MRE) and sulfate reduction rate for assessing reduction of contaminant toxicity, mass, and volume, through treatment using BCRs, Residuals generation rates (i.e. sludge from precipitation) for operation and maintenance (O&M) consideration, Replacement rate for spent treatment media (substrate for biochemical reactor or limestone in a pre‐treatment process) for O&M consideration, Impacts of wet weather on the treatment effectiveness and how the BCRs would respond to such changes | Data not provided | Data not provided | Data not provided | Data not provided | Data not provided | Data not provided | Data not provided | ND = below detection limit (0.002)
Final Treatability Study Technical Memorandum Formosa Mine Superfund Site Douglas County, Oregon | FORMOSA MINE | ORN001002616 | N/A | OU2 | BCR3 01-03 | Abandoned | Sulfate-reducing bacteria (SRB) BCR with SAPS pre-treatment | Passive | Biochemical reactor (BCR) | Pre-treatment | Formosa 1 Adit discharge | Y | Entire system | Aerobic polishing cell (APC) | Data not provided | Pilot | July 2013- October 2013 | Cadmium | Cd, dissolved | mg/L | N | N/A | [6 empty] | ND | 0.141–0.194 | 99.3 - 99.5 |  |  |  | Data not provided | Data not provided | Data not provided | Data not provided | Data not provided | Data not provided | Data not provided | Data not provided | Data not provided | Effluent | 5.99–6.41 | 0.13–1.16 | mg/L | 15.33–20.83 | °C | Data not provided | N/A | Data not provided | N/A | (-)209.4–149.5 | mV | 1,237–7,404 | µS/cm | None | N/A | Data not provided | Data not provided | Data not provided | Data not provided | Data not provided | Data not provided | Y | The necessity and effectiveness of pre‐treatment to condition the water for BCR treatment, MIW loading rate for each BCR medium to achieve effective metal reduction and pH neutralization, Metals removal efficiency (MRE) and sulfate reduction rate for assessing reduction of contaminant toxicity, mass, and volume, through treatment using BCRs, Residuals generation rates (i.e. sludge from precipitation) for operation and maintenance (O&M) consideration, Replacement rate for spent treatment media (substrate for biochemical reactor or limestone in a pre‐treatment process) for O&M consideration, Impacts of wet weather on the treatment effectiveness and how the BCRs would respond to such changes | Data not provided | Data not provided | Data not provided | Data not provided | Data not provided | Data not provided | Data not provided | ND = below detection limit (0.002)
Final Treatability Study Technical Memorandum Formosa Mine Superfund Site Douglas County, Oregon | FORMOSA MINE | ORN001002616 | N/A | OU2 | BCR3 01-03 | Abandoned | Sulfate-reducing bacteria (SRB) BCR with SAPS pre-treatment | Passive | Biochemical reactor (BCR) | Pre-treatment | Formosa 1 Adit discharge | Y | Entire system | Aerobic polishing cell (APC) | Data not provided | Pilot | July 2013- October 2013 | Cadmium | Cd, dissolved | mg/L | N | N/A | [9 empty] | ND | 0.141–0.194 | 99.3 - 99.5 | Data not provided | Data not provided | Data not provided | Data not provided | Data not provided | Data not provided | Data not provided | Data not provided | Data not provided | Effluent | 5.99–6.41 | 0.13–1.16 | mg/L | 15.33–20.83 | °C | Data not provided | N/A | Data not provided | N/A | (-)209.4–149.5 | mV | 1,237–7,404 | µS/cm | None | N/A | Data not provided | Data not provided | Data not provided | Data not provided | Data not provided | Data not provided | Y | The necessity and effectiveness of pre‐treatment to condition the water for BCR treatment, MIW loading rate for each BCR medium to achieve effective metal reduction and pH neutralization, Metals removal efficiency (MRE) and sulfate reduction rate for assessing reduction of contaminant toxicity, mass, and volume, through treatment using BCRs, Residuals generation rates (i.e. sludge from precipitation) for operation and maintenance (O&M) consideration, Replacement rate for spent treatment media (substrate for biochemical reactor or limestone in a pre‐treatment process) for O&M consideration, Impacts of wet weather on the treatment effectiveness and how the BCRs would respond to such changes | Data not provided | Data not provided | Data not provided | Data not provided | Data not provided | Data not provided | Data not provided | ND = below detection limit (0.002)
Final Treatability Study Technical Memorandum Formosa Mine Superfund Site Douglas County, Oregon | FORMOSA MINE | ORN001002616 | N/A | OU2 | BCR4 01-04 | Abandoned | Sulfate-reducing bacteria (SRB) BCR with SAPS pre-treatment | Passive | Biochemical reactor (BCR) | Pre-treatment | Formosa 1 Adit discharge | Y | Entire system | Aerobic polishing cell (APC) | Data not provided | Pilot | July 2013- October 2013 | Cadmium | Cd, dissolved | mg/L | N | N/A |  |  |  | 0.141 | ND | 99.2908 | [6 empty] | Data not provided | Data not provided | Data not provided | Data not provided | Data not provided | Data not provided | Data not provided | Data not provided | Data not provided | Influent | 3.37 | 0.05 | mg/L | 11.08 | °C | Data not provided | N/A | Data not provided | N/A | 357.3 | mV | 1366 | µS/cm | None | N/A | Data not provided | Data not provided | Data not provided | Data not provided | Data not provided | Data not provided | Y | The necessity and effectiveness of pre‐treatment to condition the water for BCR treatment, MIW loading rate for each BCR medium to achieve effective metal reduction and pH neutralization, Metals removal efficiency (MRE) and sulfate reduction rate for assessing reduction of contaminant toxicity, mass, and volume, through treatment using BCRs, Residuals generation rates (i.e. sludge from precipitation) for operation and maintenance (O&M) consideration, Replacement rate for spent treatment media (substrate for biochemical reactor or limestone in a pre‐treatment process) for O&M consideration, Impacts of wet weather on the treatment effectiveness and how the BCRs would respond to such changes | Data not provided | Data not provided | Data not provided | Data not provided | Data not provided | Data not provided | Data not provided | ND = below detection limit (0.002)
Final Treatability Study Technical Memorandum Formosa Mine Superfund Site Douglas County, Oregon | FORMOSA MINE | ORN001002616 | N/A | OU2 | BCR5 01-05 | Abandoned | Sulfate-reducing bacteria (SRB) BCR with ChitoRem pre-treatment | Passive | Biochemical reactor (BCR) | Pre-treatment | Formosa 1 Adit discharge | Y | Entire system | Aerobic polishing cell (APC) | Data not provided | Pilot | July 2013- October 2013 | Cadmium | Cd, dissolved | mg/L | N | N/A | 0.194 | ND | 99.4845 | [9 empty] | Data not provided | Data not provided | Data not provided | Data not provided | Data not provided | Data not provided | Data not provided | Data not provided | Data not provided | Influent | 3.34 | 2.04 | mg/L | 13.7 | °C | Data not provided | N/A | Data not provided | N/A | 389.1 | mV | 1470 | µS/cm | None | N/A | Data not provided | Data not provided | Data not provided | Data not provided | Data not provided | Data not provided | Y | The necessity and effectiveness of pre‐treatment to condition the water for BCR treatment, MIW loading rate for each BCR medium to achieve effective metal reduction and pH neutralization, Metals removal efficiency (MRE) and sulfate reduction rate for assessing reduction of contaminant toxicity, mass, and volume, through treatment using BCRs, Residuals generation rates (i.e. sludge from precipitation) for operation and maintenance (O&M) consideration, Replacement rate for spent treatment media (substrate for biochemical reactor or limestone in a pre‐treatment process) for O&M consideration, Impacts of wet weather on the treatment effectiveness and how the BCRs would respond to such changes | Data not provided | Data not provided | Data not provided | Data not provided | Data not provided | Data not provided | Data not provided | ND = below detection limit (0.002)
Final Treatability Study Technical Memorandum Formosa Mine Superfund Site Douglas County, Oregon | FORMOSA MINE | ORN001002616 | N/A | OU2 | BCR5 01-05 | Abandoned | Sulfate-reducing bacteria (SRB) BCR with ChitoRem pre-treatment | Passive | Biochemical reactor (BCR) | Pre-treatment | Formosa 1 Adit discharge | Y | Entire system | Aerobic polishing cell (APC) | Data not provided | Pilot | July 2013- October 2013 | Cadmium | Cd, dissolved | mg/L | N | N/A |  |  |  | 0.141 | ND | 99.2908 | [6 empty] | Data not provided | Data not provided | Data not provided | Data not provided | Data not provided | Data not provided | Data not provided | Data not provided | Data not provided | Influent | 3.37 | 0.05 | mg/L | 11.08 | °C | Data not provided | N/A | Data not provided | N/A | 357.3 | mV | 1366 | µS/cm | None | N/A | Data not provided | Data not provided | Data not provided | Data not provided | Data not provided | Data not provided | Y | The necessity and effectiveness of pre‐treatment to condition the water for BCR treatment, MIW loading rate for each BCR medium to achieve effective metal reduction and pH neutralization, Metals removal efficiency (MRE) and sulfate reduction rate for assessing reduction of contaminant toxicity, mass, and volume, through treatment using BCRs, Residuals generation rates (i.e. sludge from precipitation) for operation and maintenance (O&M) consideration, Replacement rate for spent treatment media (substrate for biochemical reactor or limestone in a pre‐treatment process) for O&M consideration, Impacts of wet weather on the treatment effectiveness and how the BCRs would respond to such changes | Data not provided | Data not provided | Data not provided | Data not provided | Data not provided | Data not provided | Data not provided | ND = below detection limit (0.002)
Final Treatability Study Technical Memorandum Formosa Mine Superfund Site Douglas County, Oregon | FORMOSA MINE | ORN001002616 | N/A | OU2 | BCR5 01-05 | Abandoned | Sulfate-reducing bacteria (SRB) BCR with ChitoRem pre-treatment | Passive | Biochemical reactor (BCR) | Pre-treatment | Formosa 1 Adit discharge | Y | Entire system | Aerobic polishing cell (APC) | Data not provided | Pilot | July 2013- October 2013 | Cadmium | Cd, dissolved | mg/L | N | N/A | [6 empty] | ND | 0.141–0.194 | 99.3 - 99.5 |  |  |  | Data not provided | Data not provided | Data not provided | Data not provided | Data not provided | Data not provided | Data not provided | Data not provided | Data not provided | Effluent | 6.19–6.64 | 0.06–0.93 | mg/L | 15.42–21.53 | °C | Data not provided | N/A | Data not provided | N/A | (-)339.5–(-)158.1 | mV | 2,087–14,800 | µS/cm | None | N/A | Data not provided | Data not provided | Data not provided | Data not provided | Data not provided | Data not provided | Y | The necessity and effectiveness of pre‐treatment to condition the water for BCR treatment, MIW loading rate for each BCR medium to achieve effective metal reduction and pH neutralization, Metals removal efficiency (MRE) and sulfate reduction rate for assessing reduction of contaminant toxicity, mass, and volume, through treatment using BCRs, Residuals generation rates (i.e. sludge from precipitation) for operation and maintenance (O&M) consideration, Replacement rate for spent treatment media (substrate for biochemical reactor or limestone in a pre‐treatment process) for O&M consideration, Impacts of wet weather on the treatment effectiveness and how the BCRs would respond to such changes | Data not provided | Data not provided | Data not provided | Data not provided | Data not provided | Data not provided | Data not provided | ND = below detection limit (0.002)
Final Treatability Study Technical Memorandum Formosa Mine Superfund Site Douglas County, Oregon | FORMOSA MINE | ORN001002616 | N/A | OU2 | BCR5 01-05 | Abandoned | Sulfate-reducing bacteria (SRB) BCR with ChitoRem pre-treatment | Passive | Biochemical reactor (BCR) | Pre-treatment | Formosa 1 Adit discharge | Y | Entire system | Aerobic polishing cell (APC) | Data not provided | Pilot | July 2013- October 2013 | Cadmium | Cd, dissolved | mg/L | N | N/A | [9 empty] | ND | 0.141–0.194 | 99.3 - 99.5 | Data not provided | Data not provided | Data not provided | Data not provided | Data not provided | Data not provided | Data not provided | Data not provided | Data not provided | Effluent | 6.19–6.64 | 0.06–0.93 | mg/L | 15.42–21.53 | °C | Data not provided | N/A | Data not provided | N/A | (-)339.5–(-)158.1 | mV | 2,087–14,800 | µS/cm | None | N/A | Data not provided | Data not provided | Data not provided | Data not provided | Data not provided | Data not provided | Y | The necessity and effectiveness of pre‐treatment to condition the water for BCR treatment, MIW loading rate for each BCR medium to achieve effective metal reduction and pH neutralization, Metals removal efficiency (MRE) and sulfate reduction rate for assessing reduction of contaminant toxicity, mass, and volume, through treatment using BCRs, Residuals generation rates (i.e. sludge from precipitation) for operation and maintenance (O&M) consideration, Replacement rate for spent treatment media (substrate for biochemical reactor or limestone in a pre‐treatment process) for O&M consideration, Impacts of wet weather on the treatment effectiveness and how the BCRs would respond to such changes | Data not provided | Data not provided | Data not provided | Data not provided | Data not provided | Data not provided | Data not provided | ND = below detection limit (0.002)
Final Treatability Study Technical Memorandum Formosa Mine Superfund Site Douglas County, Oregon | FORMOSA MINE | ORN001002616 | N/A | OU2 | BCR6 01-06 | Abandoned | Sulfate-reducing bacteria (SRB) BCR with ChitoRem pre-treatment | Passive | Biochemical reactor (BCR) | Pre-treatment | Formosa 1 Adit discharge | Y | Entire system | Aerobic polishing cell (APC) | Data not provided | Pilot | July 2013- October 2013 | Cadmium | Cd, dissolved | mg/L | N | N/A |  |  |  | 0.141 | ND | 99.2908 | [6 empty] | Data not provided | Data not provided | Data not provided | Data not provided | Data not provided | Data not provided | Data not provided | Data not provided | Data not provided | Influent | 3.37 | 0.05 | mg/L | 11.08 | °C | Data not provided | N/A | Data not provided | N/A | (-)339.5–(-)158.1 | mV | 1366 | µS/cm | None | N/A | Data not provided | Data not provided | Data not provided | Data not provided | Data not provided | Data not provided | Y | The necessity and effectiveness of pre‐treatment to condition the water for BCR treatment, MIW loading rate for each BCR medium to achieve effective metal reduction and pH neutralization, Metals removal efficiency (MRE) and sulfate reduction rate for assessing reduction of contaminant toxicity, mass, and volume, through treatment using BCRs, Residuals generation rates (i.e. sludge from precipitation) for operation and maintenance (O&M) consideration, Replacement rate for spent treatment media (substrate for biochemical reactor or limestone in a pre‐treatment process) for O&M consideration, Impacts of wet weather on the treatment effectiveness and how the BCRs would respond to such changes | Data not provided | Data not provided | Data not provided | Data not provided | Data not provided | Data not provided | Data not provided | ND = below detection limit (0.002)
Final Treatability Study Technical Memorandum Formosa Mine Superfund Site Douglas County, Oregon | FORMOSA MINE | ORN001002616 | N/A | OU2 | BCR2 01-02 | Abandoned | Sulfate-reducing bacteria (SRB) BCR without pre-treatment | Passive | Biochemical reactor (BCR) | No pre-treatment | Formosa 1 Adit discharge | N | BCR without pre-treatment | Aerobic polishing cell (APC) | Data not provided | Pilot | July 2013- October 2013 | Cadmium | Cd, total | mg/L | N | N/A |  |  |  | 0.136 | ND | 98.8971 | [6 empty] | Data not provided | Data not provided | Data not provided | Data not provided | Data not provided | Data not provided | Data not provided | Data not provided | Data not provided | Influent | 3.36 | 0.05 | mg/L | 11.08 | °C | Data not provided | N/A | Data not provided | N/A | (-)339.5–(-)158.1 | mV | 1366 | µS/cm | None | N/A | Data not provided | Data not provided | Data not provided | Data not provided | Data not provided | Data not provided | Y | The necessity and effectiveness of pre‐treatment to condition the water for BCR treatment, MIW loading rate for each BCR medium to achieve effective metal reduction and pH neutralization, Metals removal efficiency (MRE) and sulfate reduction rate for assessing reduction of contaminant toxicity, mass, and volume, through treatment using BCRs, Residuals generation rates (i.e. sludge from precipitation) for operation and maintenance (O&M) consideration, Replacement rate for spent treatment media (substrate for biochemical reactor or limestone in a pre‐treatment process) for O&M consideration, Impacts of wet weather on the treatment effectiveness and how the BCRs would respond to such changes | Data not provided | Data not provided | Data not provided | Data not provided | Data not provided | Data not provided | Data not provided | ND = below detection limit (0.003)
Final Treatability Study Technical Memorandum Formosa Mine Superfund Site Douglas County, Oregon | FORMOSA MINE | ORN001002616 | N/A | OU2 | BCR3 01-03 | Abandoned | Sulfate-reducing bacteria (SRB) BCR with SAPS pre-treatment | Passive | Biochemical reactor (BCR) | Pre-treatment | Formosa 1 Adit discharge | Y | Entire system | Aerobic polishing cell (APC) | Data not provided | Pilot | July 2013- October 2013 | Cadmium | Cd, total | mg/L | N | N/A |  |  |  | 0.136 | ND | 98.8971 | [6 empty] | Data not provided | Data not provided | Data not provided | Data not provided | Data not provided | Data not provided | Data not provided | Data not provided | Data not provided | Influent | 3.36 | 0.05 | mg/L | 11.08 | °C | Data not provided | N/A | Data not provided | N/A | (-)339.5–(-)158.1 | mV | 1366 | µS/cm | None | N/A | Data not provided | Data not provided | Data not provided | Data not provided | Data not provided | Data not provided | Y | The necessity and effectiveness of pre‐treatment to condition the water for BCR treatment, MIW loading rate for each BCR medium to achieve effective metal reduction and pH neutralization, Metals removal efficiency (MRE) and sulfate reduction rate for assessing reduction of contaminant toxicity, mass, and volume, through treatment using BCRs, Residuals generation rates (i.e. sludge from precipitation) for operation and maintenance (O&M) consideration, Replacement rate for spent treatment media (substrate for biochemical reactor or limestone in a pre‐treatment process) for O&M consideration, Impacts of wet weather on the treatment effectiveness and how the BCRs would respond to such changes | Data not provided | Data not provided | Data not provided | Data not provided | Data not provided | Data not provided | Data not provided | ND = below detection limit (0.003)
Final Treatability Study Technical Memorandum Formosa Mine Superfund Site Douglas County, Oregon | FORMOSA MINE | ORN001002616 | N/A | OU2 | BCR4 01-04 | Abandoned | Sulfate-reducing bacteria (SRB) BCR with SAPS pre-treatment | Passive | Biochemical reactor (BCR) | Pre-treatment | Formosa 1 Adit discharge | Y | Entire system | Aerobic polishing cell (APC) | Data not provided | Pilot | July 2013- October 2013 | Cadmium | Cd, total | mg/L | N | N/A |  |  |  | 0.136 | ND | 98.8971 | [6 empty] | Data not provided | Data not provided | Data not provided | Data not provided | Data not provided | Data not provided | Data not provided | Data not provided | Data not provided | Influent | 3.36 | 0.05 | mg/L | 11.08 | °C | Data not provided | N/A | Data not provided | N/A | (-)339.5–(-)158.1 | mV | 1366 | µS/cm | None | N/A | Data not provided | Data not provided | Data not provided | Data not provided | Data not provided | Data not provided | Y | The necessity and effectiveness of pre‐treatment to condition the water for BCR treatment, MIW loading rate for each BCR medium to achieve effective metal reduction and pH neutralization, Metals removal efficiency (MRE) and sulfate reduction rate for assessing reduction of contaminant toxicity, mass, and volume, through treatment using BCRs, Residuals generation rates (i.e. sludge from precipitation) for operation and maintenance (O&M) consideration, Replacement rate for spent treatment media (substrate for biochemical reactor or limestone in a pre‐treatment process) for O&M consideration, Impacts of wet weather on the treatment effectiveness and how the BCRs would respond to such changes | Data not provided | Data not provided | Data not provided | Data not provided | Data not provided | Data not provided | Data not provided | ND = below detection limit (0.003)
Final Treatability Study Technical Memorandum Formosa Mine Superfund Site Douglas County, Oregon | FORMOSA MINE | ORN001002616 | N/A | OU2 | BCR5 01-05 | Abandoned | Sulfate-reducing bacteria (SRB) BCR with ChitoRem pre-treatment | Passive | Biochemical reactor (BCR) | Pre-treatment | Formosa 1 Adit discharge | Y | Entire system | Aerobic polishing cell (APC) | Data not provided | Pilot | July 2013- October 2013 | Cadmium | Cd, total | mg/L | N | N/A |  |  |  | 0.136 | ND | 98.8971 | [6 empty] | Data not provided | Data not provided | Data not provided | Data not provided | Data not provided | Data not provided | Data not provided | Data not provided | Data not provided | Influent | 3.36 | 0.05 | mg/L | 11.08 | °C | Data not provided | N/A | Data not provided | N/A | (-)339.5–(-)158.1 | mV | 1366 | µS/cm | None | N/A | Data not provided | Data not provided | Data not provided | Data not provided | Data not provided | Data not provided | Y | The necessity and effectiveness of pre‐treatment to condition the water for BCR treatment, MIW loading rate for each BCR medium to achieve effective metal reduction and pH neutralization, Metals removal efficiency (MRE) and sulfate reduction rate for assessing reduction of contaminant toxicity, mass, and volume, through treatment using BCRs, Residuals generation rates (i.e. sludge from precipitation) for operation and maintenance (O&M) consideration, Replacement rate for spent treatment media (substrate for biochemical reactor or limestone in a pre‐treatment process) for O&M consideration, Impacts of wet weather on the treatment effectiveness and how the BCRs would respond to such changes | Data not provided | Data not provided | Data not provided | Data not provided | Data not provided | Data not provided | Data not provided | ND = below detection limit (0.003)
Final Treatability Study Technical Memorandum Formosa Mine Superfund Site Douglas County, Oregon | FORMOSA MINE | ORN001002616 | N/A | OU2 | BCR6 01-06 | Abandoned | Sulfate-reducing bacteria (SRB) BCR with ChitoRem pre-treatment | Passive | Biochemical reactor (BCR) | Pre-treatment | Formosa 1 Adit discharge | Y | Entire system | Aerobic polishing cell (APC) | Data not provided | Pilot | July 2013- October 2013 | Cadmium | Cd, total | mg/L | N | N/A |  |  |  | 0.136 | ND | 98.8971 | [6 empty] | Data not provided | Data not provided | Data not provided | Data not provided | Data not provided | Data not provided | Data not provided | Data not provided | Data not provided | Influent | 3.36 | 0.05 | mg/L | 11.08 | °C | Data not provided | N/A | Data not provided | N/A | (-)339.5–(-)158.1 | mV | 1366 | µS/cm | None | N/A | Data not provided | Data not provided | Data not provided | Data not provided | Data not provided | Data not provided | Y | The necessity and effectiveness of pre‐treatment to condition the water for BCR treatment, MIW loading rate for each BCR medium to achieve effective metal reduction and pH neutralization, Metals removal efficiency (MRE) and sulfate reduction rate for assessing reduction of contaminant toxicity, mass, and volume, through treatment using BCRs, Residuals generation rates (i.e. sludge from precipitation) for operation and maintenance (O&M) consideration, Replacement rate for spent treatment media (substrate for biochemical reactor or limestone in a pre‐treatment process) for O&M consideration, Impacts of wet weather on the treatment effectiveness and how the BCRs would respond to such changes | Data not provided | Data not provided | Data not provided | Data not provided | Data not provided | Data not provided | Data not provided | ND = below detection limit (0.003)
Final Treatability Study Technical Memorandum Formosa Mine Superfund Site Douglas County, Oregon | FORMOSA MINE | ORN001002616 | N/A | OU2 | BCR1 01-01 | Abandoned | Sulfate-reducing bacteria (SRB) BCR without pre-treatment | Passive | Biochemical reactor (BCR) | No pre-treatment | Formosa 1 Adit discharge | N | BCR without pre-treatment | Aerobic polishing cell (APC) | Data not provided | Pilot | July 2013- October 2013 | Nickel | Ni, dissolved | mg/L | N | N/A |  |  |  | 0.027 | ND | 92.5926 | [6 empty] | Data not provided | Data not provided | Data not provided | Data not provided | Data not provided | Data not provided | Data not provided | Data not provided | Data not provided | Influent | 3.26 | 1.1 | mg/L | 10.13 | °C | Data not provided | N/A | Data not provided | N/A | (-)339.5–(-)158.1 | mV | 1532 | µS/cm | None | N/A | Data not provided | Data not provided | Data not provided | Data not provided | Data not provided | Data not provided | Y | The necessity and effectiveness of pre‐treatment to condition the water for BCR treatment, MIW loading rate for each BCR medium to achieve effective metal reduction and pH neutralization, Metals removal efficiency (MRE) and sulfate reduction rate for assessing reduction of contaminant toxicity, mass, and volume, through treatment using BCRs, Residuals generation rates (i.e. sludge from precipitation) for operation and maintenance (O&M) consideration, Replacement rate for spent treatment media (substrate for biochemical reactor or limestone in a pre‐treatment process) for O&M consideration, Impacts of wet weather on the treatment effectiveness and how the BCRs would respond to such changes | Data not provided | Data not provided | Data not provided | Data not provided | Data not provided | Data not provided | Data not provided | ND = below detection limit (0.004)
Final Treatability Study Technical Memorandum Formosa Mine Superfund Site Douglas County, Oregon | FORMOSA MINE | ORN001002616 | N/A | OU2 | BCR3 01-03 | Abandoned | Sulfate-reducing bacteria (SRB) BCR with SAPS pre-treatment | Passive | Biochemical reactor (BCR) | Pre-treatment | Formosa 1 Adit discharge | Y | Entire system | Aerobic polishing cell (APC) | Data not provided | Pilot | July 2013- October 2013 | Nickel | Ni, dissolved | mg/L | N | N/A |  |  |  | 0.027 | ND | 92.5926 | [6 empty] | Data not provided | Data not provided | Data not provided | Data not provided | Data not provided | Data not provided | Data not provided | Data not provided | Data not provided | Influent | 3.26 | 1.1 | mg/L | 10.13 | °C | Data not provided | N/A | Data not provided | N/A | (-)339.5–(-)158.1 | mV | 1532 | µS/cm | None | N/A | Data not provided | Data not provided | Data not provided | Data not provided | Data not provided | Data not provided | Y | The necessity and effectiveness of pre‐treatment to condition the water for BCR treatment, MIW loading rate for each BCR medium to achieve effective metal reduction and pH neutralization, Metals removal efficiency (MRE) and sulfate reduction rate for assessing reduction of contaminant toxicity, mass, and volume, through treatment using BCRs, Residuals generation rates (i.e. sludge from precipitation) for operation and maintenance (O&M) consideration, Replacement rate for spent treatment media (substrate for biochemical reactor or limestone in a pre‐treatment process) for O&M consideration, Impacts of wet weather on the treatment effectiveness and how the BCRs would respond to such changes | Data not provided | Data not provided | Data not provided | Data not provided | Data not provided | Data not provided | Data not provided | ND = below detection limit (0.004)
Final Treatability Study Technical Memorandum Formosa Mine Superfund Site Douglas County, Oregon | FORMOSA MINE | ORN001002616 | N/A | OU2 | BCR4 01-04 | Abandoned | Sulfate-reducing bacteria (SRB) BCR with SAPS pre-treatment | Passive | Biochemical reactor (BCR) | Pre-treatment | Formosa 1 Adit discharge | Y | Entire system | Aerobic polishing cell (APC) | Data not provided | Pilot | July 2013- October 2013 | Nickel | Ni, dissolved | mg/L | N | N/A | 0.049 | 0.202 | 95.9184 | [9 empty] | Data not provided | Data not provided | Data not provided | Data not provided | Data not provided | Data not provided | Data not provided | Data not provided | Data not provided | Influent | 3.34 | 2.04 | mg/L | 13.17 | °C | Data not provided | N/A | Data not provided | N/A | (-)339.5–(-)158.1 | mV | 1470 | µS/cm | None | N/A | Data not provided | Data not provided | Data not provided | Data not provided | Data not provided | Data not provided | Y | The necessity and effectiveness of pre‐treatment to condition the water for BCR treatment, MIW loading rate for each BCR medium to achieve effective metal reduction and pH neutralization, Metals removal efficiency (MRE) and sulfate reduction rate for assessing reduction of contaminant toxicity, mass, and volume, through treatment using BCRs, Residuals generation rates (i.e. sludge from precipitation) for operation and maintenance (O&M) consideration, Replacement rate for spent treatment media (substrate for biochemical reactor or limestone in a pre‐treatment process) for O&M consideration, Impacts of wet weather on the treatment effectiveness and how the BCRs would respond to such changes | Data not provided | Data not provided | Data not provided | Data not provided | Data not provided | Data not provided | Data not provided | ND = below detection limit (0.004)
Final Treatability Study Technical Memorandum Formosa Mine Superfund Site Douglas County, Oregon | FORMOSA MINE | ORN001002616 | N/A | OU2 | BCR4 01-04 | Abandoned | Sulfate-reducing bacteria (SRB) BCR with SAPS pre-treatment | Passive | Biochemical reactor (BCR) | Pre-treatment | Formosa 1 Adit discharge | Y | Entire system | Aerobic polishing cell (APC) | Data not provided | Pilot | July 2013- October 2013 | Nickel | Ni, dissolved | mg/L | N | N/A |  |  |  | 0.027 | ND | 92.5926 | [6 empty] | Data not provided | Data not provided | Data not provided | Data not provided | Data not provided | Data not provided | Data not provided | Data not provided | Data not provided | Influent | 3.26 | 1.1 | mg/L | 10.13 | °C | Data not provided | N/A | Data not provided | N/A | (-)339.5–(-)158.1 | mV | 1532 | µS/cm | None | N/A | Data not provided | Data not provided | Data not provided | Data not provided | Data not provided | Data not provided | Y | The necessity and effectiveness of pre‐treatment to condition the water for BCR treatment, MIW loading rate for each BCR medium to achieve effective metal reduction and pH neutralization, Metals removal efficiency (MRE) and sulfate reduction rate for assessing reduction of contaminant toxicity, mass, and volume, through treatment using BCRs, Residuals generation rates (i.e. sludge from precipitation) for operation and maintenance (O&M) consideration, Replacement rate for spent treatment media (substrate for biochemical reactor or limestone in a pre‐treatment process) for O&M consideration, Impacts of wet weather on the treatment effectiveness and how the BCRs would respond to such changes | Data not provided | Data not provided | Data not provided | Data not provided | Data not provided | Data not provided | Data not provided | ND = below detection limit (0.004)
Final Treatability Study Technical Memorandum Formosa Mine Superfund Site Douglas County, Oregon | FORMOSA MINE | ORN001002616 | N/A | OU2 | BCR1 01-01 | Abandoned | Sulfate-reducing bacteria (SRB) BCR without pre-treatment | Passive | Biochemical reactor (BCR) | No pre-treatment | Formosa 1 Adit discharge | N | BCR without pre-treatment | Aerobic polishing cell (APC) | Data not provided | Pilot | July 2013- October 2013 | Nickel | Ni, total | mg/L | N | N/A |  |  |  | 0.023 | ND | 89.1304 | [6 empty] | Data not provided | Data not provided | Data not provided | Data not provided | Data not provided | Data not provided | Data not provided | Data not provided | Data not provided | Influent | 3.51 | 1.1 | mg/L | 10.13 | °C | Data not provided | N/A | Data not provided | N/A | (-)339.5–(-)158.1 | mV | 1532 | µS/cm | None | N/A | Data not provided | Data not provided | Data not provided | Data not provided | Data not provided | Data not provided | Y | The necessity and effectiveness of pre‐treatment to condition the water for BCR treatment, MIW loading rate for each BCR medium to achieve effective metal reduction and pH neutralization, Metals removal efficiency (MRE) and sulfate reduction rate for assessing reduction of contaminant toxicity, mass, and volume, through treatment using BCRs, Residuals generation rates (i.e. sludge from precipitation) for operation and maintenance (O&M) consideration, Replacement rate for spent treatment media (substrate for biochemical reactor or limestone in a pre‐treatment process) for O&M consideration, Impacts of wet weather on the treatment effectiveness and how the BCRs would respond to such changes | Data not provided | Data not provided | Data not provided | Data not provided | Data not provided | Data not provided | Data not provided | ND = below detection limit (0.005)
Final Treatability Study Technical Memorandum Formosa Mine Superfund Site Douglas County, Oregon | FORMOSA MINE | ORN001002616 | N/A | OU2 | BCR3 01-03 | Abandoned | Sulfate-reducing bacteria (SRB) BCR with SAPS pre-treatment | Passive | Biochemical reactor (BCR) | Pre-treatment | Formosa 1 Adit discharge | Y | Entire system | Aerobic polishing cell (APC) | Data not provided | Pilot | July 2013- October 2013 | Nickel | Ni, total | mg/L | N | N/A |  |  |  | 0.023 | ND | 89.1304 | [6 empty] | Data not provided | Data not provided | Data not provided | Data not provided | Data not provided | Data not provided | Data not provided | Data not provided | Data not provided | Influent | 3.51 | 1.1 | mg/L | 10.13 | °C | Data not provided | N/A | Data not provided | N/A | (-)339.5–(-)158.1 | mV | 1532 | µS/cm | None | N/A | Data not provided | Data not provided | Data not provided | Data not provided | Data not provided | Data not provided | Y | The necessity and effectiveness of pre‐treatment to condition the water for BCR treatment, MIW loading rate for each BCR medium to achieve effective metal reduction and pH neutralization, Metals removal efficiency (MRE) and sulfate reduction rate for assessing reduction of contaminant toxicity, mass, and volume, through treatment using BCRs, Residuals generation rates (i.e. sludge from precipitation) for operation and maintenance (O&M) consideration, Replacement rate for spent treatment media (substrate for biochemical reactor or limestone in a pre‐treatment process) for O&M consideration, Impacts of wet weather on the treatment effectiveness and how the BCRs would respond to such changes | Data not provided | Data not provided | Data not provided | Data not provided | Data not provided | Data not provided | Data not provided | ND = below detection limit (0.005)
Final Treatability Study Technical Memorandum Formosa Mine Superfund Site Douglas County, Oregon | FORMOSA MINE | ORN001002616 | N/A | OU2 | BCR5 01-05 | Abandoned | Sulfate-reducing bacteria (SRB) BCR with ChitoRem pre-treatment | Passive | Biochemical reactor (BCR) | Pre-treatment | Formosa 1 Adit discharge | Y | Entire system | Aerobic polishing cell (APC) | Data not provided | Pilot | July 2013- October 2013 | Nickel | Ni, total | mg/L | N | N/A |  |  |  | 0.023 | ND | 89.1304 | [6 empty] | Data not provided | Data not provided | Data not provided | Data not provided | Data not provided | Data not provided | Data not provided | Data not provided | Data not provided | Influent | 3.51 | 1.1 | mg/L | 10.13 | °C | Data not provided | N/A | Data not provided | N/A | (-)339.5–(-)158.1 | mV | 1532 | µS/cm | None | N/A | Data not provided | Data not provided | Data not provided | Data not provided | Data not provided | Data not provided | Y | The necessity and effectiveness of pre‐treatment to condition the water for BCR treatment, MIW loading rate for each BCR medium to achieve effective metal reduction and pH neutralization, Metals removal efficiency (MRE) and sulfate reduction rate for assessing reduction of contaminant toxicity, mass, and volume, through treatment using BCRs, Residuals generation rates (i.e. sludge from precipitation) for operation and maintenance (O&M) consideration, Replacement rate for spent treatment media (substrate for biochemical reactor or limestone in a pre‐treatment process) for O&M consideration, Impacts of wet weather on the treatment effectiveness and how the BCRs would respond to such changes | Data not provided | Data not provided | Data not provided | Data not provided | Data not provided | Data not provided | Data not provided | ND = below detection limit (0.005)
Final Treatability Study Technical Memorandum Formosa Mine Superfund Site Douglas County, Oregon | FORMOSA MINE | ORN001002616 | N/A | OU2 | BCR1 01-01 | Abandoned | Sulfate-reducing bacteria (SRB) BCR without pre-treatment | Passive | Biochemical reactor (BCR) | No pre-treatment | Formosa 1 Adit discharge | N | BCR without pre-treatment | Aerobic polishing cell (APC) | Data not provided | Pilot | July 2013- October 2013 | Cobalt | Co, dissolved | mg/L | N | N/A | 0.019 | ND | 73.6842 | [9 empty] | Data not provided | Data not provided | Data not provided | Data not provided | Data not provided | Data not provided | Data not provided | Data not provided | Data not provided | Influent | 3.37 | 0.05 | mg/L | 11.08 | °C | Data not provided | N/A | Data not provided | N/A | (-)339.5–(-)158.1 | mV | 1366 | µS/cm | None | N/A | Data not provided | Data not provided | Data not provided | Data not provided | Data not provided | Data not provided | Y | The necessity and effectiveness of pre‐treatment to condition the water for BCR treatment, MIW loading rate for each BCR medium to achieve effective metal reduction and pH neutralization, Metals removal efficiency (MRE) and sulfate reduction rate for assessing reduction of contaminant toxicity, mass, and volume, through treatment using BCRs, Residuals generation rates (i.e. sludge from precipitation) for operation and maintenance (O&M) consideration, Replacement rate for spent treatment media (substrate for biochemical reactor or limestone in a pre‐treatment process) for O&M consideration, Impacts of wet weather on the treatment effectiveness and how the BCRs would respond to such changes | Data not provided | Data not provided | Data not provided | Data not provided | Data not provided | Data not provided | Data not provided | ND = below detection limit (0.01)
Final Treatability Study Technical Memorandum Formosa Mine Superfund Site Douglas County, Oregon | FORMOSA MINE | ORN001002616 | N/A | OU2 | BCR1 01-01 | Abandoned | Sulfate-reducing bacteria (SRB) BCR without pre-treatment | Passive | Biochemical reactor (BCR) | No pre-treatment | Formosa 1 Adit discharge | N | BCR without pre-treatment | Aerobic polishing cell (APC) | Data not provided | Pilot | July 2013- October 2013 | Cobalt | Co, dissolved | mg/L | N | N/A |  |  |  | 0.012 | ND | 58.3333 | [6 empty] | Data not provided | Data not provided | Data not provided | Data not provided | Data not provided | Data not provided | Data not provided | Data not provided | Data not provided | Influent | 3.26 | 1.1 | mg/L | 10.13 | °C | Data not provided | N/A | Data not provided | N/A | (-)339.5–(-)158.1 | mV | 1532 | µS/cm | None | N/A | Data not provided | Data not provided | Data not provided | Data not provided | Data not provided | Data not provided | Y | The necessity and effectiveness of pre‐treatment to condition the water for BCR treatment, MIW loading rate for each BCR medium to achieve effective metal reduction and pH neutralization, Metals removal efficiency (MRE) and sulfate reduction rate for assessing reduction of contaminant toxicity, mass, and volume, through treatment using BCRs, Residuals generation rates (i.e. sludge from precipitation) for operation and maintenance (O&M) consideration, Replacement rate for spent treatment media (substrate for biochemical reactor or limestone in a pre‐treatment process) for O&M consideration, Impacts of wet weather on the treatment effectiveness and how the BCRs would respond to such changes | Data not provided | Data not provided | Data not provided | Data not provided | Data not provided | Data not provided | Data not provided | ND = below detection limit (0.01)
Final Treatability Study Technical Memorandum Formosa Mine Superfund Site Douglas County, Oregon | FORMOSA MINE | ORN001002616 | N/A | OU2 | BCR2 01-02 | Abandoned | Sulfate-reducing bacteria (SRB) BCR without pre-treatment | Passive | Biochemical reactor (BCR) | No pre-treatment | Formosa 1 Adit discharge | N | BCR without pre-treatment | Aerobic polishing cell (APC) | Data not provided | Pilot | July 2013- October 2013 | Cobalt | Co, dissolved | mg/L | N | N/A | 0.019 | ND | 73.6842 | [9 empty] | Data not provided | Data not provided | Data not provided | Data not provided | Data not provided | Data not provided | Data not provided | Data not provided | Data not provided | Influent | 3.37 | 0.05 | mg/L | 11.08 | °C | Data not provided | N/A | Data not provided | N/A | (-)339.5–(-)158.1 | mV | 1366 | µS/cm | None | N/A | Data not provided | Data not provided | Data not provided | Data not provided | Data not provided | Data not provided | Y | The necessity and effectiveness of pre‐treatment to condition the water for BCR treatment, MIW loading rate for each BCR medium to achieve effective metal reduction and pH neutralization, Metals removal efficiency (MRE) and sulfate reduction rate for assessing reduction of contaminant toxicity, mass, and volume, through treatment using BCRs, Residuals generation rates (i.e. sludge from precipitation) for operation and maintenance (O&M) consideration, Replacement rate for spent treatment media (substrate for biochemical reactor or limestone in a pre‐treatment process) for O&M consideration, Impacts of wet weather on the treatment effectiveness and how the BCRs would respond to such changes | Data not provided | Data not provided | Data not provided | Data not provided | Data not provided | Data not provided | Data not provided | ND = below detection limit (0.01)
Final Treatability Study Technical Memorandum Formosa Mine Superfund Site Douglas County, Oregon | FORMOSA MINE | ORN001002616 | N/A | OU2 | BCR2 01-02 | Abandoned | Sulfate-reducing bacteria (SRB) BCR without pre-treatment | Passive | Biochemical reactor (BCR) | No pre-treatment | Formosa 1 Adit discharge | N | BCR without pre-treatment | Aerobic polishing cell (APC) | Data not provided | Pilot | July 2013- October 2013 | Cobalt | Co, dissolved | mg/L | N | N/A |  |  |  | 0.012 | ND | 58.3333 | [6 empty] | Data not provided | Data not provided | Data not provided | Data not provided | Data not provided | Data not provided | Data not provided | Data not provided | Data not provided | Influent | 3.26 | 1.1 | mg/L | 10.13 | °C | Data not provided | N/A | Data not provided | N/A | (-)339.5–(-)158.1 | mV | 1532 | µS/cm | None | N/A | Data not provided | Data not provided | Data not provided | Data not provided | Data not provided | Data not provided | Y | The necessity and effectiveness of pre‐treatment to condition the water for BCR treatment, MIW loading rate for each BCR medium to achieve effective metal reduction and pH neutralization, Metals removal efficiency (MRE) and sulfate reduction rate for assessing reduction of contaminant toxicity, mass, and volume, through treatment using BCRs, Residuals generation rates (i.e. sludge from precipitation) for operation and maintenance (O&M) consideration, Replacement rate for spent treatment media (substrate for biochemical reactor or limestone in a pre‐treatment process) for O&M consideration, Impacts of wet weather on the treatment effectiveness and how the BCRs would respond to such changes | Data not provided | Data not provided | Data not provided | Data not provided | Data not provided | Data not provided | Data not provided | ND = below detection limit (0.01)
Final Treatability Study Technical Memorandum Formosa Mine Superfund Site Douglas County, Oregon | FORMOSA MINE | ORN001002616 | N/A | OU2 | BCR3 01-03 | Abandoned | Sulfate-reducing bacteria (SRB) BCR with SAPS pre-treatment | Passive | Biochemical reactor (BCR) | Pre-treatment | Formosa 1 Adit discharge | Y | Entire system | Aerobic polishing cell (APC) | Data not provided | Pilot | July 2013- October 2013 | Cobalt | Co, dissolved | mg/L | N | N/A | 0.019 | ND | 73.6842 | [9 empty] | Data not provided | Data not provided | Data not provided | Data not provided | Data not provided | Data not provided | Data not provided | Data not provided | Data not provided | Influent | 3.37 | 0.05 | mg/L | 11.08 | °C | Data not provided | N/A | Data not provided | N/A | (-)339.5–(-)158.1 | mV | 1366 | µS/cm | None | N/A | Data not provided | Data not provided | Data not provided | Data not provided | Data not provided | Data not provided | Y | The necessity and effectiveness of pre‐treatment to condition the water for BCR treatment, MIW loading rate for each BCR medium to achieve effective metal reduction and pH neutralization, Metals removal efficiency (MRE) and sulfate reduction rate for assessing reduction of contaminant toxicity, mass, and volume, through treatment using BCRs, Residuals generation rates (i.e. sludge from precipitation) for operation and maintenance (O&M) consideration, Replacement rate for spent treatment media (substrate for biochemical reactor or limestone in a pre‐treatment process) for O&M consideration, Impacts of wet weather on the treatment effectiveness and how the BCRs would respond to such changes | Data not provided | Data not provided | Data not provided | Data not provided | Data not provided | Data not provided | Data not provided | ND = below detection limit (0.01)
Final Treatability Study Technical Memorandum Formosa Mine Superfund Site Douglas County, Oregon | FORMOSA MINE | ORN001002616 | N/A | OU2 | BCR3 01-03 | Abandoned | Sulfate-reducing bacteria (SRB) BCR with SAPS pre-treatment | Passive | Biochemical reactor (BCR) | Pre-treatment | Formosa 1 Adit discharge | Y | Entire system | Aerobic polishing cell (APC) | Data not provided | Pilot | July 2013- October 2013 | Cobalt | Co, dissolved | mg/L | N | N/A |  |  |  | 0.012 | ND | 58.3333 | [6 empty] | Data not provided | Data not provided | Data not provided | Data not provided | Data not provided | Data not provided | Data not provided | Data not provided | Data not provided | Influent | 3.26 | 1.1 | mg/L | 10.13 | °C | Data not provided | N/A | Data not provided | N/A | (-)339.5–(-)158.1 | mV | 1532 | µS/cm | None | N/A | Data not provided | Data not provided | Data not provided | Data not provided | Data not provided | Data not provided | Y | The necessity and effectiveness of pre‐treatment to condition the water for BCR treatment, MIW loading rate for each BCR medium to achieve effective metal reduction and pH neutralization, Metals removal efficiency (MRE) and sulfate reduction rate for assessing reduction of contaminant toxicity, mass, and volume, through treatment using BCRs, Residuals generation rates (i.e. sludge from precipitation) for operation and maintenance (O&M) consideration, Replacement rate for spent treatment media (substrate for biochemical reactor or limestone in a pre‐treatment process) for O&M consideration, Impacts of wet weather on the treatment effectiveness and how the BCRs would respond to such changes | Data not provided | Data not provided | Data not provided | Data not provided | Data not provided | Data not provided | Data not provided | ND = below detection limit (0.01)
Final Treatability Study Technical Memorandum Formosa Mine Superfund Site Douglas County, Oregon | FORMOSA MINE | ORN001002616 | N/A | OU2 | BCR4 01-04 | Abandoned | Sulfate-reducing bacteria (SRB) BCR with SAPS pre-treatment | Passive | Biochemical reactor (BCR) | Pre-treatment | Formosa 1 Adit discharge | Y | Entire system | Aerobic polishing cell (APC) | Data not provided | Pilot | July 2013- October 2013 | Cobalt | Co, dissolved | mg/L | N | N/A | 0.019 | ND | 73.6842 | [9 empty] | Data not provided | Data not provided | Data not provided | Data not provided | Data not provided | Data not provided | Data not provided | Data not provided | Data not provided | Influent | 3.37 | 0.05 | mg/L | 11.08 | °C | Data not provided | N/A | Data not provided | N/A | (-)339.5–(-)158.1 | mV | 1366 | µS/cm | None | N/A | Data not provided | Data not provided | Data not provided | Data not provided | Data not provided | Data not provided | Y | The necessity and effectiveness of pre‐treatment to condition the water for BCR treatment, MIW loading rate for each BCR medium to achieve effective metal reduction and pH neutralization, Metals removal efficiency (MRE) and sulfate reduction rate for assessing reduction of contaminant toxicity, mass, and volume, through treatment using BCRs, Residuals generation rates (i.e. sludge from precipitation) for operation and maintenance (O&M) consideration, Replacement rate for spent treatment media (substrate for biochemical reactor or limestone in a pre‐treatment process) for O&M consideration, Impacts of wet weather on the treatment effectiveness and how the BCRs would respond to such changes | Data not provided | Data not provided | Data not provided | Data not provided | Data not provided | Data not provided | Data not provided | ND = below detection limit (0.01)
Final Treatability Study Technical Memorandum Formosa Mine Superfund Site Douglas County, Oregon | FORMOSA MINE | ORN001002616 | N/A | OU2 | BCR4 01-04 | Abandoned | Sulfate-reducing bacteria (SRB) BCR with SAPS pre-treatment | Passive | Biochemical reactor (BCR) | Pre-treatment | Formosa 1 Adit discharge | Y | Entire system | Aerobic polishing cell (APC) | Data not provided | Pilot | July 2013- October 2013 | Cobalt | Co, dissolved | mg/L | N | N/A |  |  |  | 0.012 | ND | 58.3333 | [6 empty] | Data not provided | Data not provided | Data not provided | Data not provided | Data not provided | Data not provided | Data not provided | Data not provided | Data not provided | Influent | 3.26 | 1.1 | mg/L | 10.13 | °C | Data not provided | N/A | Data not provided | N/A | (-)339.5–(-)158.1 | mV | 1532 | µS/cm | None | N/A | Data not provided | Data not provided | Data not provided | Data not provided | Data not provided | Data not provided | Y | The necessity and effectiveness of pre‐treatment to condition the water for BCR treatment, MIW loading rate for each BCR medium to achieve effective metal reduction and pH neutralization, Metals removal efficiency (MRE) and sulfate reduction rate for assessing reduction of contaminant toxicity, mass, and volume, through treatment using BCRs, Residuals generation rates (i.e. sludge from precipitation) for operation and maintenance (O&M) consideration, Replacement rate for spent treatment media (substrate for biochemical reactor or limestone in a pre‐treatment process) for O&M consideration, Impacts of wet weather on the treatment effectiveness and how the BCRs would respond to such changes | Data not provided | Data not provided | Data not provided | Data not provided | Data not provided | Data not provided | Data not provided | ND = below detection limit (0.01)
Final Treatability Study Technical Memorandum Formosa Mine Superfund Site Douglas County, Oregon | FORMOSA MINE | ORN001002616 | N/A | OU2 | BCR5 01-05 | Abandoned | Sulfate-reducing bacteria (SRB) BCR with ChitoRem pre-treatment | Passive | Biochemical reactor (BCR) | Pre-treatment | Formosa 1 Adit discharge | Y | Entire system | Aerobic polishing cell (APC) | Data not provided | Pilot | July 2013- October 2013 | Cobalt | Co, dissolved | mg/L | N | N/A | 0.019 | ND | 73.6842 | [9 empty] | Data not provided | Data not provided | Data not provided | Data not provided | Data not provided | Data not provided | Data not provided | Data not provided | Data not provided | Influent | 3.37 | 0.05 | mg/L | 11.08 | °C | Data not provided | N/A | Data not provided | N/A | (-)339.5–(-)158.1 | mV | 1366 | µS/cm | None | N/A | Data not provided | Data not provided | Data not provided | Data not provided | Data not provided | Data not provided | Y | The necessity and effectiveness of pre‐treatment to condition the water for BCR treatment, MIW loading rate for each BCR medium to achieve effective metal reduction and pH neutralization, Metals removal efficiency (MRE) and sulfate reduction rate for assessing reduction of contaminant toxicity, mass, and volume, through treatment using BCRs, Residuals generation rates (i.e. sludge from precipitation) for operation and maintenance (O&M) consideration, Replacement rate for spent treatment media (substrate for biochemical reactor or limestone in a pre‐treatment process) for O&M consideration, Impacts of wet weather on the treatment effectiveness and how the BCRs would respond to such changes | Data not provided | Data not provided | Data not provided | Data not provided | Data not provided | Data not provided | Data not provided | ND = below detection limit (0.01)
Final Treatability Study Technical Memorandum Formosa Mine Superfund Site Douglas County, Oregon | FORMOSA MINE | ORN001002616 | N/A | OU2 | BCR5 01-05 | Abandoned | Sulfate-reducing bacteria (SRB) BCR with ChitoRem pre-treatment | Passive | Biochemical reactor (BCR) | Pre-treatment | Formosa 1 Adit discharge | Y | Entire system | Aerobic polishing cell (APC) | Data not provided | Pilot | July 2013- October 2013 | Cobalt | Co, dissolved | mg/L | N | N/A |  |  |  | 0.012 | ND | 58.3333 | [6 empty] | Data not provided | Data not provided | Data not provided | Data not provided | Data not provided | Data not provided | Data not provided | Data not provided | Data not provided | Influent | 3.26 | 1.1 | mg/L | 10.13 | °C | Data not provided | N/A | Data not provided | N/A | (-)339.5–(-)158.1 | mV | 1532 | µS/cm | None | N/A | Data not provided | Data not provided | Data not provided | Data not provided | Data not provided | Data not provided | Y | The necessity and effectiveness of pre‐treatment to condition the water for BCR treatment, MIW loading rate for each BCR medium to achieve effective metal reduction and pH neutralization, Metals removal efficiency (MRE) and sulfate reduction rate for assessing reduction of contaminant toxicity, mass, and volume, through treatment using BCRs, Residuals generation rates (i.e. sludge from precipitation) for operation and maintenance (O&M) consideration, Replacement rate for spent treatment media (substrate for biochemical reactor or limestone in a pre‐treatment process) for O&M consideration, Impacts of wet weather on the treatment effectiveness and how the BCRs would respond to such changes | Data not provided | Data not provided | Data not provided | Data not provided | Data not provided | Data not provided | Data not provided | ND = below detection limit (0.01)
Final Treatability Study Technical Memorandum Formosa Mine Superfund Site Douglas County, Oregon | FORMOSA MINE | ORN001002616 | N/A | OU2 | BCR6 01-06 | Abandoned | Sulfate-reducing bacteria (SRB) BCR with ChitoRem pre-treatment | Passive | Biochemical reactor (BCR) | Pre-treatment | Formosa 1 Adit discharge | Y | Entire system | Aerobic polishing cell (APC) | Data not provided | Pilot | July 2013- October 2013 | Cobalt | Co, dissolved | mg/L | N | N/A | 0.019 | ND | 73.6842 | [9 empty] | Data not provided | Data not provided | Data not provided | Data not provided | Data not provided | Data not provided | Data not provided | Data not provided | Data not provided | Influent | 3.37 | 0.05 | mg/L | 11.08 | °C | Data not provided | N/A | Data not provided | N/A | (-)339.5–(-)158.1 | mV | 1366 | µS/cm | None | N/A | Data not provided | Data not provided | Data not provided | Data not provided | Data not provided | Data not provided | Y | The necessity and effectiveness of pre‐treatment to condition the water for BCR treatment, MIW loading rate for each BCR medium to achieve effective metal reduction and pH neutralization, Metals removal efficiency (MRE) and sulfate reduction rate for assessing reduction of contaminant toxicity, mass, and volume, through treatment using BCRs, Residuals generation rates (i.e. sludge from precipitation) for operation and maintenance (O&M) consideration, Replacement rate for spent treatment media (substrate for biochemical reactor or limestone in a pre‐treatment process) for O&M consideration, Impacts of wet weather on the treatment effectiveness and how the BCRs would respond to such changes | Data not provided | Data not provided | Data not provided | Data not provided | Data not provided | Data not provided | Data not provided | ND = below detection limit (0.01)
Final Treatability Study Technical Memorandum Formosa Mine Superfund Site Douglas County, Oregon | FORMOSA MINE | ORN001002616 | N/A | OU2 | BCR6 01-06 | Abandoned | Sulfate-reducing bacteria (SRB) BCR with ChitoRem pre-treatment | Passive | Biochemical reactor (BCR) | Pre-treatment | Formosa 1 Adit discharge | Y | Entire system | Aerobic polishing cell (APC) | Data not provided | Pilot | July 2013- October 2013 | Cobalt | Co, dissolved | mg/L | N | N/A |  |  |  | 0.012 | ND | 58.3333 | [6 empty] | Data not provided | Data not provided | Data not provided | Data not provided | Data not provided | Data not provided | Data not provided | Data not provided | Data not provided | Influent | 3.26 | 1.1 | mg/L | 10.13 | °C | Data not provided | N/A | Data not provided | N/A | (-)339.5–(-)158.1 | mV | 1532 | µS/cm | None | N/A | Data not provided | Data not provided | Data not provided | Data not provided | Data not provided | Data not provided | Y | The necessity and effectiveness of pre‐treatment to condition the water for BCR treatment, MIW loading rate for each BCR medium to achieve effective metal reduction and pH neutralization, Metals removal efficiency (MRE) and sulfate reduction rate for assessing reduction of contaminant toxicity, mass, and volume, through treatment using BCRs, Residuals generation rates (i.e. sludge from precipitation) for operation and maintenance (O&M) consideration, Replacement rate for spent treatment media (substrate for biochemical reactor or limestone in a pre‐treatment process) for O&M consideration, Impacts of wet weather on the treatment effectiveness and how the BCRs would respond to such changes | Data not provided | Data not provided | Data not provided | Data not provided | Data not provided | Data not provided | Data not provided | ND = below detection limit (0.01)
Final Treatability Study Technical Memorandum Formosa Mine Superfund Site Douglas County, Oregon | FORMOSA MINE | ORN001002616 | N/A | OU2 | BCR2 01-02 | Abandoned | Sulfate-reducing bacteria (SRB) BCR without pre-treatment | Passive | Biochemical reactor (BCR) | No pre-treatment | Formosa 1 Adit discharge | N | BCR without pre-treatment | Aerobic polishing cell (APC) | Data not provided | Pilot | July 2013- October 2013 | Cobalt | Co, total | mg/L | N | N/A | 0.018 | ND | 69.4444 | [9 empty] | Data not provided | Data not provided | Data not provided | Data not provided | Data not provided | Data not provided | Data not provided | Data not provided | Data not provided | Influent | 3.49 | 1.88 | mg/L | 10.94 | °C | Data not provided | N/A | Data not provided | N/A | (-)339.5–(-)158.1 | mV | 1513 | µS/cm | None | N/A | Data not provided | Data not provided | Data not provided | Data not provided | Data not provided | Data not provided | Y | The necessity and effectiveness of pre‐treatment to condition the water for BCR treatment, MIW loading rate for each BCR medium to achieve effective metal reduction and pH neutralization, Metals removal efficiency (MRE) and sulfate reduction rate for assessing reduction of contaminant toxicity, mass, and volume, through treatment using BCRs, Residuals generation rates (i.e. sludge from precipitation) for operation and maintenance (O&M) consideration, Replacement rate for spent treatment media (substrate for biochemical reactor or limestone in a pre‐treatment process) for O&M consideration, Impacts of wet weather on the treatment effectiveness and how the BCRs would respond to such changes | Data not provided | Data not provided | Data not provided | Data not provided | Data not provided | Data not provided | Data not provided | ND = below detection limit (0.011)
Final Treatability Study Technical Memorandum Formosa Mine Superfund Site Douglas County, Oregon | FORMOSA MINE | ORN001002616 | N/A | OU2 | BCR2 01-02 | Abandoned | Sulfate-reducing bacteria (SRB) BCR without pre-treatment | Passive | Biochemical reactor (BCR) | No pre-treatment | Formosa 1 Adit discharge | N | BCR without pre-treatment | Aerobic polishing cell (APC) | Data not provided | Pilot | July 2013- October 2013 | Cobalt | Co, total | mg/L | N | N/A |  |  |  | 0.012 | ND | 54.1667 | [6 empty] | Data not provided | Data not provided | Data not provided | Data not provided | Data not provided | Data not provided | Data not provided | Data not provided | Data not provided | Influent | 3.51 | 1.1 | mg/L | 10.13 | °C | Data not provided | N/A | Data not provided | N/A | (-)339.5–(-)158.1 | mV | 1532 | µS/cm | None | N/A | Data not provided | Data not provided | Data not provided | Data not provided | Data not provided | Data not provided | Y | The necessity and effectiveness of pre‐treatment to condition the water for BCR treatment, MIW loading rate for each BCR medium to achieve effective metal reduction and pH neutralization, Metals removal efficiency (MRE) and sulfate reduction rate for assessing reduction of contaminant toxicity, mass, and volume, through treatment using BCRs, Residuals generation rates (i.e. sludge from precipitation) for operation and maintenance (O&M) consideration, Replacement rate for spent treatment media (substrate for biochemical reactor or limestone in a pre‐treatment process) for O&M consideration, Impacts of wet weather on the treatment effectiveness and how the BCRs would respond to such changes | Data not provided | Data not provided | Data not provided | Data not provided | Data not provided | Data not provided | Data not provided | ND = below detection limit (0.011)
Final Treatability Study Technical Memorandum Formosa Mine Superfund Site Douglas County, Oregon | FORMOSA MINE | ORN001002616 | N/A | OU2 | BCR3 01-03 | Abandoned | Sulfate-reducing bacteria (SRB) BCR with SAPS pre-treatment | Passive | Biochemical reactor (BCR) | Pre-treatment | Formosa 1 Adit discharge | Y | Entire system | Aerobic polishing cell (APC) | Data not provided | Pilot | July 2013- October 2013 | Cobalt | Co, total | mg/L | N | N/A | 0.018 | ND | 69.4444 | [9 empty] | Data not provided | Data not provided | Data not provided | Data not provided | Data not provided | Data not provided | Data not provided | Data not provided | Data not provided | Influent | 3.49 | 1.88 | mg/L | 10.94 | °C | Data not provided | N/A | Data not provided | N/A | (-)339.5–(-)158.1 | mV | 1513 | µS/cm | None | N/A | Data not provided | Data not provided | Data not provided | Data not provided | Data not provided | Data not provided | Y | The necessity and effectiveness of pre‐treatment to condition the water for BCR treatment, MIW loading rate for each BCR medium to achieve effective metal reduction and pH neutralization, Metals removal efficiency (MRE) and sulfate reduction rate for assessing reduction of contaminant toxicity, mass, and volume, through treatment using BCRs, Residuals generation rates (i.e. sludge from precipitation) for operation and maintenance (O&M) consideration, Replacement rate for spent treatment media (substrate for biochemical reactor or limestone in a pre‐treatment process) for O&M consideration, Impacts of wet weather on the treatment effectiveness and how the BCRs would respond to such changes | Data not provided | Data not provided | Data not provided | Data not provided | Data not provided | Data not provided | Data not provided | ND = below detection limit (0.011)
Final Treatability Study Technical Memorandum Formosa Mine Superfund Site Douglas County, Oregon | FORMOSA MINE | ORN001002616 | N/A | OU2 | BCR3 01-03 | Abandoned | Sulfate-reducing bacteria (SRB) BCR with SAPS pre-treatment | Passive | Biochemical reactor (BCR) | Pre-treatment | Formosa 1 Adit discharge | Y | Entire system | Aerobic polishing cell (APC) | Data not provided | Pilot | July 2013- October 2013 | Cobalt | Co, total | mg/L | N | N/A |  |  |  | 0.012 | ND | 54.1667 | [6 empty] | Data not provided | Data not provided | Data not provided | Data not provided | Data not provided | Data not provided | Data not provided | Data not provided | Data not provided | Influent | 3.51 | 1.1 | mg/L | 10.13 | °C | Data not provided | N/A | Data not provided | N/A | (-)339.5–(-)158.1 | mV | 1532 | µS/cm | None | N/A | Data not provided | Data not provided | Data not provided | Data not provided | Data not provided | Data not provided | Y | The necessity and effectiveness of pre‐treatment to condition the water for BCR treatment, MIW loading rate for each BCR medium to achieve effective metal reduction and pH neutralization, Metals removal efficiency (MRE) and sulfate reduction rate for assessing reduction of contaminant toxicity, mass, and volume, through treatment using BCRs, Residuals generation rates (i.e. sludge from precipitation) for operation and maintenance (O&M) consideration, Replacement rate for spent treatment media (substrate for biochemical reactor or limestone in a pre‐treatment process) for O&M consideration, Impacts of wet weather on the treatment effectiveness and how the BCRs would respond to such changes | Data not provided | Data not provided | Data not provided | Data not provided | Data not provided | Data not provided | Data not provided | ND = below detection limit (0.011)
Final Treatability Study Technical Memorandum Formosa Mine Superfund Site Douglas County, Oregon | FORMOSA MINE | ORN001002616 | N/A | OU2 | BCR4 01-04 | Abandoned | Sulfate-reducing bacteria (SRB) BCR with SAPS pre-treatment | Passive | Biochemical reactor (BCR) | Pre-treatment | Formosa 1 Adit discharge | Y | Entire system | Aerobic polishing cell (APC) | Data not provided | Pilot | July 2013- October 2013 | Cobalt | Co, total | mg/L | N | N/A | 0.018 | ND | 69.4444 | [9 empty] | Data not provided | Data not provided | Data not provided | Data not provided | Data not provided | Data not provided | Data not provided | Data not provided | Data not provided | Influent | 3.49 | 1.88 | mg/L | 10.94 | °C | Data not provided | N/A | Data not provided | N/A | (-)339.5–(-)158.1 | mV | 1513 | µS/cm | None | N/A | Data not provided | Data not provided | Data not provided | Data not provided | Data not provided | Data not provided | Y | The necessity and effectiveness of pre‐treatment to condition the water for BCR treatment, MIW loading rate for each BCR medium to achieve effective metal reduction and pH neutralization, Metals removal efficiency (MRE) and sulfate reduction rate for assessing reduction of contaminant toxicity, mass, and volume, through treatment using BCRs, Residuals generation rates (i.e. sludge from precipitation) for operation and maintenance (O&M) consideration, Replacement rate for spent treatment media (substrate for biochemical reactor or limestone in a pre‐treatment process) for O&M consideration, Impacts of wet weather on the treatment effectiveness and how the BCRs would respond to such changes | Data not provided | Data not provided | Data not provided | Data not provided | Data not provided | Data not provided | Data not provided | ND = below detection limit (0.011)
Final Treatability Study Technical Memorandum Formosa Mine Superfund Site Douglas County, Oregon | FORMOSA MINE | ORN001002616 | N/A | OU2 | BCR4 01-04 | Abandoned | Sulfate-reducing bacteria (SRB) BCR with SAPS pre-treatment | Passive | Biochemical reactor (BCR) | Pre-treatment | Formosa 1 Adit discharge | Y | Entire system | Aerobic polishing cell (APC) | Data not provided | Pilot | July 2013- October 2013 | Cobalt | Co, total | mg/L | N | N/A |  |  |  | 0.012 | ND | 54.1667 | [6 empty] | Data not provided | Data not provided | Data not provided | Data not provided | Data not provided | Data not provided | Data not provided | Data not provided | Data not provided | Influent | 3.51 | 1.1 | mg/L | 10.13 | °C | Data not provided | N/A | Data not provided | N/A | (-)339.5–(-)158.1 | mV | 1532 | µS/cm | None | N/A | Data not provided | Data not provided | Data not provided | Data not provided | Data not provided | Data not provided | Y | The necessity and effectiveness of pre‐treatment to condition the water for BCR treatment, MIW loading rate for each BCR medium to achieve effective metal reduction and pH neutralization, Metals removal efficiency (MRE) and sulfate reduction rate for assessing reduction of contaminant toxicity, mass, and volume, through treatment using BCRs, Residuals generation rates (i.e. sludge from precipitation) for operation and maintenance (O&M) consideration, Replacement rate for spent treatment media (substrate for biochemical reactor or limestone in a pre‐treatment process) for O&M consideration, Impacts of wet weather on the treatment effectiveness and how the BCRs would respond to such changes | Data not provided | Data not provided | Data not provided | Data not provided | Data not provided | Data not provided | Data not provided | ND = below detection limit (0.011)
Final Treatability Study Technical Memorandum Formosa Mine Superfund Site Douglas County, Oregon | FORMOSA MINE | ORN001002616 | N/A | OU2 | BCR5 01-05 | Abandoned | Sulfate-reducing bacteria (SRB) BCR with ChitoRem pre-treatment | Passive | Biochemical reactor (BCR) | Pre-treatment | Formosa 1 Adit discharge | Y | Entire system | Aerobic polishing cell (APC) | Data not provided | Pilot | July 2013- October 2013 | Cobalt | Co, total | mg/L | N | N/A | 0.018 | ND | 69.4444 | [9 empty] | Data not provided | Data not provided | Data not provided | Data not provided | Data not provided | Data not provided | Data not provided | Data not provided | Data not provided | Influent | 3.49 | 1.88 | mg/L | 10.94 | °C | Data not provided | N/A | Data not provided | N/A | (-)339.5–(-)158.1 | mV | 1513 | µS/cm | None | N/A | Data not provided | Data not provided | Data not provided | Data not provided | Data not provided | Data not provided | Y | The necessity and effectiveness of pre‐treatment to condition the water for BCR treatment, MIW loading rate for each BCR medium to achieve effective metal reduction and pH neutralization, Metals removal efficiency (MRE) and sulfate reduction rate for assessing reduction of contaminant toxicity, mass, and volume, through treatment using BCRs, Residuals generation rates (i.e. sludge from precipitation) for operation and maintenance (O&M) consideration, Replacement rate for spent treatment media (substrate for biochemical reactor or limestone in a pre‐treatment process) for O&M consideration, Impacts of wet weather on the treatment effectiveness and how the BCRs would respond to such changes | Data not provided | Data not provided | Data not provided | Data not provided | Data not provided | Data not provided | Data not provided | ND = below detection limit (0.011)
Final Treatability Study Technical Memorandum Formosa Mine Superfund Site Douglas County, Oregon | FORMOSA MINE | ORN001002616 | N/A | OU2 | BCR5 01-05 | Abandoned | Sulfate-reducing bacteria (SRB) BCR with ChitoRem pre-treatment | Passive | Biochemical reactor (BCR) | Pre-treatment | Formosa 1 Adit discharge | Y | Entire system | Aerobic polishing cell (APC) | Data not provided | Pilot | July 2013- October 2013 | Cobalt | Co, total | mg/L | N | N/A |  |  |  | 0.012 | ND | 54.1667 | [6 empty] | Data not provided | Data not provided | Data not provided | Data not provided | Data not provided | Data not provided | Data not provided | Data not provided | Data not provided | Influent | 3.51 | 1.1 | mg/L | 10.13 | °C | Data not provided | N/A | Data not provided | N/A | (-)339.5–(-)158.1 | mV | 1532 | µS/cm | None | N/A | Data not provided | Data not provided | Data not provided | Data not provided | Data not provided | Data not provided | Y | The necessity and effectiveness of pre‐treatment to condition the water for BCR treatment, MIW loading rate for each BCR medium to achieve effective metal reduction and pH neutralization, Metals removal efficiency (MRE) and sulfate reduction rate for assessing reduction of contaminant toxicity, mass, and volume, through treatment using BCRs, Residuals generation rates (i.e. sludge from precipitation) for operation and maintenance (O&M) consideration, Replacement rate for spent treatment media (substrate for biochemical reactor or limestone in a pre‐treatment process) for O&M consideration, Impacts of wet weather on the treatment effectiveness and how the BCRs would respond to such changes | Data not provided | Data not provided | Data not provided | Data not provided | Data not provided | Data not provided | Data not provided | ND = below detection limit (0.011)
Final Treatability Study Technical Memorandum Formosa Mine Superfund Site Douglas County, Oregon | FORMOSA MINE | ORN001002616 | N/A | OU2 | BCR6 01-06 | Abandoned | Sulfate-reducing bacteria (SRB) BCR with ChitoRem pre-treatment | Passive | Biochemical reactor (BCR) | Pre-treatment | Formosa 1 Adit discharge | Y | Entire system | Aerobic polishing cell (APC) | Data not provided | Pilot | July 2013- October 2013 | Cobalt | Co, total | mg/L | N | N/A | 0.018 | ND | 69.4444 | [9 empty] | Data not provided | Data not provided | Data not provided | Data not provided | Data not provided | Data not provided | Data not provided | Data not provided | Data not provided | Influent | 3.49 | 1.88 | mg/L | 10.94 | °C | Data not provided | N/A | Data not provided | N/A | (-)339.5–(-)158.1 | mV | 1513 | µS/cm | None | N/A | Data not provided | Data not provided | Data not provided | Data not provided | Data not provided | Data not provided | Y | The necessity and effectiveness of pre‐treatment to condition the water for BCR treatment, MIW loading rate for each BCR medium to achieve effective metal reduction and pH neutralization, Metals removal efficiency (MRE) and sulfate reduction rate for assessing reduction of contaminant toxicity, mass, and volume, through treatment using BCRs, Residuals generation rates (i.e. sludge from precipitation) for operation and maintenance (O&M) consideration, Replacement rate for spent treatment media (substrate for biochemical reactor or limestone in a pre‐treatment process) for O&M consideration, Impacts of wet weather on the treatment effectiveness and how the BCRs would respond to such changes | Data not provided | Data not provided | Data not provided | Data not provided | Data not provided | Data not provided | Data not provided | ND = below detection limit (0.011)
Final Treatability Study Technical Memorandum Formosa Mine Superfund Site Douglas County, Oregon | FORMOSA MINE | ORN001002616 | N/A | OU2 | BCR6 01-06 | Abandoned | Sulfate-reducing bacteria (SRB) BCR with ChitoRem pre-treatment | Passive | Biochemical reactor (BCR) | Pre-treatment | Formosa 1 Adit discharge | Y | Entire system | Aerobic polishing cell (APC) | Data not provided | Pilot | July 2013- October 2013 | Cobalt | Co, total | mg/L | N | N/A |  |  |  | 0.012 | ND | 54.1667 | [6 empty] | Data not provided | Data not provided | Data not provided | Data not provided | Data not provided | Data not provided | Data not provided | Data not provided | Data not provided | Influent | 3.51 | 1.1 | mg/L | 10.13 | °C | Data not provided | N/A | Data not provided | N/A | (-)339.5–(-)158.1 | mV | 1532 | µS/cm | None | N/A | Data not provided | Data not provided | Data not provided | Data not provided | Data not provided | Data not provided | Y | The necessity and effectiveness of pre‐treatment to condition the water for BCR treatment, MIW loading rate for each BCR medium to achieve effective metal reduction and pH neutralization, Metals removal efficiency (MRE) and sulfate reduction rate for assessing reduction of contaminant toxicity, mass, and volume, through treatment using BCRs, Residuals generation rates (i.e. sludge from precipitation) for operation and maintenance (O&M) consideration, Replacement rate for spent treatment media (substrate for biochemical reactor or limestone in a pre‐treatment process) for O&M consideration, Impacts of wet weather on the treatment effectiveness and how the BCRs would respond to such changes | Data not provided | Data not provided | Data not provided | Data not provided | Data not provided | Data not provided | Data not provided | ND = below detection limit (0.011)
Final Treatability Study Technical Memorandum Formosa Mine Superfund Site Douglas County, Oregon | FORMOSA MINE | ORN001002616 | N/A | OU2 | BCR3 01-03 | Abandoned | Sulfate-reducing bacteria (SRB) BCR with SAPS pre-treatment | Passive | Biochemical reactor (BCR) | Pre-treatment | Formosa 1 Adit discharge | Y | Entire system | Aerobic polishing cell (APC) | Data not provided | Pilot | July 2013- October 2013 | Barium | Ba, dissolved | mg/L | N | N/A | [9 empty] | 0.094 | ND | Not Applicable | Data not provided | Data not provided | Data not provided | Data not provided | Data not provided | Data not provided | Data not provided | Data not provided | Data not provided | Effluent | 5.99 | 0.37 | mg/L | 19.36 | °C | Data not provided | N/A | Data not provided | N/A | (-)339.5–(-)158.1 | mV | 1448 | µS/cm | None | N/A | Data not provided | Data not provided | Data not provided | Data not provided | Data not provided | Data not provided | Y | The necessity and effectiveness of pre‐treatment to condition the water for BCR treatment, MIW loading rate for each BCR medium to achieve effective metal reduction and pH neutralization, Metals removal efficiency (MRE) and sulfate reduction rate for assessing reduction of contaminant toxicity, mass, and volume, through treatment using BCRs, Residuals generation rates (i.e. sludge from precipitation) for operation and maintenance (O&M) consideration, Replacement rate for spent treatment media (substrate for biochemical reactor or limestone in a pre‐treatment process) for O&M consideration, Impacts of wet weather on the treatment effectiveness and how the BCRs would respond to such changes | Data not provided | Data not provided | Data not provided | Data not provided | Data not provided | Data not provided | Data not provided | ND = below detection limit (0.015)
Final Treatability Study Technical Memorandum Formosa Mine Superfund Site Douglas County, Oregon | FORMOSA MINE | ORN001002616 | N/A | OU2 | BCR6 01-06 | Abandoned | Sulfate-reducing bacteria (SRB) BCR with ChitoRem pre-treatment | Passive | Biochemical reactor (BCR) | Pre-treatment | Formosa 1 Adit discharge | Y | Entire system | Aerobic polishing cell (APC) | Data not provided | Pilot | July 2013- October 2013 | Barium | Ba, dissolved | mg/L | N | N/A | [9 empty] | 0.465 | ND | Not Applicable | Data not provided | Data not provided | Data not provided | Data not provided | Data not provided | Data not provided | Data not provided | Data not provided | Data not provided | Effluent | 6.41 | 0.34 | mg/L | 19.02 | °C | Data not provided | N/A | Data not provided | N/A | (-)339.5–(-)158.1 | mV | 12030 | µS/cm | None | N/A | Data not provided | Data not provided | Data not provided | Data not provided | Data not provided | Data not provided | Y | The necessity and effectiveness of pre‐treatment to condition the water for BCR treatment, MIW loading rate for each BCR medium to achieve effective metal reduction and pH neutralization, Metals removal efficiency (MRE) and sulfate reduction rate for assessing reduction of contaminant toxicity, mass, and volume, through treatment using BCRs, Residuals generation rates (i.e. sludge from precipitation) for operation and maintenance (O&M) consideration, Replacement rate for spent treatment media (substrate for biochemical reactor or limestone in a pre‐treatment process) for O&M consideration, Impacts of wet weather on the treatment effectiveness and how the BCRs would respond to such changes | Data not provided | Data not provided | Data not provided | Data not provided | Data not provided | Data not provided | Data not provided | ND = below detection limit (0.015)
Final Treatability Study Technical Memorandum Formosa Mine Superfund Site Douglas County, Oregon | FORMOSA MINE | ORN001002616 | N/A | OU2 | BCR1 01-01 | Abandoned | Sulfate-reducing bacteria (SRB) BCR without pre-treatment | Passive | Biochemical reactor (BCR) | No pre-treatment | Formosa 1 Adit discharge | N | BCR without pre-treatment | Aerobic polishing cell (APC) | Data not provided | Pilot | July 2013- October 2013 | Nickel | Ni, dissolved | mg/L | N | N/A | 0.049 | ND | 84.6939 | [9 empty] | Data not provided | Data not provided | Data not provided | Data not provided | Data not provided | Data not provided | Data not provided | Data not provided | Data not provided | Influent | 3.34 | 2.04 | mg/L | 13.17 | °C | Data not provided | N/A | Data not provided | N/A | (-)339.5–(-)158.1 | mV | 1470 | µS/cm | None | N/A | Data not provided | Data not provided | Data not provided | Data not provided | Data not provided | Data not provided | Y | The necessity and effectiveness of pre‐treatment to condition the water for BCR treatment, MIW loading rate for each BCR medium to achieve effective metal reduction and pH neutralization, Metals removal efficiency (MRE) and sulfate reduction rate for assessing reduction of contaminant toxicity, mass, and volume, through treatment using BCRs, Residuals generation rates (i.e. sludge from precipitation) for operation and maintenance (O&M) consideration, Replacement rate for spent treatment media (substrate for biochemical reactor or limestone in a pre‐treatment process) for O&M consideration, Impacts of wet weather on the treatment effectiveness and how the BCRs would respond to such changes | Data not provided | Data not provided | Data not provided | Data not provided | Data not provided | Data not provided | Data not provided | ND = below detection limit (0.015)
Final Treatability Study Technical Memorandum Formosa Mine Superfund Site Douglas County, Oregon | FORMOSA MINE | ORN001002616 | N/A | OU2 | BCR1 01-01 | Abandoned | Sulfate-reducing bacteria (SRB) BCR without pre-treatment | Passive | Biochemical reactor (BCR) | No pre-treatment | Formosa 1 Adit discharge | N | BCR without pre-treatment | Aerobic polishing cell (APC) | Data not provided | Pilot | July 2013- October 2013 | Barium | Ba, total | mg/L | N | N/A | [9 empty] | 0.072 | ND | Not Applicable | Data not provided | Data not provided | Data not provided | Data not provided | Data not provided | Data not provided | Data not provided | Data not provided | Data not provided | Effluent | 6.07 | 1.91 | mg/L | 16.56 | °C | Data not provided | N/A | Data not provided | N/A | (-)339.5–(-)158.1 | mV | 1215 | µS/cm | None | N/A | Data not provided | Data not provided | Data not provided | Data not provided | Data not provided | Data not provided | Y | The necessity and effectiveness of pre‐treatment to condition the water for BCR treatment, MIW loading rate for each BCR medium to achieve effective metal reduction and pH neutralization, Metals removal efficiency (MRE) and sulfate reduction rate for assessing reduction of contaminant toxicity, mass, and volume, through treatment using BCRs, Residuals generation rates (i.e. sludge from precipitation) for operation and maintenance (O&M) consideration, Replacement rate for spent treatment media (substrate for biochemical reactor or limestone in a pre‐treatment process) for O&M consideration, Impacts of wet weather on the treatment effectiveness and how the BCRs would respond to such changes | Data not provided | Data not provided | Data not provided | Data not provided | Data not provided | Data not provided | Data not provided | ND = below detection limit (0.017)
Final Treatability Study Technical Memorandum Formosa Mine Superfund Site Douglas County, Oregon | FORMOSA MINE | ORN001002616 | N/A | OU2 | BCR2 01-02 | Abandoned | Sulfate-reducing bacteria (SRB) BCR without pre-treatment | Passive | Biochemical reactor (BCR) | No pre-treatment | Formosa 1 Adit discharge | N | BCR without pre-treatment | Aerobic polishing cell (APC) | Data not provided | Pilot | July 2013- October 2013 | Barium | Ba, total | mg/L | N | N/A | [9 empty] | 0.206 | ND | Not Applicable | Data not provided | Data not provided | Data not provided | Data not provided | Data not provided | Data not provided | Data not provided | Data not provided | Data not provided | Effluent | 6.54 | 0.27 | mg/L | 15.09 | °C | Data not provided | N/A | Data not provided | N/A | (-)339.5–(-)158.1 | mV | 4367 | µS/cm | None | N/A | Data not provided | Data not provided | Data not provided | Data not provided | Data not provided | Data not provided | Y | The necessity and effectiveness of pre‐treatment to condition the water for BCR treatment, MIW loading rate for each BCR medium to achieve effective metal reduction and pH neutralization, Metals removal efficiency (MRE) and sulfate reduction rate for assessing reduction of contaminant toxicity, mass, and volume, through treatment using BCRs, Residuals generation rates (i.e. sludge from precipitation) for operation and maintenance (O&M) consideration, Replacement rate for spent treatment media (substrate for biochemical reactor or limestone in a pre‐treatment process) for O&M consideration, Impacts of wet weather on the treatment effectiveness and how the BCRs would respond to such changes | Data not provided | Data not provided | Data not provided | Data not provided | Data not provided | Data not provided | Data not provided | ND = below detection limit (0.017)
Final Treatability Study Technical Memorandum Formosa Mine Superfund Site Douglas County, Oregon | FORMOSA MINE | ORN001002616 | N/A | OU2 | BCR3 01-03 | Abandoned | Sulfate-reducing bacteria (SRB) BCR with SAPS pre-treatment | Passive | Biochemical reactor (BCR) | Pre-treatment | Formosa 1 Adit discharge | Y | Entire system | Aerobic polishing cell (APC) | Data not provided | Pilot | July 2013- October 2013 | Barium | Ba, total | mg/L | N | N/A | [9 empty] | 0.132 | ND | Not Applicable | Data not provided | Data not provided | Data not provided | Data not provided | Data not provided | Data not provided | Data not provided | Data not provided | Data not provided | Effluent | 6.29 | 1.16 | mg/L | 16.36 | °C | Data not provided | N/A | Data not provided | N/A | (-)339.5–(-)158.1 | mV | 1286 | µS/cm | None | N/A | Data not provided | Data not provided | Data not provided | Data not provided | Data not provided | Data not provided | Y | The necessity and effectiveness of pre‐treatment to condition the water for BCR treatment, MIW loading rate for each BCR medium to achieve effective metal reduction and pH neutralization, Metals removal efficiency (MRE) and sulfate reduction rate for assessing reduction of contaminant toxicity, mass, and volume, through treatment using BCRs, Residuals generation rates (i.e. sludge from precipitation) for operation and maintenance (O&M) consideration, Replacement rate for spent treatment media (substrate for biochemical reactor or limestone in a pre‐treatment process) for O&M consideration, Impacts of wet weather on the treatment effectiveness and how the BCRs would respond to such changes | Data not provided | Data not provided | Data not provided | Data not provided | Data not provided | Data not provided | Data not provided | ND = below detection limit (0.017)
Final Treatability Study Technical Memorandum Formosa Mine Superfund Site Douglas County, Oregon | FORMOSA MINE | ORN001002616 | N/A | OU2 | BCR4 01-04 | Abandoned | Sulfate-reducing bacteria (SRB) BCR with SAPS pre-treatment | Passive | Biochemical reactor (BCR) | Pre-treatment | Formosa 1 Adit discharge | Y | Entire system | Aerobic polishing cell (APC) | Data not provided | Pilot | July 2013- October 2013 | Barium | Ba, total | mg/L | N | N/A | [9 empty] | 0.21 | ND | Not Applicable | Data not provided | Data not provided | Data not provided | Data not provided | Data not provided | Data not provided | Data not provided | Data not provided | Data not provided | Effluent | 6.47 | 0.16 | mg/L | 15.14 | °C | Data not provided | N/A | Data not provided | N/A | (-)339.5–(-)158.1 | mV | 2943 | µS/cm | None | N/A | Data not provided | Data not provided | Data not provided | Data not provided | Data not provided | Data not provided | Y | The necessity and effectiveness of pre‐treatment to condition the water for BCR treatment, MIW loading rate for each BCR medium to achieve effective metal reduction and pH neutralization, Metals removal efficiency (MRE) and sulfate reduction rate for assessing reduction of contaminant toxicity, mass, and volume, through treatment using BCRs, Residuals generation rates (i.e. sludge from precipitation) for operation and maintenance (O&M) consideration, Replacement rate for spent treatment media (substrate for biochemical reactor or limestone in a pre‐treatment process) for O&M consideration, Impacts of wet weather on the treatment effectiveness and how the BCRs would respond to such changes | Data not provided | Data not provided | Data not provided | Data not provided | Data not provided | Data not provided | Data not provided | ND = below detection limit (0.017)
Final Treatability Study Technical Memorandum Formosa Mine Superfund Site Douglas County, Oregon | FORMOSA MINE | ORN001002616 | N/A | OU2 | BCR5 01-05 | Abandoned | Sulfate-reducing bacteria (SRB) BCR with ChitoRem pre-treatment | Passive | Biochemical reactor (BCR) | Pre-treatment | Formosa 1 Adit discharge | Y | Entire system | Aerobic polishing cell (APC) | Data not provided | Pilot | July 2013- October 2013 | Barium | Ba, total | mg/L | N | N/A | [9 empty] | 0.143 | ND | Not Applicable | Data not provided | Data not provided | Data not provided | Data not provided | Data not provided | Data not provided | Data not provided | Data not provided | Data not provided | Effluent | 6.6 | 0.93 | mg/L | 16.4 | °C | Data not provided | N/A | Data not provided | N/A | (-)339.5–(-)158.1 | mV | 2833 | µS/cm | None | N/A | Data not provided | Data not provided | Data not provided | Data not provided | Data not provided | Data not provided | Y | The necessity and effectiveness of pre‐treatment to condition the water for BCR treatment, MIW loading rate for each BCR medium to achieve effective metal reduction and pH neutralization, Metals removal efficiency (MRE) and sulfate reduction rate for assessing reduction of contaminant toxicity, mass, and volume, through treatment using BCRs, Residuals generation rates (i.e. sludge from precipitation) for operation and maintenance (O&M) consideration, Replacement rate for spent treatment media (substrate for biochemical reactor or limestone in a pre‐treatment process) for O&M consideration, Impacts of wet weather on the treatment effectiveness and how the BCRs would respond to such changes | Data not provided | Data not provided | Data not provided | Data not provided | Data not provided | Data not provided | Data not provided | ND = below detection limit (0.017)
Final Treatability Study Technical Memorandum Formosa Mine Superfund Site Douglas County, Oregon | FORMOSA MINE | ORN001002616 | N/A | OU2 | BCR6 01-06 | Abandoned | Sulfate-reducing bacteria (SRB) BCR with ChitoRem pre-treatment | Passive | Biochemical reactor (BCR) | Pre-treatment | Formosa 1 Adit discharge | Y | Entire system | Aerobic polishing cell (APC) | Data not provided | Pilot | July 2013- October 2013 | Barium | Ba, total | mg/L | N | N/A | [9 empty] | 0.359 | ND | Not Applicable | Data not provided | Data not provided | Data not provided | Data not provided | Data not provided | Data not provided | Data not provided | Data not provided | Data not provided | Effluent | 6.52 | 0.38 | mg/L | 16.21 | °C | Data not provided | N/A | Data not provided | N/A | (-)339.5–(-)158.1 | mV | 4551 | µS/cm | None | N/A | Data not provided | Data not provided | Data not provided | Data not provided | Data not provided | Data not provided | Y | The necessity and effectiveness of pre‐treatment to condition the water for BCR treatment, MIW loading rate for each BCR medium to achieve effective metal reduction and pH neutralization, Metals removal efficiency (MRE) and sulfate reduction rate for assessing reduction of contaminant toxicity, mass, and volume, through treatment using BCRs, Residuals generation rates (i.e. sludge from precipitation) for operation and maintenance (O&M) consideration, Replacement rate for spent treatment media (substrate for biochemical reactor or limestone in a pre‐treatment process) for O&M consideration, Impacts of wet weather on the treatment effectiveness and how the BCRs would respond to such changes | Data not provided | Data not provided | Data not provided | Data not provided | Data not provided | Data not provided | Data not provided | ND = below detection limit (0.017)
Final Treatability Study Technical Memorandum Formosa Mine Superfund Site Douglas County, Oregon | FORMOSA MINE | ORN001002616 | N/A | OU2 | BCR1 01-01 | Abandoned | Sulfate-reducing bacteria (SRB) BCR without pre-treatment | Passive | Biochemical reactor (BCR) | No pre-treatment | Formosa 1 Adit discharge | N | BCR without pre-treatment | Aerobic polishing cell (APC) | Data not provided | Pilot | July 2013- October 2013 | Lead | Pb, dissolved | mg/L | N | N/A | 0.041 | ND | 79.2683 | [9 empty] | Data not provided | Data not provided | Data not provided | Data not provided | Data not provided | Data not provided | Data not provided | Data not provided | Data not provided | Influent | 3.07 | 1.88 | mg/L | 10.94 | °C | Data not provided | N/A | Data not provided | N/A | (-)339.5–(-)158.1 | mV | 1513 | µS/cm | None | N/A | Data not provided | Data not provided | Data not provided | Data not provided | Data not provided | Data not provided | Y | The necessity and effectiveness of pre‐treatment to condition the water for BCR treatment, MIW loading rate for each BCR medium to achieve effective metal reduction and pH neutralization, Metals removal efficiency (MRE) and sulfate reduction rate for assessing reduction of contaminant toxicity, mass, and volume, through treatment using BCRs, Residuals generation rates (i.e. sludge from precipitation) for operation and maintenance (O&M) consideration, Replacement rate for spent treatment media (substrate for biochemical reactor or limestone in a pre‐treatment process) for O&M consideration, Impacts of wet weather on the treatment effectiveness and how the BCRs would respond to such changes | Data not provided | Data not provided | Data not provided | Data not provided | Data not provided | Data not provided | Data not provided | ND = below detection limit (0.017)
Final Treatability Study Technical Memorandum Formosa Mine Superfund Site Douglas County, Oregon | FORMOSA MINE | ORN001002616 | N/A | OU2 | BCR2 01-02 | Abandoned | Sulfate-reducing bacteria (SRB) BCR without pre-treatment | Passive | Biochemical reactor (BCR) | No pre-treatment | Formosa 1 Adit discharge | N | BCR without pre-treatment | Aerobic polishing cell (APC) | Data not provided | Pilot | July 2013- October 2013 | Lead | Pb, dissolved | mg/L | N | N/A | 0.041 | ND | 79.2683 | [9 empty] | Data not provided | Data not provided | Data not provided | Data not provided | Data not provided | Data not provided | Data not provided | Data not provided | Data not provided | Influent | 3.07 | 1.88 | mg/L | 10.94 | °C | Data not provided | N/A | Data not provided | N/A | (-)339.5–(-)158.1 | mV | 1513 | µS/cm | None | N/A | Data not provided | Data not provided | Data not provided | Data not provided | Data not provided | Data not provided | Y | The necessity and effectiveness of pre‐treatment to condition the water for BCR treatment, MIW loading rate for each BCR medium to achieve effective metal reduction and pH neutralization, Metals removal efficiency (MRE) and sulfate reduction rate for assessing reduction of contaminant toxicity, mass, and volume, through treatment using BCRs, Residuals generation rates (i.e. sludge from precipitation) for operation and maintenance (O&M) consideration, Replacement rate for spent treatment media (substrate for biochemical reactor or limestone in a pre‐treatment process) for O&M consideration, Impacts of wet weather on the treatment effectiveness and how the BCRs would respond to such changes | Data not provided | Data not provided | Data not provided | Data not provided | Data not provided | Data not provided | Data not provided | ND = below detection limit (0.017)
Final Treatability Study Technical Memorandum Formosa Mine Superfund Site Douglas County, Oregon | FORMOSA MINE | ORN001002616 | N/A | OU2 | BCR3 01-03 | Abandoned | Sulfate-reducing bacteria (SRB) BCR with SAPS pre-treatment | Passive | Biochemical reactor (BCR) | Pre-treatment | Formosa 1 Adit discharge | Y | Entire system | Aerobic polishing cell (APC) | Data not provided | Pilot | July 2013- October 2013 | Lead | Pb, dissolved | mg/L | N | N/A | 0.041 | ND | 79.2683 | [9 empty] | Data not provided | Data not provided | Data not provided | Data not provided | Data not provided | Data not provided | Data not provided | Data not provided | Data not provided | Influent | 3.07 | 1.88 | mg/L | 10.94 | °C | Data not provided | N/A | Data not provided | N/A | (-)339.5–(-)158.1 | mV | 1513 | µS/cm | None | N/A | Data not provided | Data not provided | Data not provided | Data not provided | Data not provided | Data not provided | Y | The necessity and effectiveness of pre‐treatment to condition the water for BCR treatment, MIW loading rate for each BCR medium to achieve effective metal reduction and pH neutralization, Metals removal efficiency (MRE) and sulfate reduction rate for assessing reduction of contaminant toxicity, mass, and volume, through treatment using BCRs, Residuals generation rates (i.e. sludge from precipitation) for operation and maintenance (O&M) consideration, Replacement rate for spent treatment media (substrate for biochemical reactor or limestone in a pre‐treatment process) for O&M consideration, Impacts of wet weather on the treatment effectiveness and how the BCRs would respond to such changes | Data not provided | Data not provided | Data not provided | Data not provided | Data not provided | Data not provided | Data not provided | ND = below detection limit (0.017)
Final Treatability Study Technical Memorandum Formosa Mine Superfund Site Douglas County, Oregon | FORMOSA MINE | ORN001002616 | N/A | OU2 | BCR4 01-04 | Abandoned | Sulfate-reducing bacteria (SRB) BCR with SAPS pre-treatment | Passive | Biochemical reactor (BCR) | Pre-treatment | Formosa 1 Adit discharge | Y | Entire system | Aerobic polishing cell (APC) | Data not provided | Pilot | July 2013- October 2013 | Lead | Pb, dissolved | mg/L | N | N/A | 0.041 | ND | 79.2683 | [9 empty] | Data not provided | Data not provided | Data not provided | Data not provided | Data not provided | Data not provided | Data not provided | Data not provided | Data not provided | Influent | 3.07 | 1.88 | mg/L | 10.94 | °C | Data not provided | N/A | Data not provided | N/A | (-)339.5–(-)158.1 | mV | 1513 | µS/cm | None | N/A | Data not provided | Data not provided | Data not provided | Data not provided | Data not provided | Data not provided | Y | The necessity and effectiveness of pre‐treatment to condition the water for BCR treatment, MIW loading rate for each BCR medium to achieve effective metal reduction and pH neutralization, Metals removal efficiency (MRE) and sulfate reduction rate for assessing reduction of contaminant toxicity, mass, and volume, through treatment using BCRs, Residuals generation rates (i.e. sludge from precipitation) for operation and maintenance (O&M) consideration, Replacement rate for spent treatment media (substrate for biochemical reactor or limestone in a pre‐treatment process) for O&M consideration, Impacts of wet weather on the treatment effectiveness and how the BCRs would respond to such changes | Data not provided | Data not provided | Data not provided | Data not provided | Data not provided | Data not provided | Data not provided | ND = below detection limit (0.017)
Final Treatability Study Technical Memorandum Formosa Mine Superfund Site Douglas County, Oregon | FORMOSA MINE | ORN001002616 | N/A | OU2 | BCR5 01-05 | Abandoned | Sulfate-reducing bacteria (SRB) BCR with ChitoRem pre-treatment | Passive | Biochemical reactor (BCR) | Pre-treatment | Formosa 1 Adit discharge | Y | Entire system | Aerobic polishing cell (APC) | Data not provided | Pilot | July 2013- October 2013 | Lead | Pb, dissolved | mg/L | N | N/A | 0.041 | ND | 79.2683 | [9 empty] | Data not provided | Data not provided | Data not provided | Data not provided | Data not provided | Data not provided | Data not provided | Data not provided | Data not provided | Influent | 3.07 | 1.88 | mg/L | 10.94 | °C | Data not provided | N/A | Data not provided | N/A | (-)339.5–(-)158.1 | mV | 1513 | µS/cm | None | N/A | Data not provided | Data not provided | Data not provided | Data not provided | Data not provided | Data not provided | Y | The necessity and effectiveness of pre‐treatment to condition the water for BCR treatment, MIW loading rate for each BCR medium to achieve effective metal reduction and pH neutralization, Metals removal efficiency (MRE) and sulfate reduction rate for assessing reduction of contaminant toxicity, mass, and volume, through treatment using BCRs, Residuals generation rates (i.e. sludge from precipitation) for operation and maintenance (O&M) consideration, Replacement rate for spent treatment media (substrate for biochemical reactor or limestone in a pre‐treatment process) for O&M consideration, Impacts of wet weather on the treatment effectiveness and how the BCRs would respond to such changes | Data not provided | Data not provided | Data not provided | Data not provided | Data not provided | Data not provided | Data not provided | ND = below detection limit (0.017)
Final Treatability Study Technical Memorandum Formosa Mine Superfund Site Douglas County, Oregon | FORMOSA MINE | ORN001002616 | N/A | OU2 | BCR6 01-06 | Abandoned | Sulfate-reducing bacteria (SRB) BCR with ChitoRem pre-treatment | Passive | Biochemical reactor (BCR) | Pre-treatment | Formosa 1 Adit discharge | Y | Entire system | Aerobic polishing cell (APC) | Data not provided | Pilot | July 2013- October 2013 | Lead | Pb, dissolved | mg/L | N | N/A | 0.041 | ND | 79.2683 | [9 empty] | Data not provided | Data not provided | Data not provided | Data not provided | Data not provided | Data not provided | Data not provided | Data not provided | Data not provided | Influent | 3.07 | 1.88 | mg/L | 10.94 | °C | Data not provided | N/A | Data not provided | N/A | (-)339.5–(-)158.1 | mV | 1513 | µS/cm | None | N/A | Data not provided | Data not provided | Data not provided | Data not provided | Data not provided | Data not provided | Y | The necessity and effectiveness of pre‐treatment to condition the water for BCR treatment, MIW loading rate for each BCR medium to achieve effective metal reduction and pH neutralization, Metals removal efficiency (MRE) and sulfate reduction rate for assessing reduction of contaminant toxicity, mass, and volume, through treatment using BCRs, Residuals generation rates (i.e. sludge from precipitation) for operation and maintenance (O&M) consideration, Replacement rate for spent treatment media (substrate for biochemical reactor or limestone in a pre‐treatment process) for O&M consideration, Impacts of wet weather on the treatment effectiveness and how the BCRs would respond to such changes | Data not provided | Data not provided | Data not provided | Data not provided | Data not provided | Data not provided | Data not provided | ND = below detection limit (0.017)
Final Treatability Study Technical Memorandum Formosa Mine Superfund Site Douglas County, Oregon | FORMOSA MINE | ORN001002616 | N/A | OU2 | BCR1 01-01 | Abandoned | Sulfate-reducing bacteria (SRB) BCR without pre-treatment | Passive | Biochemical reactor (BCR) | No pre-treatment | Formosa 1 Adit discharge | N | BCR without pre-treatment | Aerobic polishing cell (APC) | Data not provided | Pilot | July 2013- October 2013 | Lead | Pb, total | mg/L | N | N/A | 0.041 | ND | 76.8293 | [9 empty] | Data not provided | Data not provided | Data not provided | Data not provided | Data not provided | Data not provided | Data not provided | Data not provided | Data not provided | Influent | 3.26 | 1.1 | mg/L | 10.13 | °C | Data not provided | N/A | Data not provided | N/A | (-)339.5–(-)158.1 | mV | 1532 | µS/cm | None | N/A | Data not provided | Data not provided | Data not provided | Data not provided | Data not provided | Data not provided | Y | The necessity and effectiveness of pre‐treatment to condition the water for BCR treatment, MIW loading rate for each BCR medium to achieve effective metal reduction and pH neutralization, Metals removal efficiency (MRE) and sulfate reduction rate for assessing reduction of contaminant toxicity, mass, and volume, through treatment using BCRs, Residuals generation rates (i.e. sludge from precipitation) for operation and maintenance (O&M) consideration, Replacement rate for spent treatment media (substrate for biochemical reactor or limestone in a pre‐treatment process) for O&M consideration, Impacts of wet weather on the treatment effectiveness and how the BCRs would respond to such changes | Data not provided | Data not provided | Data not provided | Data not provided | Data not provided | Data not provided | Data not provided | ND = below detection limit (0.019)
Final Treatability Study Technical Memorandum Formosa Mine Superfund Site Douglas County, Oregon | FORMOSA MINE | ORN001002616 | N/A | OU2 | BCR2 01-02 | Abandoned | Sulfate-reducing bacteria (SRB) BCR without pre-treatment | Passive | Biochemical reactor (BCR) | No pre-treatment | Formosa 1 Adit discharge | N | BCR without pre-treatment | Aerobic polishing cell (APC) | Data not provided | Pilot | July 2013- October 2013 | Lead | Pb, total | mg/L | N | N/A | 0.041 | ND | 76.8293 | [9 empty] | Data not provided | Data not provided | Data not provided | Data not provided | Data not provided | Data not provided | Data not provided | Data not provided | Data not provided | Influent | 3.26 | 1.1 | mg/L | 10.13 | °C | Data not provided | N/A | Data not provided | N/A | (-)339.5–(-)158.1 | mV | 1532 | µS/cm | None | N/A | Data not provided | Data not provided | Data not provided | Data not provided | Data not provided | Data not provided | Y | The necessity and effectiveness of pre‐treatment to condition the water for BCR treatment, MIW loading rate for each BCR medium to achieve effective metal reduction and pH neutralization, Metals removal efficiency (MRE) and sulfate reduction rate for assessing reduction of contaminant toxicity, mass, and volume, through treatment using BCRs, Residuals generation rates (i.e. sludge from precipitation) for operation and maintenance (O&M) consideration, Replacement rate for spent treatment media (substrate for biochemical reactor or limestone in a pre‐treatment process) for O&M consideration, Impacts of wet weather on the treatment effectiveness and how the BCRs would respond to such changes | Data not provided | Data not provided | Data not provided | Data not provided | Data not provided | Data not provided | Data not provided | ND = below detection limit (0.019)
Final Treatability Study Technical Memorandum Formosa Mine Superfund Site Douglas County, Oregon | FORMOSA MINE | ORN001002616 | N/A | OU2 | BCR3 01-03 | Abandoned | Sulfate-reducing bacteria (SRB) BCR with SAPS pre-treatment | Passive | Biochemical reactor (BCR) | Pre-treatment | Formosa 1 Adit discharge | Y | Entire system | Aerobic polishing cell (APC) | Data not provided | Pilot | July 2013- October 2013 | Lead | Pb, total | mg/L | N | N/A | 0.041 | ND | 76.8293 | [9 empty] | Data not provided | Data not provided | Data not provided | Data not provided | Data not provided | Data not provided | Data not provided | Data not provided | Data not provided | Influent | 3.26 | 1.1 | mg/L | 10.13 | °C | Data not provided | N/A | Data not provided | N/A | (-)339.5–(-)158.1 | mV | 1532 | µS/cm | None | N/A | Data not provided | Data not provided | Data not provided | Data not provided | Data not provided | Data not provided | Y | The necessity and effectiveness of pre‐treatment to condition the water for BCR treatment, MIW loading rate for each BCR medium to achieve effective metal reduction and pH neutralization, Metals removal efficiency (MRE) and sulfate reduction rate for assessing reduction of contaminant toxicity, mass, and volume, through treatment using BCRs, Residuals generation rates (i.e. sludge from precipitation) for operation and maintenance (O&M) consideration, Replacement rate for spent treatment media (substrate for biochemical reactor or limestone in a pre‐treatment process) for O&M consideration, Impacts of wet weather on the treatment effectiveness and how the BCRs would respond to such changes | Data not provided | Data not provided | Data not provided | Data not provided | Data not provided | Data not provided | Data not provided | ND = below detection limit (0.019)
Final Treatability Study Technical Memorandum Formosa Mine Superfund Site Douglas County, Oregon | FORMOSA MINE | ORN001002616 | N/A | OU2 | BCR4 01-04 | Abandoned | Sulfate-reducing bacteria (SRB) BCR with SAPS pre-treatment | Passive | Biochemical reactor (BCR) | Pre-treatment | Formosa 1 Adit discharge | Y | Entire system | Aerobic polishing cell (APC) | Data not provided | Pilot | July 2013- October 2013 | Lead | Pb, total | mg/L | N | N/A | 0.041 | ND | 76.8293 | [9 empty] | Data not provided | Data not provided | Data not provided | Data not provided | Data not provided | Data not provided | Data not provided | Data not provided | Data not provided | Influent | 3.26 | 1.1 | mg/L | 10.13 | °C | Data not provided | N/A | Data not provided | N/A | (-)339.5–(-)158.1 | mV | 1532 | µS/cm | None | N/A | Data not provided | Data not provided | Data not provided | Data not provided | Data not provided | Data not provided | Y | The necessity and effectiveness of pre‐treatment to condition the water for BCR treatment, MIW loading rate for each BCR medium to achieve effective metal reduction and pH neutralization, Metals removal efficiency (MRE) and sulfate reduction rate for assessing reduction of contaminant toxicity, mass, and volume, through treatment using BCRs, Residuals generation rates (i.e. sludge from precipitation) for operation and maintenance (O&M) consideration, Replacement rate for spent treatment media (substrate for biochemical reactor or limestone in a pre‐treatment process) for O&M consideration, Impacts of wet weather on the treatment effectiveness and how the BCRs would respond to such changes | Data not provided | Data not provided | Data not provided | Data not provided | Data not provided | Data not provided | Data not provided | ND = below detection limit (0.019)
Final Treatability Study Technical Memorandum Formosa Mine Superfund Site Douglas County, Oregon | FORMOSA MINE | ORN001002616 | N/A | OU2 | BCR5 01-05 | Abandoned | Sulfate-reducing bacteria (SRB) BCR with ChitoRem pre-treatment | Passive | Biochemical reactor (BCR) | Pre-treatment | Formosa 1 Adit discharge | Y | Entire system | Aerobic polishing cell (APC) | Data not provided | Pilot | July 2013- October 2013 | Lead | Pb, total | mg/L | N | N/A | 0.041 | ND | 76.8293 | [9 empty] | Data not provided | Data not provided | Data not provided | Data not provided | Data not provided | Data not provided | Data not provided | Data not provided | Data not provided | Influent | 3.26 | 1.1 | mg/L | 10.13 | °C | Data not provided | N/A | Data not provided | N/A | (-)339.5–(-)158.1 | mV | 1532 | µS/cm | None | N/A | Data not provided | Data not provided | Data not provided | Data not provided | Data not provided | Data not provided | Y | The necessity and effectiveness of pre‐treatment to condition the water for BCR treatment, MIW loading rate for each BCR medium to achieve effective metal reduction and pH neutralization, Metals removal efficiency (MRE) and sulfate reduction rate for assessing reduction of contaminant toxicity, mass, and volume, through treatment using BCRs, Residuals generation rates (i.e. sludge from precipitation) for operation and maintenance (O&M) consideration, Replacement rate for spent treatment media (substrate for biochemical reactor or limestone in a pre‐treatment process) for O&M consideration, Impacts of wet weather on the treatment effectiveness and how the BCRs would respond to such changes | Data not provided | Data not provided | Data not provided | Data not provided | Data not provided | Data not provided | Data not provided | ND = below detection limit (0.019)
Final Treatability Study Technical Memorandum Formosa Mine Superfund Site Douglas County, Oregon | FORMOSA MINE | ORN001002616 | N/A | OU2 | BCR6 01-06 | Abandoned | Sulfate-reducing bacteria (SRB) BCR with ChitoRem pre-treatment | Passive | Biochemical reactor (BCR) | Pre-treatment | Formosa 1 Adit discharge | Y | Entire system | Aerobic polishing cell (APC) | Data not provided | Pilot | July 2013- October 2013 | Lead | Pb, total | mg/L | N | N/A | 0.041 | ND | 76.8293 | [9 empty] | Data not provided | Data not provided | Data not provided | Data not provided | Data not provided | Data not provided | Data not provided | Data not provided | Data not provided | Influent | 3.26 | 1.1 | mg/L | 10.13 | °C | Data not provided | N/A | Data not provided | N/A | (-)339.5–(-)158.1 | mV | 1532 | µS/cm | None | N/A | Data not provided | Data not provided | Data not provided | Data not provided | Data not provided | Data not provided | Y | The necessity and effectiveness of pre‐treatment to condition the water for BCR treatment, MIW loading rate for each BCR medium to achieve effective metal reduction and pH neutralization, Metals removal efficiency (MRE) and sulfate reduction rate for assessing reduction of contaminant toxicity, mass, and volume, through treatment using BCRs, Residuals generation rates (i.e. sludge from precipitation) for operation and maintenance (O&M) consideration, Replacement rate for spent treatment media (substrate for biochemical reactor or limestone in a pre‐treatment process) for O&M consideration, Impacts of wet weather on the treatment effectiveness and how the BCRs would respond to such changes | Data not provided | Data not provided | Data not provided | Data not provided | Data not provided | Data not provided | Data not provided | ND = below detection limit (0.019)
Final Treatability Study Technical Memorandum Formosa Mine Superfund Site Douglas County, Oregon | FORMOSA MINE | ORN001002616 | N/A | OU2 | BCR5 01-05 | Abandoned | Sulfate-reducing bacteria (SRB) BCR with ChitoRem pre-treatment | Passive | Biochemical reactor (BCR) | Pre-treatment | Formosa 1 Adit discharge | Y | Entire system | Aerobic polishing cell (APC) | Data not provided | Pilot | July 2013- October 2013 | Chromium | Cr, dissolved | mg/L | N | N/A | [6 empty] | ND | 0.113–0.263 | 90.3 - 95.8 |  |  |  | Data not provided | Data not provided | Data not provided | Data not provided | Data not provided | Data not provided | Data not provided | Data not provided | Data not provided | Effluent | 6.19–6.64 | 0.06–0.93 | mg/L | 15.42–21.53 | °C | Data not provided | N/A | Data not provided | N/A | (-)339.5–(-)158.1 | mV | 2,087–14,800 | µS/cm | None | N/A | Data not provided | Data not provided | Data not provided | Data not provided | Data not provided | Data not provided | Y | The necessity and effectiveness of pre‐treatment to condition the water for BCR treatment, MIW loading rate for each BCR medium to achieve effective metal reduction and pH neutralization, Metals removal efficiency (MRE) and sulfate reduction rate for assessing reduction of contaminant toxicity, mass, and volume, through treatment using BCRs, Residuals generation rates (i.e. sludge from precipitation) for operation and maintenance (O&M) consideration, Replacement rate for spent treatment media (substrate for biochemical reactor or limestone in a pre‐treatment process) for O&M consideration, Impacts of wet weather on the treatment effectiveness and how the BCRs would respond to such changes | Data not provided | Data not provided | Data not provided | Data not provided | Data not provided | Data not provided | Data not provided | ND = below detection limit (0.022)
Final Treatability Study Technical Memorandum Formosa Mine Superfund Site Douglas County, Oregon | FORMOSA MINE | ORN001002616 | N/A | OU2 | BCR5 01-05 | Abandoned | Sulfate-reducing bacteria (SRB) BCR with ChitoRem pre-treatment | Passive | Biochemical reactor (BCR) | Pre-treatment | Formosa 1 Adit discharge | Y | Entire system | Aerobic polishing cell (APC) | Data not provided | Pilot | July 2013- October 2013 | Chromium | Cr, dissolved | mg/L | N | N/A | [9 empty] | ND | 0.113–0.263 | 90.3 - 95.8 | Data not provided | Data not provided | Data not provided | Data not provided | Data not provided | Data not provided | Data not provided | Data not provided | Data not provided | Effluent | 6.19–6.64 | 0.06–0.93 | mg/L | 15.42–21.53 | °C | Data not provided | N/A | Data not provided | N/A | (-)339.5–(-)158.1 | mV | 2,087–14,800 | µS/cm | None | N/A | Data not provided | Data not provided | Data not provided | Data not provided | Data not provided | Data not provided | Y | The necessity and effectiveness of pre‐treatment to condition the water for BCR treatment, MIW loading rate for each BCR medium to achieve effective metal reduction and pH neutralization, Metals removal efficiency (MRE) and sulfate reduction rate for assessing reduction of contaminant toxicity, mass, and volume, through treatment using BCRs, Residuals generation rates (i.e. sludge from precipitation) for operation and maintenance (O&M) consideration, Replacement rate for spent treatment media (substrate for biochemical reactor or limestone in a pre‐treatment process) for O&M consideration, Impacts of wet weather on the treatment effectiveness and how the BCRs would respond to such changes | Data not provided | Data not provided | Data not provided | Data not provided | Data not provided | Data not provided | Data not provided | ND = below detection limit (0.022)
Final Treatability Study Technical Memorandum Formosa Mine Superfund Site Douglas County, Oregon | FORMOSA MINE | ORN001002616 | N/A | OU2 | BCR1 01-01 | Abandoned | Sulfate-reducing bacteria (SRB) BCR without pre-treatment | Passive | Biochemical reactor (BCR) | No pre-treatment | Formosa 1 Adit discharge | N | BCR without pre-treatment | Aerobic polishing cell (APC) | Data not provided | Pilot | July 2013- October 2013 | Arsenic | As, dissolved | mg/L | N | N/A | [6 empty] | ND | ND | Not Applicable |  |  |  | Data not provided | Data not provided | Data not provided | Data not provided | Data not provided | Data not provided | Data not provided | Data not provided | Data not provided | Effluent | 5.38–6.25 | 0.11–1.91 | mg/L | 15.49–21.04 | °C | Data not provided | N/A | Data not provided | N/A | (-)339.5–(-)158.1 | mV | 1,196–3,928 | µS/cm | None | N/A | Data not provided | Data not provided | Data not provided | Data not provided | Data not provided | Data not provided | Y | The necessity and effectiveness of pre‐treatment to condition the water for BCR treatment, MIW loading rate for each BCR medium to achieve effective metal reduction and pH neutralization, Metals removal efficiency (MRE) and sulfate reduction rate for assessing reduction of contaminant toxicity, mass, and volume, through treatment using BCRs, Residuals generation rates (i.e. sludge from precipitation) for operation and maintenance (O&M) consideration, Replacement rate for spent treatment media (substrate for biochemical reactor or limestone in a pre‐treatment process) for O&M consideration, Impacts of wet weather on the treatment effectiveness and how the BCRs would respond to such changes | Data not provided | Data not provided | Data not provided | Data not provided | Data not provided | Data not provided | Data not provided | ND = below detection limit (0.036)
Final Treatability Study Technical Memorandum Formosa Mine Superfund Site Douglas County, Oregon | FORMOSA MINE | ORN001002616 | N/A | OU2 | BCR1 01-01 | Abandoned | Sulfate-reducing bacteria (SRB) BCR without pre-treatment | Passive | Biochemical reactor (BCR) | No pre-treatment | Formosa 1 Adit discharge | N | BCR without pre-treatment | Aerobic polishing cell (APC) | Data not provided | Pilot | July 2013- October 2013 | Arsenic | As, dissolved | mg/L | N | N/A | [9 empty] | ND | ND | Not Applicable | Data not provided | Data not provided | Data not provided | Data not provided | Data not provided | Data not provided | Data not provided | Data not provided | Data not provided | Effluent | 5.38–6.25 | 0.11–1.91 | mg/L | 15.49–21.04 | °C | Data not provided | N/A | Data not provided | N/A | (-)339.5–(-)158.1 | mV | 1,196–3,928 | µS/cm | None | N/A | Data not provided | Data not provided | Data not provided | Data not provided | Data not provided | Data not provided | Y | The necessity and effectiveness of pre‐treatment to condition the water for BCR treatment, MIW loading rate for each BCR medium to achieve effective metal reduction and pH neutralization, Metals removal efficiency (MRE) and sulfate reduction rate for assessing reduction of contaminant toxicity, mass, and volume, through treatment using BCRs, Residuals generation rates (i.e. sludge from precipitation) for operation and maintenance (O&M) consideration, Replacement rate for spent treatment media (substrate for biochemical reactor or limestone in a pre‐treatment process) for O&M consideration, Impacts of wet weather on the treatment effectiveness and how the BCRs would respond to such changes | Data not provided | Data not provided | Data not provided | Data not provided | Data not provided | Data not provided | Data not provided | ND = below detection limit (0.036)
Final Treatability Study Technical Memorandum Formosa Mine Superfund Site Douglas County, Oregon | FORMOSA MINE | ORN001002616 | N/A | OU2 | BCR2 01-02 | Abandoned | Sulfate-reducing bacteria (SRB) BCR without pre-treatment | Passive | Biochemical reactor (BCR) | No pre-treatment | Formosa 1 Adit discharge | N | BCR without pre-treatment | Aerobic polishing cell (APC) | Data not provided | Pilot | July 2013- October 2013 | Arsenic | As, dissolved | mg/L | N | N/A | [6 empty] | 1.49 | ND | Not Applicable |  |  |  | Data not provided | Data not provided | Data not provided | Data not provided | Data not provided | Data not provided | Data not provided | Data not provided | Data not provided | Effluent | 6.64 | 0.29 | mg/L | 23.16 | °C | Data not provided | N/A | Data not provided | N/A | (-)339.5–(-)158.1 | mV | 35860 | µS/cm | None | N/A | Data not provided | Data not provided | Data not provided | Data not provided | Data not provided | Data not provided | Y | The necessity and effectiveness of pre‐treatment to condition the water for BCR treatment, MIW loading rate for each BCR medium to achieve effective metal reduction and pH neutralization, Metals removal efficiency (MRE) and sulfate reduction rate for assessing reduction of contaminant toxicity, mass, and volume, through treatment using BCRs, Residuals generation rates (i.e. sludge from precipitation) for operation and maintenance (O&M) consideration, Replacement rate for spent treatment media (substrate for biochemical reactor or limestone in a pre‐treatment process) for O&M consideration, Impacts of wet weather on the treatment effectiveness and how the BCRs would respond to such changes | Data not provided | Data not provided | Data not provided | Data not provided | Data not provided | Data not provided | Data not provided | ND = below detection limit (0.036)
Final Treatability Study Technical Memorandum Formosa Mine Superfund Site Douglas County, Oregon | FORMOSA MINE | ORN001002616 | N/A | OU2 | BCR3 01-03 | Abandoned | Sulfate-reducing bacteria (SRB) BCR with SAPS pre-treatment | Passive | Biochemical reactor (BCR) | Pre-treatment | Formosa 1 Adit discharge | Y | Entire system | Aerobic polishing cell (APC) | Data not provided | Pilot | July 2013- October 2013 | Arsenic | As, dissolved | mg/L | N | N/A | [6 empty] | ND | ND | Not Applicable |  |  |  | Data not provided | Data not provided | Data not provided | Data not provided | Data not provided | Data not provided | Data not provided | Data not provided | Data not provided | Effluent | 5.99–6.41 | 0.13–1.16 | mg/L | 15.33–20.83 | °C | Data not provided | N/A | Data not provided | N/A | (-)339.5–(-)158.1 | mV | 1,237–7,404 | µS/cm | None | N/A | Data not provided | Data not provided | Data not provided | Data not provided | Data not provided | Data not provided | Y | The necessity and effectiveness of pre‐treatment to condition the water for BCR treatment, MIW loading rate for each BCR medium to achieve effective metal reduction and pH neutralization, Metals removal efficiency (MRE) and sulfate reduction rate for assessing reduction of contaminant toxicity, mass, and volume, through treatment using BCRs, Residuals generation rates (i.e. sludge from precipitation) for operation and maintenance (O&M) consideration, Replacement rate for spent treatment media (substrate for biochemical reactor or limestone in a pre‐treatment process) for O&M consideration, Impacts of wet weather on the treatment effectiveness and how the BCRs would respond to such changes | Data not provided | Data not provided | Data not provided | Data not provided | Data not provided | Data not provided | Data not provided | ND = below detection limit (0.036)
Final Treatability Study Technical Memorandum Formosa Mine Superfund Site Douglas County, Oregon | FORMOSA MINE | ORN001002616 | N/A | OU2 | BCR3 01-03 | Abandoned | Sulfate-reducing bacteria (SRB) BCR with SAPS pre-treatment | Passive | Biochemical reactor (BCR) | Pre-treatment | Formosa 1 Adit discharge | Y | Entire system | Aerobic polishing cell (APC) | Data not provided | Pilot | July 2013- October 2013 | Arsenic | As, dissolved | mg/L | N | N/A | [9 empty] | ND | ND | Not Applicable | Data not provided | Data not provided | Data not provided | Data not provided | Data not provided | Data not provided | Data not provided | Data not provided | Data not provided | Effluent | 5.99–6.41 | 0.13–1.16 | mg/L | 15.33–20.83 | °C | Data not provided | N/A | Data not provided | N/A | (-)339.5–(-)158.1 | mV | 1,237–7,404 | µS/cm | None | N/A | Data not provided | Data not provided | Data not provided | Data not provided | Data not provided | Data not provided | Y | The necessity and effectiveness of pre‐treatment to condition the water for BCR treatment, MIW loading rate for each BCR medium to achieve effective metal reduction and pH neutralization, Metals removal efficiency (MRE) and sulfate reduction rate for assessing reduction of contaminant toxicity, mass, and volume, through treatment using BCRs, Residuals generation rates (i.e. sludge from precipitation) for operation and maintenance (O&M) consideration, Replacement rate for spent treatment media (substrate for biochemical reactor or limestone in a pre‐treatment process) for O&M consideration, Impacts of wet weather on the treatment effectiveness and how the BCRs would respond to such changes | Data not provided | Data not provided | Data not provided | Data not provided | Data not provided | Data not provided | Data not provided | ND = below detection limit (0.036)
Final Treatability Study Technical Memorandum Formosa Mine Superfund Site Douglas County, Oregon | FORMOSA MINE | ORN001002616 | N/A | OU2 | BCR4 01-04 | Abandoned | Sulfate-reducing bacteria (SRB) BCR with SAPS pre-treatment | Passive | Biochemical reactor (BCR) | Pre-treatment | Formosa 1 Adit discharge | Y | Entire system | Aerobic polishing cell (APC) | Data not provided | Pilot | July 2013- October 2013 | Arsenic | As, dissolved | mg/L | N | N/A | [6 empty] | 0.903 | ND | Not Applicable |  |  |  | Data not provided | Data not provided | Data not provided | Data not provided | Data not provided | Data not provided | Data not provided | Data not provided | Data not provided | Effluent | 6.7 | 0.17 | mg/L | 21.21 | °C | Data not provided | N/A | Data not provided | N/A | (-)339.5–(-)158.1 | mV | 23850 | µS/cm | None | N/A | Data not provided | Data not provided | Data not provided | Data not provided | Data not provided | Data not provided | Y | The necessity and effectiveness of pre‐treatment to condition the water for BCR treatment, MIW loading rate for each BCR medium to achieve effective metal reduction and pH neutralization, Metals removal efficiency (MRE) and sulfate reduction rate for assessing reduction of contaminant toxicity, mass, and volume, through treatment using BCRs, Residuals generation rates (i.e. sludge from precipitation) for operation and maintenance (O&M) consideration, Replacement rate for spent treatment media (substrate for biochemical reactor or limestone in a pre‐treatment process) for O&M consideration, Impacts of wet weather on the treatment effectiveness and how the BCRs would respond to such changes | Data not provided | Data not provided | Data not provided | Data not provided | Data not provided | Data not provided | Data not provided | ND = below detection limit (0.036)
Final Treatability Study Technical Memorandum Formosa Mine Superfund Site Douglas County, Oregon | FORMOSA MINE | ORN001002616 | N/A | OU2 | BCR5 01-05 | Abandoned | Sulfate-reducing bacteria (SRB) BCR with ChitoRem pre-treatment | Passive | Biochemical reactor (BCR) | Pre-treatment | Formosa 1 Adit discharge | Y | Entire system | Aerobic polishing cell (APC) | Data not provided | Pilot | July 2013- October 2013 | Arsenic | As, dissolved | mg/L | N | N/A | [6 empty] | 0.054 | ND | Not Applicable |  |  |  | Data not provided | Data not provided | Data not provided | Data not provided | Data not provided | Data not provided | Data not provided | Data not provided | Data not provided | Effluent | 6.51 | 0.06 | mg/L | 21.53 | °C | Data not provided | N/A | Data not provided | N/A | (-)339.5–(-)158.1 | mV | 14800 | µS/cm | None | N/A | Data not provided | Data not provided | Data not provided | Data not provided | Data not provided | Data not provided | Y | The necessity and effectiveness of pre‐treatment to condition the water for BCR treatment, MIW loading rate for each BCR medium to achieve effective metal reduction and pH neutralization, Metals removal efficiency (MRE) and sulfate reduction rate for assessing reduction of contaminant toxicity, mass, and volume, through treatment using BCRs, Residuals generation rates (i.e. sludge from precipitation) for operation and maintenance (O&M) consideration, Replacement rate for spent treatment media (substrate for biochemical reactor or limestone in a pre‐treatment process) for O&M consideration, Impacts of wet weather on the treatment effectiveness and how the BCRs would respond to such changes | Data not provided | Data not provided | Data not provided | Data not provided | Data not provided | Data not provided | Data not provided | ND = below detection limit (0.036)
Final Treatability Study Technical Memorandum Formosa Mine Superfund Site Douglas County, Oregon | FORMOSA MINE | ORN001002616 | N/A | OU2 | BCR5 01-05 | Abandoned | Sulfate-reducing bacteria (SRB) BCR with ChitoRem pre-treatment | Passive | Biochemical reactor (BCR) | Pre-treatment | Formosa 1 Adit discharge | Y | Entire system | Aerobic polishing cell (APC) | Data not provided | Pilot | July 2013- October 2013 | Arsenic | As, dissolved | mg/L | N | N/A | [9 empty] | ND | ND | Not Applicable | Data not provided | Data not provided | Data not provided | Data not provided | Data not provided | Data not provided | Data not provided | Data not provided | Data not provided | Effluent | 6.19–6.64 | 0.06–0.93 | mg/L | 15.42–21.53 | °C | Data not provided | N/A | Data not provided | N/A | (-)339.5–(-)158.1 | mV | 2,087–14,800 | µS/cm | None | N/A | Data not provided | Data not provided | Data not provided | Data not provided | Data not provided | Data not provided | Y | The necessity and effectiveness of pre‐treatment to condition the water for BCR treatment, MIW loading rate for each BCR medium to achieve effective metal reduction and pH neutralization, Metals removal efficiency (MRE) and sulfate reduction rate for assessing reduction of contaminant toxicity, mass, and volume, through treatment using BCRs, Residuals generation rates (i.e. sludge from precipitation) for operation and maintenance (O&M) consideration, Replacement rate for spent treatment media (substrate for biochemical reactor or limestone in a pre‐treatment process) for O&M consideration, Impacts of wet weather on the treatment effectiveness and how the BCRs would respond to such changes | Data not provided | Data not provided | Data not provided | Data not provided | Data not provided | Data not provided | Data not provided | ND = below detection limit (0.036)
Final Treatability Study Technical Memorandum Formosa Mine Superfund Site Douglas County, Oregon | FORMOSA MINE | ORN001002616 | N/A | OU2 | BCR6 01-06 | Abandoned | Sulfate-reducing bacteria (SRB) BCR with ChitoRem pre-treatment | Passive | Biochemical reactor (BCR) | Pre-treatment | Formosa 1 Adit discharge | Y | Entire system | Aerobic polishing cell (APC) | Data not provided | Pilot | July 2013- October 2013 | Arsenic | As, dissolved | mg/L | N | N/A | [6 empty] | 1.5 | ND | Not Applicable |  |  |  | Data not provided | Data not provided | Data not provided | Data not provided | Data not provided | Data not provided | Data not provided | Data not provided | Data not provided | Effluent | 6.69 | 0.2 | mg/L | 21.81 | °C | Data not provided | N/A | Data not provided | N/A | -178.5 | mV | 37260 | µS/cm | None | N/A | Data not provided | Data not provided | Data not provided | Data not provided | Data not provided | Data not provided | Y | The necessity and effectiveness of pre‐treatment to condition the water for BCR treatment, MIW loading rate for each BCR medium to achieve effective metal reduction and pH neutralization, Metals removal efficiency (MRE) and sulfate reduction rate for assessing reduction of contaminant toxicity, mass, and volume, through treatment using BCRs, Residuals generation rates (i.e. sludge from precipitation) for operation and maintenance (O&M) consideration, Replacement rate for spent treatment media (substrate for biochemical reactor or limestone in a pre‐treatment process) for O&M consideration, Impacts of wet weather on the treatment effectiveness and how the BCRs would respond to such changes | Data not provided | Data not provided | Data not provided | Data not provided | Data not provided | Data not provided | Data not provided | ND = below detection limit (0.036)
Final Treatability Study Technical Memorandum Formosa Mine Superfund Site Douglas County, Oregon | FORMOSA MINE | ORN001002616 | N/A | OU2 | BCR1 01-01 | Abandoned | Sulfate-reducing bacteria (SRB) BCR without pre-treatment | Passive | Biochemical reactor (BCR) | No pre-treatment | Formosa 1 Adit discharge | N | BCR without pre-treatment | Aerobic polishing cell (APC) | Data not provided | Pilot | July 2013- October 2013 | Arsenic | As, total | mg/L | N | N/A | 0.055 | ND | 63.6364 | [9 empty] | Data not provided | Data not provided | Data not provided | Data not provided | Data not provided | Data not provided | Data not provided | Data not provided | Data not provided | Influent | 3.07 | 1.88 | mg/L | 10.94 | °C | Data not provided | N/A | Data not provided | N/A | 403.8 | mV | 1513 | µS/cm | None | N/A | Data not provided | Data not provided | Data not provided | Data not provided | Data not provided | Data not provided | Y | The necessity and effectiveness of pre‐treatment to condition the water for BCR treatment, MIW loading rate for each BCR medium to achieve effective metal reduction and pH neutralization, Metals removal efficiency (MRE) and sulfate reduction rate for assessing reduction of contaminant toxicity, mass, and volume, through treatment using BCRs, Residuals generation rates (i.e. sludge from precipitation) for operation and maintenance (O&M) consideration, Replacement rate for spent treatment media (substrate for biochemical reactor or limestone in a pre‐treatment process) for O&M consideration, Impacts of wet weather on the treatment effectiveness and how the BCRs would respond to such changes | Data not provided | Data not provided | Data not provided | Data not provided | Data not provided | Data not provided | Data not provided | ND = below detection limit (0.04)
Final Treatability Study Technical Memorandum Formosa Mine Superfund Site Douglas County, Oregon | FORMOSA MINE | ORN001002616 | N/A | OU2 | BCR1 01-01 | Abandoned | Sulfate-reducing bacteria (SRB) BCR without pre-treatment | Passive | Biochemical reactor (BCR) | No pre-treatment | Formosa 1 Adit discharge | N | BCR without pre-treatment | Aerobic polishing cell (APC) | Data not provided | Pilot | July 2013- October 2013 | Arsenic | As, total | mg/L | N | N/A | [6 empty] | ND | ND | Not Applicable |  |  |  | Data not provided | Data not provided | Data not provided | Data not provided | Data not provided | Data not provided | Data not provided | Data not provided | Data not provided | Effluent | 5.38–6.25 | 0.11–1.91 | mg/L | 15.49–21.04 | °C | Data not provided | N/A | Data not provided | N/A | (-)158.5–53.5 | mV | 1,196–3,928 | µS/cm | None | N/A | Data not provided | Data not provided | Data not provided | Data not provided | Data not provided | Data not provided | Y | The necessity and effectiveness of pre‐treatment to condition the water for BCR treatment, MIW loading rate for each BCR medium to achieve effective metal reduction and pH neutralization, Metals removal efficiency (MRE) and sulfate reduction rate for assessing reduction of contaminant toxicity, mass, and volume, through treatment using BCRs, Residuals generation rates (i.e. sludge from precipitation) for operation and maintenance (O&M) consideration, Replacement rate for spent treatment media (substrate for biochemical reactor or limestone in a pre‐treatment process) for O&M consideration, Impacts of wet weather on the treatment effectiveness and how the BCRs would respond to such changes | Data not provided | Data not provided | Data not provided | Data not provided | Data not provided | Data not provided | Data not provided | ND = below detection limit (0.04)
Final Treatability Study Technical Memorandum Formosa Mine Superfund Site Douglas County, Oregon | FORMOSA MINE | ORN001002616 | N/A | OU2 | BCR1 01-01 | Abandoned | Sulfate-reducing bacteria (SRB) BCR without pre-treatment | Passive | Biochemical reactor (BCR) | No pre-treatment | Formosa 1 Adit discharge | N | BCR without pre-treatment | Aerobic polishing cell (APC) | Data not provided | Pilot | July 2013- October 2013 | Arsenic | As, total | mg/L | N | N/A | [9 empty] | ND | ND | Not Applicable | Data not provided | Data not provided | Data not provided | Data not provided | Data not provided | Data not provided | Data not provided | Data not provided | Data not provided | Effluent | 5.67–6.36 | 0.11–0.42 | mg/L | 15.49–21.04 | °C | Data not provided | N/A | Data not provided | N/A | (-)158.5–53.5 | mV | 1,196–3,928 | µS/cm | None | N/A | Data not provided | Data not provided | Data not provided | Data not provided | Data not provided | Data not provided | Y | The necessity and effectiveness of pre‐treatment to condition the water for BCR treatment, MIW loading rate for each BCR medium to achieve effective metal reduction and pH neutralization, Metals removal efficiency (MRE) and sulfate reduction rate for assessing reduction of contaminant toxicity, mass, and volume, through treatment using BCRs, Residuals generation rates (i.e. sludge from precipitation) for operation and maintenance (O&M) consideration, Replacement rate for spent treatment media (substrate for biochemical reactor or limestone in a pre‐treatment process) for O&M consideration, Impacts of wet weather on the treatment effectiveness and how the BCRs would respond to such changes | Data not provided | Data not provided | Data not provided | Data not provided | Data not provided | Data not provided | Data not provided | ND = below detection limit (0.04)
Final Treatability Study Technical Memorandum Formosa Mine Superfund Site Douglas County, Oregon | FORMOSA MINE | ORN001002616 | N/A | OU2 | BCR2 01-02 | Abandoned | Sulfate-reducing bacteria (SRB) BCR without pre-treatment | Passive | Biochemical reactor (BCR) | No pre-treatment | Formosa 1 Adit discharge | N | BCR without pre-treatment | Aerobic polishing cell (APC) | Data not provided | Pilot | July 2013- October 2013 | Arsenic | As, total | mg/L | N | N/A | 0.055 | 0.264 | 63.6364 | [9 empty] | Data not provided | Data not provided | Data not provided | Data not provided | Data not provided | Data not provided | Data not provided | Data not provided | Data not provided | Influent | 3.07 | 1.88 | mg/L | 10.94 | °C | Data not provided | N/A | Data not provided | N/A | 403.8 | mV | 1513 | µS/cm | None | N/A | Data not provided | Data not provided | Data not provided | Data not provided | Data not provided | Data not provided | Y | The necessity and effectiveness of pre‐treatment to condition the water for BCR treatment, MIW loading rate for each BCR medium to achieve effective metal reduction and pH neutralization, Metals removal efficiency (MRE) and sulfate reduction rate for assessing reduction of contaminant toxicity, mass, and volume, through treatment using BCRs, Residuals generation rates (i.e. sludge from precipitation) for operation and maintenance (O&M) consideration, Replacement rate for spent treatment media (substrate for biochemical reactor or limestone in a pre‐treatment process) for O&M consideration, Impacts of wet weather on the treatment effectiveness and how the BCRs would respond to such changes | Data not provided | Data not provided | Data not provided | Data not provided | Data not provided | Data not provided | Data not provided | ND = below detection limit (0.04)
Final Treatability Study Technical Memorandum Formosa Mine Superfund Site Douglas County, Oregon | FORMOSA MINE | ORN001002616 | N/A | OU2 | BCR3 01-03 | Abandoned | Sulfate-reducing bacteria (SRB) BCR with SAPS pre-treatment | Passive | Biochemical reactor (BCR) | Pre-treatment | Formosa 1 Adit discharge | Y | Entire system | Aerobic polishing cell (APC) | Data not provided | Pilot | July 2013- October 2013 | Arsenic | As, total | mg/L | N | N/A | 0.055 | ND | 63.6364 | [9 empty] | Data not provided | Data not provided | Data not provided | Data not provided | Data not provided | Data not provided | Data not provided | Data not provided | Data not provided | Influent | 3.07 | 1.88 | mg/L | 10.94 | °C | Data not provided | N/A | Data not provided | N/A | 403.8 | mV | 1513 | µS/cm | None | N/A | Data not provided | Data not provided | Data not provided | Data not provided | Data not provided | Data not provided | Y | The necessity and effectiveness of pre‐treatment to condition the water for BCR treatment, MIW loading rate for each BCR medium to achieve effective metal reduction and pH neutralization, Metals removal efficiency (MRE) and sulfate reduction rate for assessing reduction of contaminant toxicity, mass, and volume, through treatment using BCRs, Residuals generation rates (i.e. sludge from precipitation) for operation and maintenance (O&M) consideration, Replacement rate for spent treatment media (substrate for biochemical reactor or limestone in a pre‐treatment process) for O&M consideration, Impacts of wet weather on the treatment effectiveness and how the BCRs would respond to such changes | Data not provided | Data not provided | Data not provided | Data not provided | Data not provided | Data not provided | Data not provided | ND = below detection limit (0.04)
Final Treatability Study Technical Memorandum Formosa Mine Superfund Site Douglas County, Oregon | FORMOSA MINE | ORN001002616 | N/A | OU2 | BCR3 01-03 | Abandoned | Sulfate-reducing bacteria (SRB) BCR with SAPS pre-treatment | Passive | Biochemical reactor (BCR) | Pre-treatment | Formosa 1 Adit discharge | Y | Entire system | Aerobic polishing cell (APC) | Data not provided | Pilot | July 2013- October 2013 | Arsenic | As, total | mg/L | N | N/A | [6 empty] | ND | ND | Not Applicable |  |  |  | Data not provided | Data not provided | Data not provided | Data not provided | Data not provided | Data not provided | Data not provided | Data not provided | Data not provided | Effluent | 5.99–6.41 | 0.13–1.16 | mg/L | 15.33–20.83 | °C | Data not provided | N/A | Data not provided | N/A | (-)209.4–149.5 | mV | 1,237–7,404 | µS/cm | None | N/A | Data not provided | Data not provided | Data not provided | Data not provided | Data not provided | Data not provided | Y | The necessity and effectiveness of pre‐treatment to condition the water for BCR treatment, MIW loading rate for each BCR medium to achieve effective metal reduction and pH neutralization, Metals removal efficiency (MRE) and sulfate reduction rate for assessing reduction of contaminant toxicity, mass, and volume, through treatment using BCRs, Residuals generation rates (i.e. sludge from precipitation) for operation and maintenance (O&M) consideration, Replacement rate for spent treatment media (substrate for biochemical reactor or limestone in a pre‐treatment process) for O&M consideration, Impacts of wet weather on the treatment effectiveness and how the BCRs would respond to such changes | Data not provided | Data not provided | Data not provided | Data not provided | Data not provided | Data not provided | Data not provided | ND = below detection limit (0.04)
Final Treatability Study Technical Memorandum Formosa Mine Superfund Site Douglas County, Oregon | FORMOSA MINE | ORN001002616 | N/A | OU2 | BCR3 01-03 | Abandoned | Sulfate-reducing bacteria (SRB) BCR with SAPS pre-treatment | Passive | Biochemical reactor (BCR) | Pre-treatment | Formosa 1 Adit discharge | Y | Entire system | Aerobic polishing cell (APC) | Data not provided | Pilot | July 2013- October 2013 | Arsenic | As, total | mg/L | N | N/A | [9 empty] | ND | ND | Not Applicable | Data not provided | Data not provided | Data not provided | Data not provided | Data not provided | Data not provided | Data not provided | Data not provided | Data not provided | Effluent | 5.99–6.41 | 0.13–1.16 | mg/L | 15.33–20.83 | °C | Data not provided | N/A | Data not provided | N/A | (-)209.4–149.5 | mV | 1,237–7,404 | µS/cm | None | N/A | Data not provided | Data not provided | Data not provided | Data not provided | Data not provided | Data not provided | Y | The necessity and effectiveness of pre‐treatment to condition the water for BCR treatment, MIW loading rate for each BCR medium to achieve effective metal reduction and pH neutralization, Metals removal efficiency (MRE) and sulfate reduction rate for assessing reduction of contaminant toxicity, mass, and volume, through treatment using BCRs, Residuals generation rates (i.e. sludge from precipitation) for operation and maintenance (O&M) consideration, Replacement rate for spent treatment media (substrate for biochemical reactor or limestone in a pre‐treatment process) for O&M consideration, Impacts of wet weather on the treatment effectiveness and how the BCRs would respond to such changes | Data not provided | Data not provided | Data not provided | Data not provided | Data not provided | Data not provided | Data not provided | ND = below detection limit (0.04)
Final Treatability Study Technical Memorandum Formosa Mine Superfund Site Douglas County, Oregon | FORMOSA MINE | ORN001002616 | N/A | OU2 | BCR4 01-04 | Abandoned | Sulfate-reducing bacteria (SRB) BCR with SAPS pre-treatment | Passive | Biochemical reactor (BCR) | Pre-treatment | Formosa 1 Adit discharge | Y | Entire system | Aerobic polishing cell (APC) | Data not provided | Pilot | July 2013- October 2013 | Arsenic | As, total | mg/L | N | N/A | 0.055 | 0.098 | 63.6364 | [9 empty] | Data not provided | Data not provided | Data not provided | Data not provided | Data not provided | Data not provided | Data not provided | Data not provided | Data not provided | Influent | 3.07 | 1.88 | mg/L | 10.94 | °C | Data not provided | N/A | Data not provided | N/A | 403.8 | mV | 1513 | µS/cm | None | N/A | Data not provided | Data not provided | Data not provided | Data not provided | Data not provided | Data not provided | Y | The necessity and effectiveness of pre‐treatment to condition the water for BCR treatment, MIW loading rate for each BCR medium to achieve effective metal reduction and pH neutralization, Metals removal efficiency (MRE) and sulfate reduction rate for assessing reduction of contaminant toxicity, mass, and volume, through treatment using BCRs, Residuals generation rates (i.e. sludge from precipitation) for operation and maintenance (O&M) consideration, Replacement rate for spent treatment media (substrate for biochemical reactor or limestone in a pre‐treatment process) for O&M consideration, Impacts of wet weather on the treatment effectiveness and how the BCRs would respond to such changes | Data not provided | Data not provided | Data not provided | Data not provided | Data not provided | Data not provided | Data not provided | ND = below detection limit (0.04)
Final Treatability Study Technical Memorandum Formosa Mine Superfund Site Douglas County, Oregon | FORMOSA MINE | ORN001002616 | N/A | OU2 | BCR5 01-05 | Abandoned | Sulfate-reducing bacteria (SRB) BCR with ChitoRem pre-treatment | Passive | Biochemical reactor (BCR) | Pre-treatment | Formosa 1 Adit discharge | Y | Entire system | Aerobic polishing cell (APC) | Data not provided | Pilot | July 2013- October 2013 | Arsenic | As, total | mg/L | N | N/A | 0.055 | ND | 63.6364 | [9 empty] | Data not provided | Data not provided | Data not provided | Data not provided | Data not provided | Data not provided | Data not provided | Data not provided | Data not provided | Influent | 3.07 | 1.88 | mg/L | 10.94 | °C | Data not provided | N/A | Data not provided | N/A | 403.8 | mV | 1513 | µS/cm | None | N/A | Data not provided | Data not provided | Data not provided | Data not provided | Data not provided | Data not provided | Y | The necessity and effectiveness of pre‐treatment to condition the water for BCR treatment, MIW loading rate for each BCR medium to achieve effective metal reduction and pH neutralization, Metals removal efficiency (MRE) and sulfate reduction rate for assessing reduction of contaminant toxicity, mass, and volume, through treatment using BCRs, Residuals generation rates (i.e. sludge from precipitation) for operation and maintenance (O&M) consideration, Replacement rate for spent treatment media (substrate for biochemical reactor or limestone in a pre‐treatment process) for O&M consideration, Impacts of wet weather on the treatment effectiveness and how the BCRs would respond to such changes | Data not provided | Data not provided | Data not provided | Data not provided | Data not provided | Data not provided | Data not provided | ND = below detection limit (0.04)
Final Treatability Study Technical Memorandum Formosa Mine Superfund Site Douglas County, Oregon | FORMOSA MINE | ORN001002616 | N/A | OU2 | BCR5 01-05 | Abandoned | Sulfate-reducing bacteria (SRB) BCR with ChitoRem pre-treatment | Passive | Biochemical reactor (BCR) | Pre-treatment | Formosa 1 Adit discharge | Y | Entire system | Aerobic polishing cell (APC) | Data not provided | Pilot | July 2013- October 2013 | Arsenic | As, total | mg/L | N | N/A | [9 empty] | ND | ND | Not Applicable | Data not provided | Data not provided | Data not provided | Data not provided | Data not provided | Data not provided | Data not provided | Data not provided | Data not provided | Effluent | 6.19–6.64 | 0.08–0.93 | mg/L | 15.42–19.66 | °C | Data not provided | N/A | Data not provided | N/A | (-)339.5–(-)216.4 | mV | 2087–4790 | µS/cm | None | N/A | Data not provided | Data not provided | Data not provided | Data not provided | Data not provided | Data not provided | Y | The necessity and effectiveness of pre‐treatment to condition the water for BCR treatment, MIW loading rate for each BCR medium to achieve effective metal reduction and pH neutralization, Metals removal efficiency (MRE) and sulfate reduction rate for assessing reduction of contaminant toxicity, mass, and volume, through treatment using BCRs, Residuals generation rates (i.e. sludge from precipitation) for operation and maintenance (O&M) consideration, Replacement rate for spent treatment media (substrate for biochemical reactor or limestone in a pre‐treatment process) for O&M consideration, Impacts of wet weather on the treatment effectiveness and how the BCRs would respond to such changes | Data not provided | Data not provided | Data not provided | Data not provided | Data not provided | Data not provided | Data not provided | ND = below detection limit (0.04)
Final Treatability Study Technical Memorandum Formosa Mine Superfund Site Douglas County, Oregon | FORMOSA MINE | ORN001002616 | N/A | OU2 | BCR6 01-06 | Abandoned | Sulfate-reducing bacteria (SRB) BCR with ChitoRem pre-treatment | Passive | Biochemical reactor (BCR) | Pre-treatment | Formosa 1 Adit discharge | Y | Entire system | Aerobic polishing cell (APC) | Data not provided | Pilot | July 2013- October 2013 | Arsenic | As, total | mg/L | N | N/A | 0.055 | 0.053 | 63.6364 | [9 empty] | Data not provided | Data not provided | Data not provided | Data not provided | Data not provided | Data not provided | Data not provided | Data not provided | Data not provided | Influent | 3.07 | 1.88 | mg/L | 10.94 | °C | Data not provided | N/A | Data not provided | N/A | 403.8 | mV | 1513 | µS/cm | None | N/A | Data not provided | Data not provided | Data not provided | Data not provided | Data not provided | Data not provided | Y | The necessity and effectiveness of pre‐treatment to condition the water for BCR treatment, MIW loading rate for each BCR medium to achieve effective metal reduction and pH neutralization, Metals removal efficiency (MRE) and sulfate reduction rate for assessing reduction of contaminant toxicity, mass, and volume, through treatment using BCRs, Residuals generation rates (i.e. sludge from precipitation) for operation and maintenance (O&M) consideration, Replacement rate for spent treatment media (substrate for biochemical reactor or limestone in a pre‐treatment process) for O&M consideration, Impacts of wet weather on the treatment effectiveness and how the BCRs would respond to such changes | Data not provided | Data not provided | Data not provided | Data not provided | Data not provided | Data not provided | Data not provided | ND = below detection limit (0.04)
Final Treatability Study Technical Memorandum Formosa Mine Superfund Site Douglas County, Oregon | FORMOSA MINE | ORN001002616 | N/A | OU2 | BCR2 01-02 | Abandoned | Sulfate-reducing bacteria (SRB) BCR without pre-treatment | Passive | Biochemical reactor (BCR) | No pre-treatment | Formosa 1 Adit discharge | N | BCR without pre-treatment | Aerobic polishing cell (APC) | Data not provided | Pilot | July 2013- October 2013 | Aluminum | Al, dissolved | mg/L | N | N/A |  |  |  | 12.4 | ND | 99.6169 | [6 empty] | Data not provided | Data not provided | Data not provided | Data not provided | Data not provided | Data not provided | Data not provided | Data not provided | Data not provided | Influent | 3.36 | 0.05 | mg/L | 11.08 | °C | Data not provided | N/A | Data not provided | N/A | 357.3 | mV | 1366 | µS/cm | None | N/A | Data not provided | Data not provided | Data not provided | Data not provided | Data not provided | Data not provided | Y | The necessity and effectiveness of pre‐treatment to condition the water for BCR treatment, MIW loading rate for each BCR medium to achieve effective metal reduction and pH neutralization, Metals removal efficiency (MRE) and sulfate reduction rate for assessing reduction of contaminant toxicity, mass, and volume, through treatment using BCRs, Residuals generation rates (i.e. sludge from precipitation) for operation and maintenance (O&M) consideration, Replacement rate for spent treatment media (substrate for biochemical reactor or limestone in a pre‐treatment process) for O&M consideration, Impacts of wet weather on the treatment effectiveness and how the BCRs would respond to such changes | Data not provided | Data not provided | Data not provided | Data not provided | Data not provided | Data not provided | Data not provided | ND = below detection limit (0.095)
Final Treatability Study Technical Memorandum Formosa Mine Superfund Site Douglas County, Oregon | FORMOSA MINE | ORN001002616 | N/A | OU2 | BCR3 01-03 | Abandoned | Sulfate-reducing bacteria (SRB) BCR with SAPS pre-treatment | Passive | Biochemical reactor (BCR) | Pre-treatment | Formosa 1 Adit discharge | Y | Entire system | Aerobic polishing cell (APC) | Data not provided | Pilot | July 2013- October 2013 | Aluminum | Al, dissolved | mg/L | N | N/A |  |  |  | 12.4 | ND | 99.6169 | [6 empty] | Data not provided | Data not provided | Data not provided | Data not provided | Data not provided | Data not provided | Data not provided | Data not provided | Data not provided | Influent | 3.36 | 0.05 | mg/L | 11.08 | °C | Data not provided | N/A | Data not provided | N/A | 357.3 | mV | 1366 | µS/cm | None | N/A | Data not provided | Data not provided | Data not provided | Data not provided | Data not provided | Data not provided | Y | The necessity and effectiveness of pre‐treatment to condition the water for BCR treatment, MIW loading rate for each BCR medium to achieve effective metal reduction and pH neutralization, Metals removal efficiency (MRE) and sulfate reduction rate for assessing reduction of contaminant toxicity, mass, and volume, through treatment using BCRs, Residuals generation rates (i.e. sludge from precipitation) for operation and maintenance (O&M) consideration, Replacement rate for spent treatment media (substrate for biochemical reactor or limestone in a pre‐treatment process) for O&M consideration, Impacts of wet weather on the treatment effectiveness and how the BCRs would respond to such changes | Data not provided | Data not provided | Data not provided | Data not provided | Data not provided | Data not provided | Data not provided | ND = below detection limit (0.095)
Final Treatability Study Technical Memorandum Formosa Mine Superfund Site Douglas County, Oregon | FORMOSA MINE | ORN001002616 | N/A | OU2 | BCR3 01-03 | Abandoned | Sulfate-reducing bacteria (SRB) BCR with SAPS pre-treatment | Passive | Biochemical reactor (BCR) | Pre-treatment | Formosa 1 Adit discharge | Y | Entire system | Aerobic polishing cell (APC) | Data not provided | Pilot | July 2013- October 2013 | Aluminum | Al, dissolved | mg/L | N | N/A | [9 empty] | 0.183 | 13.6 | 98.6544 | Data not provided | Data not provided | Data not provided | Data not provided | Data not provided | Data not provided | Data not provided | Data not provided | Data not provided | Effluent | 6.16 | 1.16 | mg/L | 16.36 | °C | Data not provided | N/A | Data not provided | N/A | -209.4 | mV | 1286 | µS/cm | None | N/A | Data not provided | Data not provided | Data not provided | Data not provided | Data not provided | Data not provided | Y | The necessity and effectiveness of pre‐treatment to condition the water for BCR treatment, MIW loading rate for each BCR medium to achieve effective metal reduction and pH neutralization, Metals removal efficiency (MRE) and sulfate reduction rate for assessing reduction of contaminant toxicity, mass, and volume, through treatment using BCRs, Residuals generation rates (i.e. sludge from precipitation) for operation and maintenance (O&M) consideration, Replacement rate for spent treatment media (substrate for biochemical reactor or limestone in a pre‐treatment process) for O&M consideration, Impacts of wet weather on the treatment effectiveness and how the BCRs would respond to such changes | Data not provided | Data not provided | Data not provided | Data not provided | Data not provided | Data not provided | Data not provided | ND = below detection limit (0.095)
Final Treatability Study Technical Memorandum Formosa Mine Superfund Site Douglas County, Oregon | FORMOSA MINE | ORN001002616 | N/A | OU2 | BCR4 01-04 | Abandoned | Sulfate-reducing bacteria (SRB) BCR with SAPS pre-treatment | Passive | Biochemical reactor (BCR) | Pre-treatment | Formosa 1 Adit discharge | Y | Entire system | Aerobic polishing cell (APC) | Data not provided | Pilot | July 2013- October 2013 | Aluminum | Al, dissolved | mg/L | N | N/A |  |  |  | 12.4 | ND | 99.6169 | [6 empty] | Data not provided | Data not provided | Data not provided | Data not provided | Data not provided | Data not provided | Data not provided | Data not provided | Data not provided | Influent | 3.36 | 0.05 | mg/L | 11.08 | °C | Data not provided | N/A | Data not provided | N/A | 357.3 | mV | 1366 | µS/cm | None | N/A | Data not provided | Data not provided | Data not provided | Data not provided | Data not provided | Data not provided | Y | The necessity and effectiveness of pre‐treatment to condition the water for BCR treatment, MIW loading rate for each BCR medium to achieve effective metal reduction and pH neutralization, Metals removal efficiency (MRE) and sulfate reduction rate for assessing reduction of contaminant toxicity, mass, and volume, through treatment using BCRs, Residuals generation rates (i.e. sludge from precipitation) for operation and maintenance (O&M) consideration, Replacement rate for spent treatment media (substrate for biochemical reactor or limestone in a pre‐treatment process) for O&M consideration, Impacts of wet weather on the treatment effectiveness and how the BCRs would respond to such changes | Data not provided | Data not provided | Data not provided | Data not provided | Data not provided | Data not provided | Data not provided | ND = below detection limit (0.095)
Final Treatability Study Technical Memorandum Formosa Mine Superfund Site Douglas County, Oregon | FORMOSA MINE | ORN001002616 | N/A | OU2 | BCR5 01-05 | Abandoned | Sulfate-reducing bacteria (SRB) BCR with ChitoRem pre-treatment | Passive | Biochemical reactor (BCR) | Pre-treatment | Formosa 1 Adit discharge | Y | Entire system | Aerobic polishing cell (APC) | Data not provided | Pilot | July 2013- October 2013 | Aluminum | Al, dissolved | mg/L | N | N/A |  |  |  | 12.4 | ND | 99.6169 | [6 empty] | Data not provided | Data not provided | Data not provided | Data not provided | Data not provided | Data not provided | Data not provided | Data not provided | Data not provided | Influent | 3.36 | 0.05 | mg/L | 11.08 | °C | Data not provided | N/A | Data not provided | N/A | 357.3 | mV | 1366 | µS/cm | None | N/A | Data not provided | Data not provided | Data not provided | Data not provided | Data not provided | Data not provided | Y | The necessity and effectiveness of pre‐treatment to condition the water for BCR treatment, MIW loading rate for each BCR medium to achieve effective metal reduction and pH neutralization, Metals removal efficiency (MRE) and sulfate reduction rate for assessing reduction of contaminant toxicity, mass, and volume, through treatment using BCRs, Residuals generation rates (i.e. sludge from precipitation) for operation and maintenance (O&M) consideration, Replacement rate for spent treatment media (substrate for biochemical reactor or limestone in a pre‐treatment process) for O&M consideration, Impacts of wet weather on the treatment effectiveness and how the BCRs would respond to such changes | Data not provided | Data not provided | Data not provided | Data not provided | Data not provided | Data not provided | Data not provided | ND = below detection limit (0.095)
Final Treatability Study Technical Memorandum Formosa Mine Superfund Site Douglas County, Oregon | FORMOSA MINE | ORN001002616 | N/A | OU2 | BCR6 01-06 | Abandoned | Sulfate-reducing bacteria (SRB) BCR with ChitoRem pre-treatment | Passive | Biochemical reactor (BCR) | Pre-treatment | Formosa 1 Adit discharge | Y | Entire system | Aerobic polishing cell (APC) | Data not provided | Pilot | July 2013- October 2013 | Aluminum | Al, dissolved | mg/L | N | N/A |  |  |  | 12.4 | ND | 99.6169 | [6 empty] | Data not provided | Data not provided | Data not provided | Data not provided | Data not provided | Data not provided | Data not provided | Data not provided | Data not provided | Influent | 3.36 | 0.05 | mg/L | 11.08 | °C | Data not provided | N/A | Data not provided | N/A | 357.3 | mV | 1366 | µS/cm | None | N/A | Data not provided | Data not provided | Data not provided | Data not provided | Data not provided | Data not provided | Y | The necessity and effectiveness of pre‐treatment to condition the water for BCR treatment, MIW loading rate for each BCR medium to achieve effective metal reduction and pH neutralization, Metals removal efficiency (MRE) and sulfate reduction rate for assessing reduction of contaminant toxicity, mass, and volume, through treatment using BCRs, Residuals generation rates (i.e. sludge from precipitation) for operation and maintenance (O&M) consideration, Replacement rate for spent treatment media (substrate for biochemical reactor or limestone in a pre‐treatment process) for O&M consideration, Impacts of wet weather on the treatment effectiveness and how the BCRs would respond to such changes | Data not provided | Data not provided | Data not provided | Data not provided | Data not provided | Data not provided | Data not provided | ND = below detection limit (0.095)
Final Treatability Study Technical Memorandum Formosa Mine Superfund Site Douglas County, Oregon | FORMOSA MINE | ORN001002616 | N/A | OU2 | BCR6 01-06 | Abandoned | Sulfate-reducing bacteria (SRB) BCR with ChitoRem pre-treatment | Passive | Biochemical reactor (BCR) | Pre-treatment | Formosa 1 Adit discharge | Y | Entire system | Aerobic polishing cell (APC) | Data not provided | Pilot | July 2013- October 2013 | Aluminum | Al, dissolved | mg/L | N | N/A | [9 empty] | 1.07 | 13.6 | 92.1324 | Data not provided | Data not provided | Data not provided | Data not provided | Data not provided | Data not provided | Data not provided | Data not provided | Data not provided | Effluent | 6.34 | 1.86 | mg/L | 15.34 | °C | Data not provided | N/A | Data not provided | N/A | -311.4 | mV | 9983 | µS/cm | None | N/A | Data not provided | Data not provided | Data not provided | Data not provided | Data not provided | Data not provided | Y | The necessity and effectiveness of pre‐treatment to condition the water for BCR treatment, MIW loading rate for each BCR medium to achieve effective metal reduction and pH neutralization, Metals removal efficiency (MRE) and sulfate reduction rate for assessing reduction of contaminant toxicity, mass, and volume, through treatment using BCRs, Residuals generation rates (i.e. sludge from precipitation) for operation and maintenance (O&M) consideration, Replacement rate for spent treatment media (substrate for biochemical reactor or limestone in a pre‐treatment process) for O&M consideration, Impacts of wet weather on the treatment effectiveness and how the BCRs would respond to such changes | Data not provided | Data not provided | Data not provided | Data not provided | Data not provided | Data not provided | Data not provided | ND = below detection limit (0.095)
Final Treatability Study Technical Memorandum Formosa Mine Superfund Site Douglas County, Oregon | FORMOSA MINE | ORN001002616 | N/A | OU2 | BCR2 01-02 | Abandoned | Sulfate-reducing bacteria (SRB) BCR without pre-treatment | Passive | Biochemical reactor (BCR) | No pre-treatment | Formosa 1 Adit discharge | N | BCR without pre-treatment | Aerobic polishing cell (APC) | Data not provided | Pilot | July 2013- October 2013 | Aluminum | Al, dissolved | mg/L | N | N/A | [9 empty] | 1.52 | 13.6 | 88.8235 | Data not provided | Data not provided | Data not provided | Data not provided | Data not provided | Data not provided | Data not provided | Data not provided | Data not provided | Effluent | 6.36 | 1.52 | mg/L | 16.17 | °C | Data not provided | N/A | Data not provided | N/A | -294.4 | mV | 8795 | µS/cm | None | N/A | Data not provided | Data not provided | Data not provided | Data not provided | Data not provided | Data not provided | Y | The necessity and effectiveness of pre‐treatment to condition the water for BCR treatment, MIW loading rate for each BCR medium to achieve effective metal reduction and pH neutralization, Metals removal efficiency (MRE) and sulfate reduction rate for assessing reduction of contaminant toxicity, mass, and volume, through treatment using BCRs, Residuals generation rates (i.e. sludge from precipitation) for operation and maintenance (O&M) consideration, Replacement rate for spent treatment media (substrate for biochemical reactor or limestone in a pre‐treatment process) for O&M consideration, Impacts of wet weather on the treatment effectiveness and how the BCRs would respond to such changes | Data not provided | Data not provided | Data not provided | Data not provided | Data not provided | Data not provided | Data not provided | ND = below detection limit (0.095). Smallest value above ND.
Final Treatability Study Technical Memorandum Formosa Mine Superfund Site Douglas County, Oregon | FORMOSA MINE | ORN001002616 | N/A | OU2 | BCR4 01-04 | Abandoned | Sulfate-reducing bacteria (SRB) BCR with SAPS pre-treatment | Passive | Biochemical reactor (BCR) | Pre-treatment | Formosa 1 Adit discharge | Y | Entire system | Aerobic polishing cell (APC) | Data not provided | Pilot | July 2013- October 2013 | Aluminum | Al, dissolved | mg/L | N | N/A | [9 empty] | 0.81 | 13.6 | 94.0441 | Data not provided | Data not provided | Data not provided | Data not provided | Data not provided | Data not provided | Data not provided | Data not provided | Data not provided | Effluent | 6.25 | 1.51 | mg/L | 16.04 | °C | Data not provided | N/A | Data not provided | N/A | -247.6 | mV | 2076 | µS/cm | None | N/A | Data not provided | Data not provided | Data not provided | Data not provided | Data not provided | Data not provided | Y | The necessity and effectiveness of pre‐treatment to condition the water for BCR treatment, MIW loading rate for each BCR medium to achieve effective metal reduction and pH neutralization, Metals removal efficiency (MRE) and sulfate reduction rate for assessing reduction of contaminant toxicity, mass, and volume, through treatment using BCRs, Residuals generation rates (i.e. sludge from precipitation) for operation and maintenance (O&M) consideration, Replacement rate for spent treatment media (substrate for biochemical reactor or limestone in a pre‐treatment process) for O&M consideration, Impacts of wet weather on the treatment effectiveness and how the BCRs would respond to such changes | Data not provided | Data not provided | Data not provided | Data not provided | Data not provided | Data not provided | Data not provided | ND = below detection limit (0.095). Smallest value above ND.
Final Treatability Study Technical Memorandum Formosa Mine Superfund Site Douglas County, Oregon | FORMOSA MINE | ORN001002616 | N/A | OU2 | BCR2 01-02 | Abandoned | Sulfate-reducing bacteria (SRB) BCR without pre-treatment | Passive | Biochemical reactor (BCR) | No pre-treatment | Formosa 1 Adit discharge | N | BCR without pre-treatment | Aerobic polishing cell (APC) | Data not provided | Pilot | July 2013- October 2013 | Aluminum | Al, total | mg/L | N | N/A |  |  |  | 12.6 | ND | 99.5833 | [6 empty] | Data not provided | Data not provided | Data not provided | Data not provided | Data not provided | Data not provided | Data not provided | Data not provided | Data not provided | Influent | 3.36 | 0.05 | mg/L | 11.08 | °C | Data not provided | N/A | Data not provided | N/A | 357.3 | mV | 1366 | µS/cm | None | N/A | Data not provided | Data not provided | Data not provided | Data not provided | Data not provided | Data not provided | Y | The necessity and effectiveness of pre‐treatment to condition the water for BCR treatment, MIW loading rate for each BCR medium to achieve effective metal reduction and pH neutralization, Metals removal efficiency (MRE) and sulfate reduction rate for assessing reduction of contaminant toxicity, mass, and volume, through treatment using BCRs, Residuals generation rates (i.e. sludge from precipitation) for operation and maintenance (O&M) consideration, Replacement rate for spent treatment media (substrate for biochemical reactor or limestone in a pre‐treatment process) for O&M consideration, Impacts of wet weather on the treatment effectiveness and how the BCRs would respond to such changes | Data not provided | Data not provided | Data not provided | Data not provided | Data not provided | Data not provided | Data not provided | ND = below detection limit (0.105)
Final Treatability Study Technical Memorandum Formosa Mine Superfund Site Douglas County, Oregon | FORMOSA MINE | ORN001002616 | N/A | OU2 | BCR2 01-02 | Abandoned | Sulfate-reducing bacteria (SRB) BCR without pre-treatment | Passive | Biochemical reactor (BCR) | No pre-treatment | Formosa 1 Adit discharge | N | BCR without pre-treatment | Aerobic polishing cell (APC) | Data not provided | Pilot | July 2013- October 2013 | Aluminum | Al, total | mg/L | N | N/A | [9 empty] | ND | 12.6 | 99.5833 | Data not provided | Data not provided | Data not provided | Data not provided | Data not provided | Data not provided | Data not provided | Data not provided | Data not provided | Effluent | 6.34 | 0.27 | mg/L | 15.09 | °C | Data not provided | N/A | Data not provided | N/A | -181 | mV | 4367 | µS/cm | None | N/A | Data not provided | Data not provided | Data not provided | Data not provided | Data not provided | Data not provided | Y | The necessity and effectiveness of pre‐treatment to condition the water for BCR treatment, MIW loading rate for each BCR medium to achieve effective metal reduction and pH neutralization, Metals removal efficiency (MRE) and sulfate reduction rate for assessing reduction of contaminant toxicity, mass, and volume, through treatment using BCRs, Residuals generation rates (i.e. sludge from precipitation) for operation and maintenance (O&M) consideration, Replacement rate for spent treatment media (substrate for biochemical reactor or limestone in a pre‐treatment process) for O&M consideration, Impacts of wet weather on the treatment effectiveness and how the BCRs would respond to such changes | Data not provided | Data not provided | Data not provided | Data not provided | Data not provided | Data not provided | Data not provided | ND = below detection limit (0.105)
Final Treatability Study Technical Memorandum Formosa Mine Superfund Site Douglas County, Oregon | FORMOSA MINE | ORN001002616 | N/A | OU2 | BCR3 01-03 | Abandoned | Sulfate-reducing bacteria (SRB) BCR with SAPS pre-treatment | Passive | Biochemical reactor (BCR) | Pre-treatment | Formosa 1 Adit discharge | Y | Entire system | Aerobic polishing cell (APC) | Data not provided | Pilot | July 2013- October 2013 | Aluminum | Al, total | mg/L | N | N/A |  |  |  | 12.6 | ND | 99.5833 | [6 empty] | Data not provided | Data not provided | Data not provided | Data not provided | Data not provided | Data not provided | Data not provided | Data not provided | Data not provided | Influent | 3.36 | 0.05 | mg/L | 11.08 | °C | Data not provided | N/A | Data not provided | N/A | 357.3 | mV | 1366 | µS/cm | None | N/A | Data not provided | Data not provided | Data not provided | Data not provided | Data not provided | Data not provided | Y | The necessity and effectiveness of pre‐treatment to condition the water for BCR treatment, MIW loading rate for each BCR medium to achieve effective metal reduction and pH neutralization, Metals removal efficiency (MRE) and sulfate reduction rate for assessing reduction of contaminant toxicity, mass, and volume, through treatment using BCRs, Residuals generation rates (i.e. sludge from precipitation) for operation and maintenance (O&M) consideration, Replacement rate for spent treatment media (substrate for biochemical reactor or limestone in a pre‐treatment process) for O&M consideration, Impacts of wet weather on the treatment effectiveness and how the BCRs would respond to such changes | Data not provided | Data not provided | Data not provided | Data not provided | Data not provided | Data not provided | Data not provided | ND = below detection limit (0.105)
Final Treatability Study Technical Memorandum Formosa Mine Superfund Site Douglas County, Oregon | FORMOSA MINE | ORN001002616 | N/A | OU2 | BCR4 01-04 | Abandoned | Sulfate-reducing bacteria (SRB) BCR with SAPS pre-treatment | Passive | Biochemical reactor (BCR) | Pre-treatment | Formosa 1 Adit discharge | Y | Entire system | Aerobic polishing cell (APC) | Data not provided | Pilot | July 2013- October 2013 | Aluminum | Al, total | mg/L | N | N/A |  |  |  | 12.6 | ND | 99.5833 | [6 empty] | Data not provided | Data not provided | Data not provided | Data not provided | Data not provided | Data not provided | Data not provided | Data not provided | Data not provided | Influent | 3.36 | 0.05 | mg/L | 11.08 | °C | Data not provided | N/A | Data not provided | N/A | 357.3 | mV | 1366 | µS/cm | None | N/A | Data not provided | Data not provided | Data not provided | Data not provided | Data not provided | Data not provided | Y | The necessity and effectiveness of pre‐treatment to condition the water for BCR treatment, MIW loading rate for each BCR medium to achieve effective metal reduction and pH neutralization, Metals removal efficiency (MRE) and sulfate reduction rate for assessing reduction of contaminant toxicity, mass, and volume, through treatment using BCRs, Residuals generation rates (i.e. sludge from precipitation) for operation and maintenance (O&M) consideration, Replacement rate for spent treatment media (substrate for biochemical reactor or limestone in a pre‐treatment process) for O&M consideration, Impacts of wet weather on the treatment effectiveness and how the BCRs would respond to such changes | Data not provided | Data not provided | Data not provided | Data not provided | Data not provided | Data not provided | Data not provided | ND = below detection limit (0.105)
Final Treatability Study Technical Memorandum Formosa Mine Superfund Site Douglas County, Oregon | FORMOSA MINE | ORN001002616 | N/A | OU2 | BCR5 01-05 | Abandoned | Sulfate-reducing bacteria (SRB) BCR with ChitoRem pre-treatment | Passive | Biochemical reactor (BCR) | Pre-treatment | Formosa 1 Adit discharge | Y | Entire system | Aerobic polishing cell (APC) | Data not provided | Pilot | July 2013- October 2013 | Aluminum | Al, total | mg/L | N | N/A |  |  |  | 12.6 | ND | 99.5833 | [6 empty] | Data not provided | Data not provided | Data not provided | Data not provided | Data not provided | Data not provided | Data not provided | Data not provided | Data not provided | Influent | 3.36 | 0.05 | mg/L | 11.08 | °C | Data not provided | N/A | Data not provided | N/A | 357.3 | mV | 1366 | µS/cm | None | N/A | Data not provided | Data not provided | Data not provided | Data not provided | Data not provided | Data not provided | Y | The necessity and effectiveness of pre‐treatment to condition the water for BCR treatment, MIW loading rate for each BCR medium to achieve effective metal reduction and pH neutralization, Metals removal efficiency (MRE) and sulfate reduction rate for assessing reduction of contaminant toxicity, mass, and volume, through treatment using BCRs, Residuals generation rates (i.e. sludge from precipitation) for operation and maintenance (O&M) consideration, Replacement rate for spent treatment media (substrate for biochemical reactor or limestone in a pre‐treatment process) for O&M consideration, Impacts of wet weather on the treatment effectiveness and how the BCRs would respond to such changes | Data not provided | Data not provided | Data not provided | Data not provided | Data not provided | Data not provided | Data not provided | ND = below detection limit (0.105)
Final Treatability Study Technical Memorandum Formosa Mine Superfund Site Douglas County, Oregon | FORMOSA MINE | ORN001002616 | N/A | OU2 | BCR5 01-05 | Abandoned | Sulfate-reducing bacteria (SRB) BCR with ChitoRem pre-treatment | Passive | Biochemical reactor (BCR) | Pre-treatment | Formosa 1 Adit discharge | Y | Entire system | Aerobic polishing cell (APC) | Data not provided | Pilot | July 2013- October 2013 | Aluminum | Al, total | mg/L | N | N/A | [9 empty] | ND | 12.6 | 99.5833 | Data not provided | Data not provided | Data not provided | Data not provided | Data not provided | Data not provided | Data not provided | Data not provided | Data not provided | Effluent | 6.68 | 0.08 | mg/L | 15.42 | °C | Data not provided | N/A | Data not provided | N/A | -231.3 | mV | 2087 | µS/cm | None | N/A | Data not provided | Data not provided | Data not provided | Data not provided | Data not provided | Data not provided | Y | The necessity and effectiveness of pre‐treatment to condition the water for BCR treatment, MIW loading rate for each BCR medium to achieve effective metal reduction and pH neutralization, Metals removal efficiency (MRE) and sulfate reduction rate for assessing reduction of contaminant toxicity, mass, and volume, through treatment using BCRs, Residuals generation rates (i.e. sludge from precipitation) for operation and maintenance (O&M) consideration, Replacement rate for spent treatment media (substrate for biochemical reactor or limestone in a pre‐treatment process) for O&M consideration, Impacts of wet weather on the treatment effectiveness and how the BCRs would respond to such changes | Data not provided | Data not provided | Data not provided | Data not provided | Data not provided | Data not provided | Data not provided | ND = below detection limit (0.105)
Final Treatability Study Technical Memorandum Formosa Mine Superfund Site Douglas County, Oregon | FORMOSA MINE | ORN001002616 | N/A | OU2 | BCR6 01-06 | Abandoned | Sulfate-reducing bacteria (SRB) BCR with ChitoRem pre-treatment | Passive | Biochemical reactor (BCR) | Pre-treatment | Formosa 1 Adit discharge | Y | Entire system | Aerobic polishing cell (APC) | Data not provided | Pilot | July 2013- October 2013 | Aluminum | Al, total | mg/L | N | N/A |  |  |  | 12.6 | ND | 99.5833 | [6 empty] | Data not provided | Data not provided | Data not provided | Data not provided | Data not provided | Data not provided | Data not provided | Data not provided | Data not provided | Influent | 3.36 | 0.05 | mg/L | 11.08 | °C | Data not provided | N/A | Data not provided | N/A | 357.3 | mV | 1366 | µS/cm | None | N/A | Data not provided | Data not provided | Data not provided | Data not provided | Data not provided | Data not provided | Y | The necessity and effectiveness of pre‐treatment to condition the water for BCR treatment, MIW loading rate for each BCR medium to achieve effective metal reduction and pH neutralization, Metals removal efficiency (MRE) and sulfate reduction rate for assessing reduction of contaminant toxicity, mass, and volume, through treatment using BCRs, Residuals generation rates (i.e. sludge from precipitation) for operation and maintenance (O&M) consideration, Replacement rate for spent treatment media (substrate for biochemical reactor or limestone in a pre‐treatment process) for O&M consideration, Impacts of wet weather on the treatment effectiveness and how the BCRs would respond to such changes | Data not provided | Data not provided | Data not provided | Data not provided | Data not provided | Data not provided | Data not provided | ND = below detection limit (0.105)
Final Treatability Study Technical Memorandum Formosa Mine Superfund Site Douglas County, Oregon | FORMOSA MINE | ORN001002616 | N/A | OU2 | BCR5 01-05 | Abandoned | Sulfate-reducing bacteria (SRB) BCR with ChitoRem pre-treatment | Passive | Biochemical reactor (BCR) | Pre-treatment | Formosa 1 Adit discharge | Y | Entire system | Aerobic polishing cell (APC) | Data not provided | Pilot | July 2013- October 2013 | Aluminum | Al, dissolved | mg/L | N | N/A | [9 empty] | 0.219 | 13.6 | 98.3897 | Data not provided | Data not provided | Data not provided | Data not provided | Data not provided | Data not provided | Data not provided | Data not provided | Data not provided | Effluent | 6.43 | 0.93 | mg/L | 16.4 | °C | Data not provided | N/A | Data not provided | N/A | -339.5 | mV | 2833 | µS/cm | None | N/A | Data not provided | Data not provided | Data not provided | Data not provided | Data not provided | Data not provided | Y | The necessity and effectiveness of pre‐treatment to condition the water for BCR treatment, MIW loading rate for each BCR medium to achieve effective metal reduction and pH neutralization, Metals removal efficiency (MRE) and sulfate reduction rate for assessing reduction of contaminant toxicity, mass, and volume, through treatment using BCRs, Residuals generation rates (i.e. sludge from precipitation) for operation and maintenance (O&M) consideration, Replacement rate for spent treatment media (substrate for biochemical reactor or limestone in a pre‐treatment process) for O&M consideration, Impacts of wet weather on the treatment effectiveness and how the BCRs would respond to such changes | Data not provided | Data not provided | Data not provided | Data not provided | Data not provided | Data not provided | Data not provided | ND = below detection limit (0.105). Smallest effluent above the detection limit.
Final Treatability Study Technical Memorandum Formosa Mine Superfund Site Douglas County, Oregon | FORMOSA MINE | ORN001002616 | N/A | OU2 | BCR3 01-03 | Abandoned | Sulfate-reducing bacteria (SRB) BCR with SAPS pre-treatment | Passive | Biochemical reactor (BCR) | Pre-treatment | Formosa 1 Adit discharge | Y | Entire system | Aerobic polishing cell (APC) | Data not provided | Pilot | July 2013- October 2013 | Aluminum | Al, total | mg/L | N | N/A | [9 empty] | ND | 13.6, 12.6 | 99.58 - 99.61 | Data not provided | Data not provided | Data not provided | Data not provided | Data not provided | Data not provided | Data not provided | Data not provided | Data not provided | Effluent | 6.16, 6.26 | 1.16, 0.32 | mg/L | 16.36, 15.33 | °C | Data not provided | N/A | Data not provided | N/A | (-)209.4, (-)171.2 | mV | 1286, 1237 | µS/cm | None | N/A | Data not provided | Data not provided | Data not provided | Data not provided | Data not provided | Data not provided | Y | The necessity and effectiveness of pre‐treatment to condition the water for BCR treatment, MIW loading rate for each BCR medium to achieve effective metal reduction and pH neutralization, Metals removal efficiency (MRE) and sulfate reduction rate for assessing reduction of contaminant toxicity, mass, and volume, through treatment using BCRs, Residuals generation rates (i.e. sludge from precipitation) for operation and maintenance (O&M) consideration, Replacement rate for spent treatment media (substrate for biochemical reactor or limestone in a pre‐treatment process) for O&M consideration, Impacts of wet weather on the treatment effectiveness and how the BCRs would respond to such changes | Data not provided | Data not provided | Data not provided | Data not provided | Data not provided | Data not provided | Data not provided | ND = below detection limit (0.105). Two days with effluent of ND so influent and field parameters for both days are shown
Final Treatability Study Technical Memorandum Formosa Mine Superfund Site Douglas County, Oregon | FORMOSA MINE | ORN001002616 | N/A | OU2 | BCR5 01-05 | Abandoned | Sulfate-reducing bacteria (SRB) BCR with ChitoRem pre-treatment | Passive | Biochemical reactor (BCR) | Pre-treatment | Formosa 1 Adit discharge | Y | Entire system | Aerobic polishing cell (APC) | Data not provided | Pilot | July 2013- October 2013 | Barium | Ba, dissolved | mg/L | N | N/A | [6 empty] | 0.659 | ND | Not Applicable |  |  |  | Data not provided | Data not provided | Data not provided | Data not provided | Data not provided | Data not provided | Data not provided | Data not provided | Data not provided | Effluent | 6.62 | 0.08 | mg/L | 15.42 | °C | Data not provided | N/A | Data not provided | N/A | -231.3 | mV | 2087 | µS/cm | None | N/A | Data not provided | Data not provided | Data not provided | Data not provided | Data not provided | Data not provided | Y | The necessity and effectiveness of pre‐treatment to condition the water for BCR treatment, MIW loading rate for each BCR medium to achieve effective metal reduction and pH neutralization, Metals removal efficiency (MRE) and sulfate reduction rate for assessing reduction of contaminant toxicity, mass, and volume, through treatment using BCRs, Residuals generation rates (i.e. sludge from precipitation) for operation and maintenance (O&M) consideration, Replacement rate for spent treatment media (substrate for biochemical reactor or limestone in a pre‐treatment process) for O&M consideration, Impacts of wet weather on the treatment effectiveness and how the BCRs would respond to such changes | Data not provided | Data not provided | Data not provided | Data not provided | Data not provided | Data not provided | Influent labeled as ND but not consistent with detection limit of 0.015 | ND = below detection limit (0.108)
Final Treatability Study Technical Memorandum Formosa Mine Superfund Site Douglas County, Oregon | FORMOSA MINE | ORN001002616 | N/A | OU2 | BCR6 01-06 | Abandoned | Sulfate-reducing bacteria (SRB) BCR with ChitoRem pre-treatment | Passive | Biochemical reactor (BCR) | Pre-treatment | Formosa 1 Adit discharge | Y | Entire system | Aerobic polishing cell (APC) | Data not provided | Pilot | July 2013- October 2013 | Barium | Ba, dissolved | mg/L | N | N/A | [6 empty] | 0.755 | ND | Not Applicable |  |  |  | Data not provided | Data not provided | Data not provided | Data not provided | Data not provided | Data not provided | Data not provided | Data not provided | Data not provided | Effluent | 6.32 | 0.38 | mg/L | 16.21 | °C | Data not provided | N/A | Data not provided | N/A | -207.9 | mV | 4551 | µS/cm | None | N/A | Data not provided | Data not provided | Data not provided | Data not provided | Data not provided | Data not provided | Y | The necessity and effectiveness of pre‐treatment to condition the water for BCR treatment, MIW loading rate for each BCR medium to achieve effective metal reduction and pH neutralization, Metals removal efficiency (MRE) and sulfate reduction rate for assessing reduction of contaminant toxicity, mass, and volume, through treatment using BCRs, Residuals generation rates (i.e. sludge from precipitation) for operation and maintenance (O&M) consideration, Replacement rate for spent treatment media (substrate for biochemical reactor or limestone in a pre‐treatment process) for O&M consideration, Impacts of wet weather on the treatment effectiveness and how the BCRs would respond to such changes | Data not provided | Data not provided | Data not provided | Data not provided | Data not provided | Data not provided | Influent labeled as ND but not consistent with detection limit of 0.015 | ND = below detection limit (0.108)
Final Treatability Study Technical Memorandum Formosa Mine Superfund Site Douglas County, Oregon | FORMOSA MINE | ORN001002616 | N/A | OU2 | BCR1 01-01 | Abandoned | Sulfate-reducing bacteria (SRB) BCR without pre-treatment | Passive | Biochemical reactor (BCR) | No pre-treatment | Formosa 1 Adit discharge | N | BCR without pre-treatment | Aerobic polishing cell (APC) | Data not provided | Pilot | July 2013- October 2013 | Chloride | Cl, total | mg/L | N | N/A | [9 empty] | 2.9 | 2.87 | -1.0453 | Data not provided | Data not provided | Data not provided | Data not provided | Data not provided | Data not provided | Data not provided | Data not provided | Data not provided | Effluent | 5.9 | 1.91 | mg/L | 16.56 | °C | Data not provided | N/A | Data not provided | N/A | -21.4 | mV | 1215 | µS/cm | None | N/A | Data not provided | Data not provided | Data not provided | Data not provided | Data not provided | Data not provided | Data not provided | Data not provided | Data not provided | Data not provided | Data not provided | Data not provided | Data not provided | Data not provided | Data not provided
Final Treatability Study Technical Memorandum Formosa Mine Superfund Site Douglas County, Oregon | FORMOSA MINE | ORN001002616 | N/A | OU2 | BCR3 01-03 | Abandoned | Sulfate-reducing bacteria (SRB) BCR with SAPS pre-treatment | Passive | Biochemical reactor (BCR) | Pre-treatment | Formosa 1 Adit discharge | Y | Entire system | Aerobic polishing cell (APC) | Data not provided | Pilot | July 2013- October 2013 | Chloride | Cl, total | mg/L | N | N/A | [9 empty] | 2.72 | 2.87 | 5.2265 | Data not provided | Data not provided | Data not provided | Data not provided | Data not provided | Data not provided | Data not provided | Data not provided | Data not provided | Effluent | 6.16 | 1.16 | mg/L | 16.63 | °C | Data not provided | N/A | Data not provided | N/A | -209.4 | mV | 1286 | µS/cm | None | N/A | Data not provided | Data not provided | Data not provided | Data not provided | Data not provided | Data not provided | Data not provided | Data not provided | Data not provided | Data not provided | Data not provided | Data not provided | Data not provided | Data not provided | Data not provided
Final Treatability Study Technical Memorandum Formosa Mine Superfund Site Douglas County, Oregon | FORMOSA MINE | ORN001002616 | N/A | OU2 | BCR4 01-04 | Abandoned | Sulfate-reducing bacteria (SRB) BCR with SAPS pre-treatment | Passive | Biochemical reactor (BCR) | Pre-treatment | Formosa 1 Adit discharge | Y | Entire system | Aerobic polishing cell (APC) | Data not provided | Pilot | July 2013- October 2013 | Barium | Ba, dissolved | mg/L | N | N/A | [6 empty] | 0.595 | ND | Not Applicable |  |  |  | Data not provided | Data not provided | Data not provided | Data not provided | Data not provided | Data not provided | Data not provided | Data not provided | Data not provided | Effluent | 6.25 | 1.51 | mg/L | 16.04 | °C | Data not provided | N/A | Data not provided | N/A | -247.6 | mV | 2076 | µS/cm | None | N/A | Data not provided | Data not provided | Data not provided | Data not provided | Data not provided | Data not provided | Y | The necessity and effectiveness of pre‐treatment to condition the water for BCR treatment, MIW loading rate for each BCR medium to achieve effective metal reduction and pH neutralization, Metals removal efficiency (MRE) and sulfate reduction rate for assessing reduction of contaminant toxicity, mass, and volume, through treatment using BCRs, Residuals generation rates (i.e. sludge from precipitation) for operation and maintenance (O&M) consideration, Replacement rate for spent treatment media (substrate for biochemical reactor or limestone in a pre‐treatment process) for O&M consideration, Impacts of wet weather on the treatment effectiveness and how the BCRs would respond to such changes | Data not provided | Data not provided | Data not provided | Data not provided | Data not provided | Data not provided | Influent labeled as ND but not consistent with detection limit of 0.015 | ND = below detection limit (0.174)
Final Treatability Study Technical Memorandum Formosa Mine Superfund Site Douglas County, Oregon | FORMOSA MINE | ORN001002616 | N/A | OU2 | BCR6 01-06 | Abandoned | Sulfate-reducing bacteria (SRB) BCR with ChitoRem pre-treatment | Passive | Biochemical reactor (BCR) | Pre-treatment | Formosa 1 Adit discharge | Y | Entire system | Aerobic polishing cell (APC) | Data not provided | Pilot | July 2013- October 2013 | Fluoride | F, total | mg/L | N | N/A | [6 empty] | ND | 1.26–2.1 | 91.3 - 94.8 |  |  |  | Data not provided | Data not provided | Data not provided | Data not provided | Data not provided | Data not provided | Data not provided | Data not provided | Data not provided | Effluent | 6.3–6.69 | 0.2–1.86 | mg/L | 15.34–21.81 | °C | Data not provided | N/A | Data not provided | N/A | (-)311.4–(-)178.5 | mV | 4,551–37,260 | µS/cm | None | N/A | Data not provided | Data not provided | Data not provided | Data not provided | Data not provided | Data not provided | Data not provided | Data not provided | Data not provided | Data not provided | Data not provided | Data not provided | Data not provided | Data not provided | Data not provided | All effluent is ND. Range of associated influent shown. ND = below detection limit (0.22)
Final Treatability Study Technical Memorandum Formosa Mine Superfund Site Douglas County, Oregon | FORMOSA MINE | ORN001002616 | N/A | OU2 | BCR6 01-06 | Abandoned | Sulfate-reducing bacteria (SRB) BCR with ChitoRem pre-treatment | Passive | Biochemical reactor (BCR) | Pre-treatment | Formosa 1 Adit discharge | Y | Entire system | Aerobic polishing cell (APC) | Data not provided | Pilot | July 2013- October 2013 | Sulfate | Sulfate, total | mg/L | N | N/A | 2180 | ND | 99.9241 | [9 empty] | Data not provided | Data not provided | Data not provided | Data not provided | Data not provided | Data not provided | Data not provided | Data not provided | Data not provided | Influent | 3.26 | 1.1 | mg/L | 10.13 | °C | Data not provided | N/A | Data not provided | N/A | 320.9 | mV | 1532 | µS/cm | None | N/A | Data not provided | Data not provided | Data not provided | Data not provided | Data not provided | Data not provided | Data not provided | Data not provided | Data not provided | Data not provided | Data not provided | Data not provided | Data not provided | Data not provided | Data not provided | ND = below detection limit (3.31)
Final Treatability Study Technical Memorandum Formosa Mine Superfund Site Douglas County, Oregon | FORMOSA MINE | ORN001002616 | N/A | OU2 | BCR4 01-04 | Abandoned | Sulfate-reducing bacteria (SRB) BCR with SAPS pre-treatment | Passive | Biochemical reactor (BCR) | Pre-treatment | Formosa 1 Adit discharge | Y | Entire system | Aerobic polishing cell (APC) | Data not provided | Pilot | July 2013- October 2013 | Aluminum | Al, total | mg/L | N | N/A | [9 empty] | ND | 12.6 | 99.5833 | Data not provided | Data not provided | Data not provided | Data not provided | Data not provided | Data not provided | Data not provided | Data not provided | Data not provided | Effluent | 6.47 | 0.16 | mg/L | 15.14 | °C | Data not provided | N/A | Data not provided | N/A | -236.6 | mV | 2943 | µS/cm | None | N/A | Data not provided | Data not provided | Data not provided | Data not provided | Data not provided | Data not provided | Y | The necessity and effectiveness of pre‐treatment to condition the water for BCR treatment, MIW loading rate for each BCR medium to achieve effective metal reduction and pH neutralization, Metals removal efficiency (MRE) and sulfate reduction rate for assessing reduction of contaminant toxicity, mass, and volume, through treatment using BCRs, Residuals generation rates (i.e. sludge from precipitation) for operation and maintenance (O&M) consideration, Replacement rate for spent treatment media (substrate for biochemical reactor or limestone in a pre‐treatment process) for O&M consideration, Impacts of wet weather on the treatment effectiveness and how the BCRs would respond to such changes | Data not provided | Data not provided | Data not provided | Data not provided | Data not provided | Data not provided | Data not provided | ND = below detection limit(0.105)
Final Treatability Study Technical Memorandum Formosa Mine Superfund Site Douglas County, Oregon | FORMOSA MINE | ORN001002616 | N/A | OU2 | BCR6 01-06 | Abandoned | Sulfate-reducing bacteria (SRB) BCR with ChitoRem pre-treatment | Passive | Biochemical reactor (BCR) | Pre-treatment | Formosa 1 Adit discharge | Y | Entire system | Aerobic polishing cell (APC) | Data not provided | Pilot | July 2013- October 2013 | Aluminum | Al, total | mg/L | N | N/A | [9 empty] | ND | 12.6 | 99.5833 | Data not provided | Data not provided | Data not provided | Data not provided | Data not provided | Data not provided | Data not provided | Data not provided | Data not provided | Effluent | 6.52 | 0.38 | mg/L | 16.21 | °C | Data not provided | N/A | Data not provided | N/A | -207.9 | mV | 4551 | µS/cm | None | N/A | Data not provided | Data not provided | Data not provided | Data not provided | Data not provided | Data not provided | Y | The necessity and effectiveness of pre‐treatment to condition the water for BCR treatment, MIW loading rate for each BCR medium to achieve effective metal reduction and pH neutralization, Metals removal efficiency (MRE) and sulfate reduction rate for assessing reduction of contaminant toxicity, mass, and volume, through treatment using BCRs, Residuals generation rates (i.e. sludge from precipitation) for operation and maintenance (O&M) consideration, Replacement rate for spent treatment media (substrate for biochemical reactor or limestone in a pre‐treatment process) for O&M consideration, Impacts of wet weather on the treatment effectiveness and how the BCRs would respond to such changes | Data not provided | Data not provided | Data not provided | Data not provided | Data not provided | Data not provided | Data not provided | ND = below detection limit(0.105)
Final Treatability Study Technical Memorandum Formosa Mine Superfund Site Douglas County, Oregon | FORMOSA MINE | ORN001002616 | N/A | OU2 | BCR2 01-02 | Abandoned | Sulfate-reducing bacteria (SRB) BCR without pre-treatment | Passive | Biochemical reactor (BCR) | No pre-treatment | Formosa 1 Adit discharge | N | BCR without pre-treatment | Aerobic polishing cell (APC) | Data not provided | Pilot | July 2013- October 2013 | Fluoride | F, total | mg/L | N | N/A | [9 empty] | ND | 1.26–2.1 | 91.3 - 94.8 | Data not provided | Data not provided | Data not provided | Data not provided | Data not provided | Data not provided | Data not provided | Data not provided | Data not provided | Effluent | 6.34–6.64 | 0.27–1.52 | mg/L | 15.09–21.63 | °C | Data not provided | N/A | Data not provided | N/A | (-)294.4–(-)162.9 | mV | 4,367–35,860 | µS/cm | None | N/A | Data not provided | Data not provided | Data not provided | Data not provided | Data not provided | Data not provided | Data not provided | Data not provided | Data not provided | Data not provided | Data not provided | Data not provided | Data not provided | Data not provided | Data not provided | All effluent is ND. Range of associated influent shown. ND = below detection limit (0.22)
Final Treatability Study Technical Memorandum Formosa Mine Superfund Site Douglas County, Oregon | FORMOSA MINE | ORN001002616 | N/A | OU2 | BCR4 01-04 | Abandoned | Sulfate-reducing bacteria (SRB) BCR with SAPS pre-treatment | Passive | Biochemical reactor (BCR) | Pre-treatment | Formosa 1 Adit discharge | Y | Entire system | Aerobic polishing cell (APC) | Data not provided | Pilot | July 2013- October 2013 | Fluoride | F, total | mg/L | N | N/A | [9 empty] | ND | 1.26–2.1 | 91.3 - 94.8 | Data not provided | Data not provided | Data not provided | Data not provided | Data not provided | Data not provided | Data not provided | Data not provided | Data not provided | Effluent | 6.25–6.7 | 0.16–1.51 | mg/L | 15.14–21.21 | °C | Data not provided | N/A | Data not provided | N/A | (-)247.6–(-)162.9 | mV | 2,076–23,850 | µS/cm | None | N/A | Data not provided | Data not provided | Data not provided | Data not provided | Data not provided | Data not provided | Data not provided | Data not provided | Data not provided | Data not provided | Data not provided | Data not provided | Data not provided | Data not provided | Data not provided | All effluent is ND. Range of associated influent shown. ND = below detection limit (0.22)
Final Treatability Study Technical Memorandum Formosa Mine Superfund Site Douglas County, Oregon | FORMOSA MINE | ORN001002616 | N/A | OU2 | BCR5 01-05 | Abandoned | Sulfate-reducing bacteria (SRB) BCR with ChitoRem pre-treatment | Passive | Biochemical reactor (BCR) | Pre-treatment | Formosa 1 Adit discharge | Y | Entire system | Aerobic polishing cell (APC) | Data not provided | Pilot | July 2013- October 2013 | Fluoride | F, total | mg/L | N | N/A | 2.1 | ND | 94.7619 | [9 empty] | Data not provided | Data not provided | Data not provided | Data not provided | Data not provided | Data not provided | Data not provided | Data not provided | Data not provided | Influent | 3.07 | 1.88 | mg/L | 10.94 | °C | Data not provided | N/A | Data not provided | N/A | 403.8 | mV | 1523 | µS/cm | None | N/A | Data not provided | Data not provided | Data not provided | Data not provided | Data not provided | Data not provided | Data not provided | Data not provided | Data not provided | Data not provided | Data not provided | Data not provided | Data not provided | Data not provided | Data not provided | ND = below detection limit (0.22).
Final Treatability Study Technical Memorandum Formosa Mine Superfund Site Douglas County, Oregon | FORMOSA MINE | ORN001002616 | N/A | OU2 | BCR3 01-03 | Abandoned | Sulfate-reducing bacteria (SRB) BCR with SAPS pre-treatment | Passive | Biochemical reactor (BCR) | Pre-treatment | Formosa 1 Adit discharge | Y | Entire system | Aerobic polishing cell (APC) | Data not provided | Pilot | July 2013- October 2013 | Aluminum | Al, dissolved | mg/L | N | N/A | 14.2 | 0.34 | 97.6056 | [9 empty] | Data not provided | Data not provided | Data not provided | Data not provided | Data not provided | Data not provided | Data not provided | Data not provided | Data not provided | Influent | 3.18 | 2.04 | mg/L | 13.17 | °C | Data not provided | N/A | Data not provided | N/A | 389.1 | mV | 1470 | µS/cm | None | N/A | Data not provided | Data not provided | Data not provided | Data not provided | Data not provided | Data not provided | Y | The necessity and effectiveness of pre‐treatment to condition the water for BCR treatment, MIW loading rate for each BCR medium to achieve effective metal reduction and pH neutralization, Metals removal efficiency (MRE) and sulfate reduction rate for assessing reduction of contaminant toxicity, mass, and volume, through treatment using BCRs, Residuals generation rates (i.e. sludge from precipitation) for operation and maintenance (O&M) consideration, Replacement rate for spent treatment media (substrate for biochemical reactor or limestone in a pre‐treatment process) for O&M consideration, Impacts of wet weather on the treatment effectiveness and how the BCRs would respond to such changes | Data not provided | Data not provided | Data not provided | Data not provided | Data not provided | Data not provided | Data not provided | ND = below detection limit. Sample date should be 07/15/2013 but is marked as 07/10/2013 in the parameters table in the PDF.
Final Treatability Study Technical Memorandum Formosa Mine Superfund Site Douglas County, Oregon | FORMOSA MINE | ORN001002616 | N/A | OU2 | BCR2 01-02 | Abandoned | Sulfate-reducing bacteria (SRB) BCR without pre-treatment | Passive | Biochemical reactor (BCR) | No pre-treatment | Formosa 1 Adit discharge | N | BCR without pre-treatment | Aerobic polishing cell (APC) | Data not provided | Pilot | July 2013- October 2013 | Copper | Cu, dissolved | mg/L | N | N/A |  |  |  | 3.8 | ND | 99.9079 | [6 empty] | Data not provided | Data not provided | Data not provided | Data not provided | Data not provided | Data not provided | Data not provided | Data not provided | Data not provided | Influent | 3.37 | 0.05 | mg/L | 11.08 | °C | Data not provided | N/A | Data not provided | N/A | 357.3 | mV | 1366 | µS/cm | None | N/A | Data not provided | Data not provided | Data not provided | Data not provided | Data not provided | Data not provided | Y | The necessity and effectiveness of pre‐treatment to condition the water for BCR treatment, MIW loading rate for each BCR medium to achieve effective metal reduction and pH neutralization, Metals removal efficiency (MRE) and sulfate reduction rate for assessing reduction of contaminant toxicity, mass, and volume, through treatment using BCRs, Residuals generation rates (i.e. sludge from precipitation) for operation and maintenance (O&M) consideration, Replacement rate for spent treatment media (substrate for biochemical reactor or limestone in a pre‐treatment process) for O&M consideration, Impacts of wet weather on the treatment effectiveness and how the BCRs would respond to such changes | Data not provided | Data not provided | Data not provided | Data not provided | Data not provided | Data not provided | Data not provided | ND = below the detection limit (0.007)
Final Treatability Study Technical Memorandum Formosa Mine Superfund Site Douglas County, Oregon | FORMOSA MINE | ORN001002616 | N/A | OU2 | BCR3 01-03 | Abandoned | Sulfate-reducing bacteria (SRB) BCR with SAPS pre-treatment | Passive | Biochemical reactor (BCR) | Pre-treatment | Formosa 1 Adit discharge | Y | Entire system | Aerobic polishing cell (APC) | Data not provided | Pilot | July 2013- October 2013 | Copper | Cu, dissolved | mg/L | N | N/A |  |  |  | 3.8 | ND | 99.9079 | [6 empty] | Data not provided | Data not provided | Data not provided | Data not provided | Data not provided | Data not provided | Data not provided | Data not provided | Data not provided | Influent | 3.37 | 0.05 | mg/L | 11.08 | °C | Data not provided | N/A | Data not provided | N/A | 357.3 | mV | 1366 | µS/cm | None | N/A | Data not provided | Data not provided | Data not provided | Data not provided | Data not provided | Data not provided | Y | The necessity and effectiveness of pre‐treatment to condition the water for BCR treatment, MIW loading rate for each BCR medium to achieve effective metal reduction and pH neutralization, Metals removal efficiency (MRE) and sulfate reduction rate for assessing reduction of contaminant toxicity, mass, and volume, through treatment using BCRs, Residuals generation rates (i.e. sludge from precipitation) for operation and maintenance (O&M) consideration, Replacement rate for spent treatment media (substrate for biochemical reactor or limestone in a pre‐treatment process) for O&M consideration, Impacts of wet weather on the treatment effectiveness and how the BCRs would respond to such changes | Data not provided | Data not provided | Data not provided | Data not provided | Data not provided | Data not provided | Data not provided | ND = below the detection limit (0.007)
Final Treatability Study Technical Memorandum Formosa Mine Superfund Site Douglas County, Oregon | FORMOSA MINE | ORN001002616 | N/A | OU2 | BCR4 01-04 | Abandoned | Sulfate-reducing bacteria (SRB) BCR with SAPS pre-treatment | Passive | Biochemical reactor (BCR) | Pre-treatment | Formosa 1 Adit discharge | Y | Entire system | Aerobic polishing cell (APC) | Data not provided | Pilot | July 2013- October 2013 | Copper | Cu, dissolved | mg/L | N | N/A |  |  |  | 3.8 | ND | 99.9079 | [6 empty] | Data not provided | Data not provided | Data not provided | Data not provided | Data not provided | Data not provided | Data not provided | Data not provided | Data not provided | Influent | 3.37 | 0.05 | mg/L | 11.08 | °C | Data not provided | N/A | Data not provided | N/A | 357.3 | mV | 1366 | µS/cm | None | N/A | Data not provided | Data not provided | Data not provided | Data not provided | Data not provided | Data not provided | Y | The necessity and effectiveness of pre‐treatment to condition the water for BCR treatment, MIW loading rate for each BCR medium to achieve effective metal reduction and pH neutralization, Metals removal efficiency (MRE) and sulfate reduction rate for assessing reduction of contaminant toxicity, mass, and volume, through treatment using BCRs, Residuals generation rates (i.e. sludge from precipitation) for operation and maintenance (O&M) consideration, Replacement rate for spent treatment media (substrate for biochemical reactor or limestone in a pre‐treatment process) for O&M consideration, Impacts of wet weather on the treatment effectiveness and how the BCRs would respond to such changes | Data not provided | Data not provided | Data not provided | Data not provided | Data not provided | Data not provided | Data not provided | ND = below the detection limit (0.007)
Final Treatability Study Technical Memorandum Formosa Mine Superfund Site Douglas County, Oregon | FORMOSA MINE | ORN001002616 | N/A | OU2 | BCR5 01-05 | Abandoned | Sulfate-reducing bacteria (SRB) BCR with ChitoRem pre-treatment | Passive | Biochemical reactor (BCR) | Pre-treatment | Formosa 1 Adit discharge | Y | Entire system | Aerobic polishing cell (APC) | Data not provided | Pilot | July 2013- October 2013 | Copper | Cu, dissolved | mg/L | N | N/A |  |  |  | 3.8 | ND | 99.9079 | [6 empty] | Data not provided | Data not provided | Data not provided | Data not provided | Data not provided | Data not provided | Data not provided | Data not provided | Data not provided | Influent | 3.37 | 0.05 | mg/L | 11.08 | °C | Data not provided | N/A | Data not provided | N/A | 357.3 | mV | 1366 | µS/cm | None | N/A | Data not provided | Data not provided | Data not provided | Data not provided | Data not provided | Data not provided | Y | The necessity and effectiveness of pre‐treatment to condition the water for BCR treatment, MIW loading rate for each BCR medium to achieve effective metal reduction and pH neutralization, Metals removal efficiency (MRE) and sulfate reduction rate for assessing reduction of contaminant toxicity, mass, and volume, through treatment using BCRs, Residuals generation rates (i.e. sludge from precipitation) for operation and maintenance (O&M) consideration, Replacement rate for spent treatment media (substrate for biochemical reactor or limestone in a pre‐treatment process) for O&M consideration, Impacts of wet weather on the treatment effectiveness and how the BCRs would respond to such changes | Data not provided | Data not provided | Data not provided | Data not provided | Data not provided | Data not provided | Data not provided | ND = below the detection limit (0.007)
Final Treatability Study Technical Memorandum Formosa Mine Superfund Site Douglas County, Oregon | FORMOSA MINE | ORN001002616 | N/A | OU2 | BCR6 01-06 | Abandoned | Sulfate-reducing bacteria (SRB) BCR with ChitoRem pre-treatment | Passive | Biochemical reactor (BCR) | Pre-treatment | Formosa 1 Adit discharge | Y | Entire system | Aerobic polishing cell (APC) | Data not provided | Pilot | July 2013- October 2013 | Copper | Cu, dissolved | mg/L | N | N/A |  |  |  | 3.8 | ND | 99.9079 | [6 empty] | Data not provided | Data not provided | Data not provided | Data not provided | Data not provided | Data not provided | Data not provided | Data not provided | Data not provided | Influent | 3.37 | 0.05 | mg/L | 11.08 | °C | Data not provided | N/A | Data not provided | N/A | 357.3 | mV | 1366 | µS/cm | None | N/A | Data not provided | Data not provided | Data not provided | Data not provided | Data not provided | Data not provided | Y | The necessity and effectiveness of pre‐treatment to condition the water for BCR treatment, MIW loading rate for each BCR medium to achieve effective metal reduction and pH neutralization, Metals removal efficiency (MRE) and sulfate reduction rate for assessing reduction of contaminant toxicity, mass, and volume, through treatment using BCRs, Residuals generation rates (i.e. sludge from precipitation) for operation and maintenance (O&M) consideration, Replacement rate for spent treatment media (substrate for biochemical reactor or limestone in a pre‐treatment process) for O&M consideration, Impacts of wet weather on the treatment effectiveness and how the BCRs would respond to such changes | Data not provided | Data not provided | Data not provided | Data not provided | Data not provided | Data not provided | Data not provided | ND = below the detection limit (0.007)
Final Treatability Study Technical Memorandum Formosa Mine Superfund Site Douglas County, Oregon | FORMOSA MINE | ORN001002616 | N/A | OU2 | BCR4 01-04 | Abandoned | Sulfate-reducing bacteria (SRB) BCR with SAPS pre-treatment | Passive | Biochemical reactor (BCR) | Pre-treatment | Formosa 1 Adit discharge | Y | Entire system | Aerobic polishing cell (APC) | Data not provided | Pilot | July 2013- October 2013 | Copper | Cu, total | mg/L | N | N/A |  |  |  | 3.57 | ND | 99.888 | [6 empty] | Data not provided | Data not provided | Data not provided | Data not provided | Data not provided | Data not provided | Data not provided | Data not provided | Data not provided | Influent | 3.36 | 0.05 | mg/L | 11.08 | °C | Data not provided | N/A | Data not provided | N/A | 357.3 | mV | 1366 | µS/cm | None | N/A | Data not provided | Data not provided | Data not provided | Data not provided | Data not provided | Data not provided | Y | The necessity and effectiveness of pre‐treatment to condition the water for BCR treatment, MIW loading rate for each BCR medium to achieve effective metal reduction and pH neutralization, Metals removal efficiency (MRE) and sulfate reduction rate for assessing reduction of contaminant toxicity, mass, and volume, through treatment using BCRs, Residuals generation rates (i.e. sludge from precipitation) for operation and maintenance (O&M) consideration, Replacement rate for spent treatment media (substrate for biochemical reactor or limestone in a pre‐treatment process) for O&M consideration, Impacts of wet weather on the treatment effectiveness and how the BCRs would respond to such changes | Data not provided | Data not provided | Data not provided | Data not provided | Data not provided | Data not provided | Data not provided | ND = below the detection limit (0.008)
Final Treatability Study Technical Memorandum Formosa Mine Superfund Site Douglas County, Oregon | FORMOSA MINE | ORN001002616 | N/A | OU2 | BCR6 01-06 | Abandoned | Sulfate-reducing bacteria (SRB) BCR with ChitoRem pre-treatment | Passive | Biochemical reactor (BCR) | Pre-treatment | Formosa 1 Adit discharge | Y | Entire system | Aerobic polishing cell (APC) | Data not provided | Pilot | July 2013- October 2013 | Copper | Cu, total | mg/L | N | N/A |  |  |  | 3.57 | ND | 99.888 | [6 empty] | Data not provided | Data not provided | Data not provided | Data not provided | Data not provided | Data not provided | Data not provided | Data not provided | Data not provided | Influent | 3.36 | 0.05 | mg/L | 11.08 | °C | Data not provided | N/A | Data not provided | N/A | 357.3 | mV | 1366 | µS/cm | None | N/A | Data not provided | Data not provided | Data not provided | Data not provided | Data not provided | Data not provided | Y | The necessity and effectiveness of pre‐treatment to condition the water for BCR treatment, MIW loading rate for each BCR medium to achieve effective metal reduction and pH neutralization, Metals removal efficiency (MRE) and sulfate reduction rate for assessing reduction of contaminant toxicity, mass, and volume, through treatment using BCRs, Residuals generation rates (i.e. sludge from precipitation) for operation and maintenance (O&M) consideration, Replacement rate for spent treatment media (substrate for biochemical reactor or limestone in a pre‐treatment process) for O&M consideration, Impacts of wet weather on the treatment effectiveness and how the BCRs would respond to such changes | Data not provided | Data not provided | Data not provided | Data not provided | Data not provided | Data not provided | Data not provided | ND = below the detection limit (0.008)
Final Treatability Study Technical Memorandum Formosa Mine Superfund Site Douglas County, Oregon | FORMOSA MINE | ORN001002616 | N/A | OU2 | BCR1 01-01 | Abandoned | Sulfate-reducing bacteria (SRB) BCR without pre-treatment | Passive | Biochemical reactor (BCR) | No pre-treatment | Formosa 1 Adit discharge | N | BCR without pre-treatment | Aerobic polishing cell (APC) | Data not provided | Pilot | July 2013- October 2013 | Chromium | Cr, dissolved | mg/L | N | N/A | [9 empty] | ND | 0.236 | 95.339 | Data not provided | Data not provided | Data not provided | Data not provided | Data not provided | Data not provided | Data not provided | Data not provided | Data not provided | Effluent | 6.25 | 0.11 | mg/L | 21.04 | °C | Data not provided | N/A | Data not provided | N/A | -158.5 | mV | 3928 | µS/cm | None | N/A | Data not provided | Data not provided | Data not provided | Data not provided | Data not provided | Data not provided | Y | The necessity and effectiveness of pre‐treatment to condition the water for BCR treatment, MIW loading rate for each BCR medium to achieve effective metal reduction and pH neutralization, Metals removal efficiency (MRE) and sulfate reduction rate for assessing reduction of contaminant toxicity, mass, and volume, through treatment using BCRs, Residuals generation rates (i.e. sludge from precipitation) for operation and maintenance (O&M) consideration, Replacement rate for spent treatment media (substrate for biochemical reactor or limestone in a pre‐treatment process) for O&M consideration, Impacts of wet weather on the treatment effectiveness and how the BCRs would respond to such changes | Data not provided | Data not provided | Data not provided | Data not provided | Data not provided | Data not provided | Data not provided | ND = below the detection limit (0.022)
Final Treatability Study Technical Memorandum Formosa Mine Superfund Site Douglas County, Oregon | FORMOSA MINE | ORN001002616 | N/A | OU2 | BCR2 01-02 | Abandoned | Sulfate-reducing bacteria (SRB) BCR without pre-treatment | Passive | Biochemical reactor (BCR) | No pre-treatment | Formosa 1 Adit discharge | N | BCR without pre-treatment | Aerobic polishing cell (APC) | Data not provided | Pilot | July 2013- October 2013 | Chromium | Cr, dissolved | mg/L | N | N/A | 0.263 | ND | 95.8175 | [9 empty] | Data not provided | Data not provided | Data not provided | Data not provided | Data not provided | Data not provided | Data not provided | Data not provided | Data not provided | Influent | 3.26 | 1.1 | mg/L | 10.13 | °C | Data not provided | N/A | Data not provided | N/A | 320.9 | mV | 1532 | µS/cm | None | N/A | Data not provided | Data not provided | Data not provided | Data not provided | Data not provided | Data not provided | Y | The necessity and effectiveness of pre‐treatment to condition the water for BCR treatment, MIW loading rate for each BCR medium to achieve effective metal reduction and pH neutralization, Metals removal efficiency (MRE) and sulfate reduction rate for assessing reduction of contaminant toxicity, mass, and volume, through treatment using BCRs, Residuals generation rates (i.e. sludge from precipitation) for operation and maintenance (O&M) consideration, Replacement rate for spent treatment media (substrate for biochemical reactor or limestone in a pre‐treatment process) for O&M consideration, Impacts of wet weather on the treatment effectiveness and how the BCRs would respond to such changes | Data not provided | Data not provided | Data not provided | Data not provided | Data not provided | Data not provided | Data not provided | ND = below the detection limit (0.022)
Final Treatability Study Technical Memorandum Formosa Mine Superfund Site Douglas County, Oregon | FORMOSA MINE | ORN001002616 | N/A | OU2 | BCR2 01-02 | Abandoned | Sulfate-reducing bacteria (SRB) BCR without pre-treatment | Passive | Biochemical reactor (BCR) | No pre-treatment | Formosa 1 Adit discharge | N | BCR without pre-treatment | Aerobic polishing cell (APC) | Data not provided | Pilot | July 2013- October 2013 | Chromium | Cr, dissolved | mg/L | N | N/A |  |  |  | 0.113 | ND | 90.2655 | [6 empty] | Data not provided | Data not provided | Data not provided | Data not provided | Data not provided | Data not provided | Data not provided | Data not provided | Data not provided | Influent | 3.37 | 0.05 | mg/L | 11.08 | °C | Data not provided | N/A | Data not provided | N/A | 357.3 | mV | 1366 | µS/cm | None | N/A | Data not provided | Data not provided | Data not provided | Data not provided | Data not provided | Data not provided | Y | The necessity and effectiveness of pre‐treatment to condition the water for BCR treatment, MIW loading rate for each BCR medium to achieve effective metal reduction and pH neutralization, Metals removal efficiency (MRE) and sulfate reduction rate for assessing reduction of contaminant toxicity, mass, and volume, through treatment using BCRs, Residuals generation rates (i.e. sludge from precipitation) for operation and maintenance (O&M) consideration, Replacement rate for spent treatment media (substrate for biochemical reactor or limestone in a pre‐treatment process) for O&M consideration, Impacts of wet weather on the treatment effectiveness and how the BCRs would respond to such changes | Data not provided | Data not provided | Data not provided | Data not provided | Data not provided | Data not provided | Data not provided | ND = below the detection limit (0.022)
Final Treatability Study Technical Memorandum Formosa Mine Superfund Site Douglas County, Oregon | FORMOSA MINE | ORN001002616 | N/A | OU2 | BCR4 01-04 | Abandoned | Sulfate-reducing bacteria (SRB) BCR with SAPS pre-treatment | Passive | Biochemical reactor (BCR) | Pre-treatment | Formosa 1 Adit discharge | Y | Entire system | Aerobic polishing cell (APC) | Data not provided | Pilot | July 2013- October 2013 | Chromium | Cr, dissolved | mg/L | N | N/A | 0.263 | ND | 95.8175 | [9 empty] | Data not provided | Data not provided | Data not provided | Data not provided | Data not provided | Data not provided | Data not provided | Data not provided | Data not provided | Influent | 3.26 | 1.1 | mg/L | 10.13 | °C | Data not provided | N/A | Data not provided | N/A | 320.9 | mV | 1532 | µS/cm | None | N/A | Data not provided | Data not provided | Data not provided | Data not provided | Data not provided | Data not provided | Y | The necessity and effectiveness of pre‐treatment to condition the water for BCR treatment, MIW loading rate for each BCR medium to achieve effective metal reduction and pH neutralization, Metals removal efficiency (MRE) and sulfate reduction rate for assessing reduction of contaminant toxicity, mass, and volume, through treatment using BCRs, Residuals generation rates (i.e. sludge from precipitation) for operation and maintenance (O&M) consideration, Replacement rate for spent treatment media (substrate for biochemical reactor or limestone in a pre‐treatment process) for O&M consideration, Impacts of wet weather on the treatment effectiveness and how the BCRs would respond to such changes | Data not provided | Data not provided | Data not provided | Data not provided | Data not provided | Data not provided | Data not provided | ND = below the detection limit (0.022)
Final Treatability Study Technical Memorandum Formosa Mine Superfund Site Douglas County, Oregon | FORMOSA MINE | ORN001002616 | N/A | OU2 | BCR4 01-04 | Abandoned | Sulfate-reducing bacteria (SRB) BCR with SAPS pre-treatment | Passive | Biochemical reactor (BCR) | Pre-treatment | Formosa 1 Adit discharge | Y | Entire system | Aerobic polishing cell (APC) | Data not provided | Pilot | July 2013- October 2013 | Chromium | Cr, dissolved | mg/L | N | N/A |  |  |  | 0.113 | ND | 90.2655 | [6 empty] | Data not provided | Data not provided | Data not provided | Data not provided | Data not provided | Data not provided | Data not provided | Data not provided | Data not provided | Influent | 3.37 | 0.05 | mg/L | 11.08 | °C | Data not provided | N/A | Data not provided | N/A | 357.3 | mV | 1366 | µS/cm | None | N/A | Data not provided | Data not provided | Data not provided | Data not provided | Data not provided | Data not provided | Y | The necessity and effectiveness of pre‐treatment to condition the water for BCR treatment, MIW loading rate for each BCR medium to achieve effective metal reduction and pH neutralization, Metals removal efficiency (MRE) and sulfate reduction rate for assessing reduction of contaminant toxicity, mass, and volume, through treatment using BCRs, Residuals generation rates (i.e. sludge from precipitation) for operation and maintenance (O&M) consideration, Replacement rate for spent treatment media (substrate for biochemical reactor or limestone in a pre‐treatment process) for O&M consideration, Impacts of wet weather on the treatment effectiveness and how the BCRs would respond to such changes | Data not provided | Data not provided | Data not provided | Data not provided | Data not provided | Data not provided | Data not provided | ND = below the detection limit (0.022)
Final Treatability Study Technical Memorandum Formosa Mine Superfund Site Douglas County, Oregon | FORMOSA MINE | ORN001002616 | N/A | OU2 | BCR5 01-05 | Abandoned | Sulfate-reducing bacteria (SRB) BCR with ChitoRem pre-treatment | Passive | Biochemical reactor (BCR) | Pre-treatment | Formosa 1 Adit discharge | Y | Entire system | Aerobic polishing cell (APC) | Data not provided | Pilot | July 2013- October 2013 | Chromium | Cr, dissolved | mg/L | N | N/A | 0.263 | ND | 95.8175 | [9 empty] | Data not provided | Data not provided | Data not provided | Data not provided | Data not provided | Data not provided | Data not provided | Data not provided | Data not provided | Influent | 3.26 | 1.1 | mg/L | 10.13 | °C | Data not provided | N/A | Data not provided | N/A | 320.9 | mV | 1532 | µS/cm | None | N/A | Data not provided | Data not provided | Data not provided | Data not provided | Data not provided | Data not provided | Y | The necessity and effectiveness of pre‐treatment to condition the water for BCR treatment, MIW loading rate for each BCR medium to achieve effective metal reduction and pH neutralization, Metals removal efficiency (MRE) and sulfate reduction rate for assessing reduction of contaminant toxicity, mass, and volume, through treatment using BCRs, Residuals generation rates (i.e. sludge from precipitation) for operation and maintenance (O&M) consideration, Replacement rate for spent treatment media (substrate for biochemical reactor or limestone in a pre‐treatment process) for O&M consideration, Impacts of wet weather on the treatment effectiveness and how the BCRs would respond to such changes | Data not provided | Data not provided | Data not provided | Data not provided | Data not provided | Data not provided | Data not provided | ND = below the detection limit (0.022)
Final Treatability Study Technical Memorandum Formosa Mine Superfund Site Douglas County, Oregon | FORMOSA MINE | ORN001002616 | N/A | OU2 | BCR5 01-05 | Abandoned | Sulfate-reducing bacteria (SRB) BCR with ChitoRem pre-treatment | Passive | Biochemical reactor (BCR) | Pre-treatment | Formosa 1 Adit discharge | Y | Entire system | Aerobic polishing cell (APC) | Data not provided | Pilot | July 2013- October 2013 | Chromium | Cr, dissolved | mg/L | N | N/A |  |  |  | 0.113 | ND | 90.2655 | [6 empty] | Data not provided | Data not provided | Data not provided | Data not provided | Data not provided | Data not provided | Data not provided | Data not provided | Data not provided | Influent | 3.37 | 0.05 | mg/L | 11.08 | °C | Data not provided | N/A | Data not provided | N/A | 357.3 | mV | 1366 | µS/cm | None | N/A | Data not provided | Data not provided | Data not provided | Data not provided | Data not provided | Data not provided | Y | The necessity and effectiveness of pre‐treatment to condition the water for BCR treatment, MIW loading rate for each BCR medium to achieve effective metal reduction and pH neutralization, Metals removal efficiency (MRE) and sulfate reduction rate for assessing reduction of contaminant toxicity, mass, and volume, through treatment using BCRs, Residuals generation rates (i.e. sludge from precipitation) for operation and maintenance (O&M) consideration, Replacement rate for spent treatment media (substrate for biochemical reactor or limestone in a pre‐treatment process) for O&M consideration, Impacts of wet weather on the treatment effectiveness and how the BCRs would respond to such changes | Data not provided | Data not provided | Data not provided | Data not provided | Data not provided | Data not provided | Data not provided | ND = below the detection limit (0.022)
Final Treatability Study Technical Memorandum Formosa Mine Superfund Site Douglas County, Oregon | FORMOSA MINE | ORN001002616 | N/A | OU2 | BCR6 01-06 | Abandoned | Sulfate-reducing bacteria (SRB) BCR with ChitoRem pre-treatment | Passive | Biochemical reactor (BCR) | Pre-treatment | Formosa 1 Adit discharge | Y | Entire system | Aerobic polishing cell (APC) | Data not provided | Pilot | July 2013- October 2013 | Chromium | Cr, dissolved | mg/L | N | N/A | 0.263 | ND | 95.8175 | [9 empty] | Data not provided | Data not provided | Data not provided | Data not provided | Data not provided | Data not provided | Data not provided | Data not provided | Data not provided | Influent | 3.26 | 1.1 | mg/L | 10.13 | °C | Data not provided | N/A | Data not provided | N/A | 320.9 | mV | 1532 | µS/cm | None | N/A | Data not provided | Data not provided | Data not provided | Data not provided | Data not provided | Data not provided | Y | The necessity and effectiveness of pre‐treatment to condition the water for BCR treatment, MIW loading rate for each BCR medium to achieve effective metal reduction and pH neutralization, Metals removal efficiency (MRE) and sulfate reduction rate for assessing reduction of contaminant toxicity, mass, and volume, through treatment using BCRs, Residuals generation rates (i.e. sludge from precipitation) for operation and maintenance (O&M) consideration, Replacement rate for spent treatment media (substrate for biochemical reactor or limestone in a pre‐treatment process) for O&M consideration, Impacts of wet weather on the treatment effectiveness and how the BCRs would respond to such changes | Data not provided | Data not provided | Data not provided | Data not provided | Data not provided | Data not provided | Data not provided | ND = below the detection limit (0.022)
Final Treatability Study Technical Memorandum Formosa Mine Superfund Site Douglas County, Oregon | FORMOSA MINE | ORN001002616 | N/A | OU2 | BCR6 01-06 | Abandoned | Sulfate-reducing bacteria (SRB) BCR with ChitoRem pre-treatment | Passive | Biochemical reactor (BCR) | Pre-treatment | Formosa 1 Adit discharge | Y | Entire system | Aerobic polishing cell (APC) | Data not provided | Pilot | July 2013- October 2013 | Chromium | Cr, dissolved | mg/L | N | N/A |  |  |  | 0.113 | ND | 90.2655 | [6 empty] | Data not provided | Data not provided | Data not provided | Data not provided | Data not provided | Data not provided | Data not provided | Data not provided | Data not provided | Influent | 3.37 | 0.05 | mg/L | 11.08 | °C | Data not provided | N/A | Data not provided | N/A | 357.3 | mV | 1366 | µS/cm | None | N/A | Data not provided | Data not provided | Data not provided | Data not provided | Data not provided | Data not provided | Y | The necessity and effectiveness of pre‐treatment to condition the water for BCR treatment, MIW loading rate for each BCR medium to achieve effective metal reduction and pH neutralization, Metals removal efficiency (MRE) and sulfate reduction rate for assessing reduction of contaminant toxicity, mass, and volume, through treatment using BCRs, Residuals generation rates (i.e. sludge from precipitation) for operation and maintenance (O&M) consideration, Replacement rate for spent treatment media (substrate for biochemical reactor or limestone in a pre‐treatment process) for O&M consideration, Impacts of wet weather on the treatment effectiveness and how the BCRs would respond to such changes | Data not provided | Data not provided | Data not provided | Data not provided | Data not provided | Data not provided | Data not provided | ND = below the detection limit (0.022)
Final Treatability Study Technical Memorandum Formosa Mine Superfund Site Douglas County, Oregon | FORMOSA MINE | ORN001002616 | N/A | OU2 | BCR2 01-02 | Abandoned | Sulfate-reducing bacteria (SRB) BCR without pre-treatment | Passive | Biochemical reactor (BCR) | No pre-treatment | Formosa 1 Adit discharge | N | BCR without pre-treatment | Aerobic polishing cell (APC) | Data not provided | Pilot | July 2013- October 2013 | Chromium | Cr, total | mg/L | N | N/A |  |  |  | 0.155 | ND | 92.2581 | [6 empty] | Data not provided | Data not provided | Data not provided | Data not provided | Data not provided | Data not provided | Data not provided | Data not provided | Data not provided | Influent | 3.36 | 0.05 | mg/L | 11.08 | °C | Data not provided | N/A | Data not provided | N/A | 357.3 | mV | 1366 | µS/cm | None | N/A | Data not provided | Data not provided | Data not provided | Data not provided | Data not provided | Data not provided | Y | The necessity and effectiveness of pre‐treatment to condition the water for BCR treatment, MIW loading rate for each BCR medium to achieve effective metal reduction and pH neutralization, Metals removal efficiency (MRE) and sulfate reduction rate for assessing reduction of contaminant toxicity, mass, and volume, through treatment using BCRs, Residuals generation rates (i.e. sludge from precipitation) for operation and maintenance (O&M) consideration, Replacement rate for spent treatment media (substrate for biochemical reactor or limestone in a pre‐treatment process) for O&M consideration, Impacts of wet weather on the treatment effectiveness and how the BCRs would respond to such changes | Data not provided | Data not provided | Data not provided | Data not provided | Data not provided | Data not provided | Data not provided | ND = below the detection limit (0.024)
Final Treatability Study Technical Memorandum Formosa Mine Superfund Site Douglas County, Oregon | FORMOSA MINE | ORN001002616 | N/A | OU2 | BCR4 01-04 | Abandoned | Sulfate-reducing bacteria (SRB) BCR with SAPS pre-treatment | Passive | Biochemical reactor (BCR) | Pre-treatment | Formosa 1 Adit discharge | Y | Entire system | Aerobic polishing cell (APC) | Data not provided | Pilot | July 2013- October 2013 | Chromium | Cr, total | mg/L | N | N/A | 0.272 | ND | 95.5882 | [9 empty] | Data not provided | Data not provided | Data not provided | Data not provided | Data not provided | Data not provided | Data not provided | Data not provided | Data not provided | Influent | 3.51 | 1.1 | mg/L | 10.13 | °C | Data not provided | N/A | Data not provided | N/A | 320.9 | mV | 1532 | µS/cm | None | N/A | Data not provided | Data not provided | Data not provided | Data not provided | Data not provided | Data not provided | Y | The necessity and effectiveness of pre‐treatment to condition the water for BCR treatment, MIW loading rate for each BCR medium to achieve effective metal reduction and pH neutralization, Metals removal efficiency (MRE) and sulfate reduction rate for assessing reduction of contaminant toxicity, mass, and volume, through treatment using BCRs, Residuals generation rates (i.e. sludge from precipitation) for operation and maintenance (O&M) consideration, Replacement rate for spent treatment media (substrate for biochemical reactor or limestone in a pre‐treatment process) for O&M consideration, Impacts of wet weather on the treatment effectiveness and how the BCRs would respond to such changes | Data not provided | Data not provided | Data not provided | Data not provided | Data not provided | Data not provided | Data not provided | ND = below the detection limit (0.024)
Final Treatability Study Technical Memorandum Formosa Mine Superfund Site Douglas County, Oregon | FORMOSA MINE | ORN001002616 | N/A | OU2 | BCR4 01-04 | Abandoned | Sulfate-reducing bacteria (SRB) BCR with SAPS pre-treatment | Passive | Biochemical reactor (BCR) | Pre-treatment | Formosa 1 Adit discharge | Y | Entire system | Aerobic polishing cell (APC) | Data not provided | Pilot | July 2013- October 2013 | Chromium | Cr, total | mg/L | N | N/A |  |  |  | 0.155 | ND | 92.2581 | [6 empty] | Data not provided | Data not provided | Data not provided | Data not provided | Data not provided | Data not provided | Data not provided | Data not provided | Data not provided | Influent | 3.36 | 0.05 | mg/L | 11.08 | °C | Data not provided | N/A | Data not provided | N/A | 357.3 | mV | 1366 | µS/cm | None | N/A | Data not provided | Data not provided | Data not provided | Data not provided | Data not provided | Data not provided | Y | The necessity and effectiveness of pre‐treatment to condition the water for BCR treatment, MIW loading rate for each BCR medium to achieve effective metal reduction and pH neutralization, Metals removal efficiency (MRE) and sulfate reduction rate for assessing reduction of contaminant toxicity, mass, and volume, through treatment using BCRs, Residuals generation rates (i.e. sludge from precipitation) for operation and maintenance (O&M) consideration, Replacement rate for spent treatment media (substrate for biochemical reactor or limestone in a pre‐treatment process) for O&M consideration, Impacts of wet weather on the treatment effectiveness and how the BCRs would respond to such changes | Data not provided | Data not provided | Data not provided | Data not provided | Data not provided | Data not provided | Data not provided | ND = below the detection limit (0.024)
Final Treatability Study Technical Memorandum Formosa Mine Superfund Site Douglas County, Oregon | FORMOSA MINE | ORN001002616 | N/A | OU2 | BCR5 01-05 | Abandoned | Sulfate-reducing bacteria (SRB) BCR with ChitoRem pre-treatment | Passive | Biochemical reactor (BCR) | Pre-treatment | Formosa 1 Adit discharge | Y | Entire system | Aerobic polishing cell (APC) | Data not provided | Pilot | July 2013- October 2013 | Chromium | Cr, total | mg/L | N | N/A | 0.272 | ND | 95.5882 | [9 empty] | Data not provided | Data not provided | Data not provided | Data not provided | Data not provided | Data not provided | Data not provided | Data not provided | Data not provided | Influent | 3.51 | 1.1 | mg/L | 10.13 | °C | Data not provided | N/A | Data not provided | N/A | 320.9 | mV | 1532 | µS/cm | None | N/A | Data not provided | Data not provided | Data not provided | Data not provided | Data not provided | Data not provided | Y | The necessity and effectiveness of pre‐treatment to condition the water for BCR treatment, MIW loading rate for each BCR medium to achieve effective metal reduction and pH neutralization, Metals removal efficiency (MRE) and sulfate reduction rate for assessing reduction of contaminant toxicity, mass, and volume, through treatment using BCRs, Residuals generation rates (i.e. sludge from precipitation) for operation and maintenance (O&M) consideration, Replacement rate for spent treatment media (substrate for biochemical reactor or limestone in a pre‐treatment process) for O&M consideration, Impacts of wet weather on the treatment effectiveness and how the BCRs would respond to such changes | Data not provided | Data not provided | Data not provided | Data not provided | Data not provided | Data not provided | Data not provided | ND = below the detection limit (0.024)
Final Treatability Study Technical Memorandum Formosa Mine Superfund Site Douglas County, Oregon | FORMOSA MINE | ORN001002616 | N/A | OU2 | BCR5 01-05 | Abandoned | Sulfate-reducing bacteria (SRB) BCR with ChitoRem pre-treatment | Passive | Biochemical reactor (BCR) | Pre-treatment | Formosa 1 Adit discharge | Y | Entire system | Aerobic polishing cell (APC) | Data not provided | Pilot | July 2013- October 2013 | Chromium | Cr, total | mg/L | N | N/A |  |  |  | 0.155 | ND | 92.2581 | [6 empty] | Data not provided | Data not provided | Data not provided | Data not provided | Data not provided | Data not provided | Data not provided | Data not provided | Data not provided | Influent | 3.36 | 0.05 | mg/L | 11.08 | °C | Data not provided | N/A | Data not provided | N/A | 357.3 | mV | 1366 | µS/cm | None | N/A | Data not provided | Data not provided | Data not provided | Data not provided | Data not provided | Data not provided | Y | The necessity and effectiveness of pre‐treatment to condition the water for BCR treatment, MIW loading rate for each BCR medium to achieve effective metal reduction and pH neutralization, Metals removal efficiency (MRE) and sulfate reduction rate for assessing reduction of contaminant toxicity, mass, and volume, through treatment using BCRs, Residuals generation rates (i.e. sludge from precipitation) for operation and maintenance (O&M) consideration, Replacement rate for spent treatment media (substrate for biochemical reactor or limestone in a pre‐treatment process) for O&M consideration, Impacts of wet weather on the treatment effectiveness and how the BCRs would respond to such changes | Data not provided | Data not provided | Data not provided | Data not provided | Data not provided | Data not provided | Data not provided | ND = below the detection limit (0.024)
Final Treatability Study Technical Memorandum Formosa Mine Superfund Site Douglas County, Oregon | FORMOSA MINE | ORN001002616 | N/A | OU2 | BCR6 01-06 | Abandoned | Sulfate-reducing bacteria (SRB) BCR with ChitoRem pre-treatment | Passive | Biochemical reactor (BCR) | Pre-treatment | Formosa 1 Adit discharge | Y | Entire system | Aerobic polishing cell (APC) | Data not provided | Pilot | July 2013- October 2013 | Chromium | Cr, total | mg/L | N | N/A | 0.272 | ND | 95.5882 | [9 empty] | Data not provided | Data not provided | Data not provided | Data not provided | Data not provided | Data not provided | Data not provided | Data not provided | Data not provided | Influent | 3.51 | 1.1 | mg/L | 10.13 | °C | Data not provided | N/A | Data not provided | N/A | 320.9 | mV | 1532 | µS/cm | None | N/A | Data not provided | Data not provided | Data not provided | Data not provided | Data not provided | Data not provided | Y | The necessity and effectiveness of pre‐treatment to condition the water for BCR treatment, MIW loading rate for each BCR medium to achieve effective metal reduction and pH neutralization, Metals removal efficiency (MRE) and sulfate reduction rate for assessing reduction of contaminant toxicity, mass, and volume, through treatment using BCRs, Residuals generation rates (i.e. sludge from precipitation) for operation and maintenance (O&M) consideration, Replacement rate for spent treatment media (substrate for biochemical reactor or limestone in a pre‐treatment process) for O&M consideration, Impacts of wet weather on the treatment effectiveness and how the BCRs would respond to such changes | Data not provided | Data not provided | Data not provided | Data not provided | Data not provided | Data not provided | Data not provided | ND = below the detection limit (0.024)
Final Treatability Study Technical Memorandum Formosa Mine Superfund Site Douglas County, Oregon | FORMOSA MINE | ORN001002616 | N/A | OU2 | BCR6 01-06 | Abandoned | Sulfate-reducing bacteria (SRB) BCR with ChitoRem pre-treatment | Passive | Biochemical reactor (BCR) | Pre-treatment | Formosa 1 Adit discharge | Y | Entire system | Aerobic polishing cell (APC) | Data not provided | Pilot | July 2013- October 2013 | Chromium | Cr, total | mg/L | N | N/A |  |  |  | 0.155 | ND | 92.2581 | [6 empty] | Data not provided | Data not provided | Data not provided | Data not provided | Data not provided | Data not provided | Data not provided | Data not provided | Data not provided | Influent | 3.36 | 0.05 | mg/L | 11.08 | °C | Data not provided | N/A | Data not provided | N/A | 357.3 | mV | 1366 | µS/cm | None | N/A | Data not provided | Data not provided | Data not provided | Data not provided | Data not provided | Data not provided | Y | The necessity and effectiveness of pre‐treatment to condition the water for BCR treatment, MIW loading rate for each BCR medium to achieve effective metal reduction and pH neutralization, Metals removal efficiency (MRE) and sulfate reduction rate for assessing reduction of contaminant toxicity, mass, and volume, through treatment using BCRs, Residuals generation rates (i.e. sludge from precipitation) for operation and maintenance (O&M) consideration, Replacement rate for spent treatment media (substrate for biochemical reactor or limestone in a pre‐treatment process) for O&M consideration, Impacts of wet weather on the treatment effectiveness and how the BCRs would respond to such changes | Data not provided | Data not provided | Data not provided | Data not provided | Data not provided | Data not provided | Data not provided | ND = below the detection limit (0.024)
Final Treatability Study Technical Memorandum Formosa Mine Superfund Site Douglas County, Oregon | FORMOSA MINE | ORN001002616 | N/A | OU2 | BCR1 01-01 | Abandoned | Sulfate-reducing bacteria (SRB) BCR without pre-treatment | Passive | Biochemical reactor (BCR) | No pre-treatment | Formosa 1 Adit discharge | N | BCR without pre-treatment | Aerobic polishing cell (APC) | Data not provided | Pilot | July 2013- October 2013 | Barium | Ba, dissolved | mg/L | N | N/A | [6 empty] | 0.184 | ND | Not Applicable |  |  |  | Data not provided | Data not provided | Data not provided | Data not provided | Data not provided | Data not provided | Data not provided | Data not provided | Data not provided | Effluent | 5.9 | 1.91 | mg/L | 16.56 | °C | Data not provided | N/A | Data not provided | N/A | -21.4 | mV | 1215 | µS/cm | None | N/A | Data not provided | Data not provided | Data not provided | Data not provided | Data not provided | Data not provided | Y | The necessity and effectiveness of pre‐treatment to condition the water for BCR treatment, MIW loading rate for each BCR medium to achieve effective metal reduction and pH neutralization, Metals removal efficiency (MRE) and sulfate reduction rate for assessing reduction of contaminant toxicity, mass, and volume, through treatment using BCRs, Residuals generation rates (i.e. sludge from precipitation) for operation and maintenance (O&M) consideration, Replacement rate for spent treatment media (substrate for biochemical reactor or limestone in a pre‐treatment process) for O&M consideration, Impacts of wet weather on the treatment effectiveness and how the BCRs would respond to such changes | Data not provided | Data not provided | Data not provided | Data not provided | Data not provided | Data not provided | Influent and effluent labeled as ND but not consistent with detection limit of 0.015 | ND = non-detect (0.174)
Final Treatability Study Technical Memorandum Formosa Mine Superfund Site Douglas County, Oregon | FORMOSA MINE | ORN001002616 | N/A | OU2 | BCR2 01-02 | Abandoned | Sulfate-reducing bacteria (SRB) BCR without pre-treatment | Passive | Biochemical reactor (BCR) | No pre-treatment | Formosa 1 Adit discharge | N | BCR without pre-treatment | Aerobic polishing cell (APC) | Data not provided | Pilot | July 2013- October 2013 | Sulfide | Sulfide, total | mg/L | N | N/A | [6 empty] | 3.7 | NR | Not Applicable |  |  |  | Data not provided | Data not provided | Data not provided | Data not provided | Data not provided | Data not provided | Data not provided | Data not provided | Data not provided | Effluent | 6.54 | 0.48 | mg/L | 18.24 | °C | Data not provided | N/A | Data not provided | N/A | -162.9 | mV | 20550 | µS/cm | None | N/A | Data not provided | Data not provided | Data not provided | Data not provided | Data not provided | Data not provided | Data not provided | Data not provided | Data not provided | Data not provided | Data not provided | Data not provided | Data not provided | Data not provided | Data not provided | NR = not reported.
Final Treatability Study Technical Memorandum Formosa Mine Superfund Site Douglas County, Oregon | FORMOSA MINE | ORN001002616 | N/A | OU2 | BCR2 01-02 | Abandoned | Sulfate-reducing bacteria (SRB) BCR without pre-treatment | Passive | Biochemical reactor (BCR) | No pre-treatment | Formosa 1 Adit discharge | N | BCR without pre-treatment | Aerobic polishing cell (APC) | Data not provided | Pilot | July 2013- October 2013 | Sulfide | Sulfide, total | mg/L | N | N/A | [9 empty] | 1 | NR | Not Applicable | Data not provided | Data not provided | Data not provided | Data not provided | Data not provided | Data not provided | Data not provided | Data not provided | Data not provided | Effluent | 6.34 | 0.27 | mg/L | 15.09 | °C | Data not provided | N/A | Data not provided | N/A | -181 | mV | 4367 | µS/cm | None | N/A | Data not provided | Data not provided | Data not provided | Data not provided | Data not provided | Data not provided | Data not provided | Data not provided | Data not provided | Data not provided | Data not provided | Data not provided | Data not provided | Data not provided | Data not provided | NR = not reported.
Final Treatability Study Technical Memorandum Formosa Mine Superfund Site Douglas County, Oregon | FORMOSA MINE | ORN001002616 | N/A | OU2 | BCR3 01-03 | Abandoned | Sulfate-reducing bacteria (SRB) BCR with SAPS pre-treatment | Passive | Biochemical reactor (BCR) | Pre-treatment | Formosa 1 Adit discharge | Y | Entire system | Aerobic polishing cell (APC) | Data not provided | Pilot | July 2013- October 2013 | Sulfide | Sulfide, total | mg/L | N | N/A | [6 empty] | 2.9 | NR | Not Applicable |  |  |  | Data not provided | Data not provided | Data not provided | Data not provided | Data not provided | Data not provided | Data not provided | Data not provided | Data not provided | Effluent | 5.99 | 0.37 | mg/L | 19.36 | °C | Data not provided | N/A | Data not provided | N/A | -118.8 | mV | 1448 | µS/cm | None | N/A | Data not provided | Data not provided | Data not provided | Data not provided | Data not provided | Data not provided | Data not provided | Data not provided | Data not provided | Data not provided | Data not provided | Data not provided | Data not provided | Data not provided | Data not provided | NR = not reported.
Final Treatability Study Technical Memorandum Formosa Mine Superfund Site Douglas County, Oregon | FORMOSA MINE | ORN001002616 | N/A | OU2 | BCR3 01-03 | Abandoned | Sulfate-reducing bacteria (SRB) BCR with SAPS pre-treatment | Passive | Biochemical reactor (BCR) | Pre-treatment | Formosa 1 Adit discharge | Y | Entire system | Aerobic polishing cell (APC) | Data not provided | Pilot | July 2013- October 2013 | Sulfide | Sulfide, total | mg/L | N | N/A | [9 empty] | 0.08 | NR | Not Applicable | Data not provided | Data not provided | Data not provided | Data not provided | Data not provided | Data not provided | Data not provided | Data not provided | Data not provided | Effluent | 6.16 | 1.16 | mg/L | 16.36 | °C | Data not provided | N/A | Data not provided | N/A | -209.4 | mV | 1286 | µS/cm | None | N/A | Data not provided | Data not provided | Data not provided | Data not provided | Data not provided | Data not provided | Data not provided | Data not provided | Data not provided | Data not provided | Data not provided | Data not provided | Data not provided | Data not provided | Data not provided | NR = not reported.
Final Treatability Study Technical Memorandum Formosa Mine Superfund Site Douglas County, Oregon | FORMOSA MINE | ORN001002616 | N/A | OU2 | BCR4 01-04 | Abandoned | Sulfate-reducing bacteria (SRB) BCR with SAPS pre-treatment | Passive | Biochemical reactor (BCR) | Pre-treatment | Formosa 1 Adit discharge | Y | Entire system | Aerobic polishing cell (APC) | Data not provided | Pilot | July 2013- October 2013 | Sulfide | Sulfide, total | mg/L | N | N/A | [6 empty] | 200 | NR | Not Applicable |  |  |  | Data not provided | Data not provided | Data not provided | Data not provided | Data not provided | Data not provided | Data not provided | Data not provided | Data not provided | Effluent | 6.31 | 0.16 | mg/L | 15.14 | °C | Data not provided | N/A | Data not provided | N/A | -236.6 | mV | 2943 | µS/cm | None | N/A | Data not provided | Data not provided | Data not provided | Data not provided | Data not provided | Data not provided | Data not provided | Data not provided | Data not provided | Data not provided | Data not provided | Data not provided | Data not provided | Data not provided | Data not provided | NR = not reported.
Final Treatability Study Technical Memorandum Formosa Mine Superfund Site Douglas County, Oregon | FORMOSA MINE | ORN001002616 | N/A | OU2 | BCR5 01-05 | Abandoned | Sulfate-reducing bacteria (SRB) BCR with ChitoRem pre-treatment | Passive | Biochemical reactor (BCR) | Pre-treatment | Formosa 1 Adit discharge | Y | Entire system | Aerobic polishing cell (APC) | Data not provided | Pilot | July 2013- October 2013 | Sulfide | Sulfide, total | mg/L | N | N/A | [6 empty] | 125 | NR | Not Applicable |  |  |  | Data not provided | Data not provided | Data not provided | Data not provided | Data not provided | Data not provided | Data not provided | Data not provided | Data not provided | Effluent | 6.62 | 0.08 | mg/L | 15.42 | °C | Data not provided | N/A | Data not provided | N/A | -231.3 | mV | 2087 | µS/cm | None | N/A | Data not provided | Data not provided | Data not provided | Data not provided | Data not provided | Data not provided | Data not provided | Data not provided | Data not provided | Data not provided | Data not provided | Data not provided | Data not provided | Data not provided | Data not provided | NR = not reported.
Final Treatability Study Technical Memorandum Formosa Mine Superfund Site Douglas County, Oregon | FORMOSA MINE | ORN001002616 | N/A | OU2 | BCR5 01-05 | Abandoned | Sulfate-reducing bacteria (SRB) BCR with ChitoRem pre-treatment | Passive | Biochemical reactor (BCR) | Pre-treatment | Formosa 1 Adit discharge | Y | Entire system | Aerobic polishing cell (APC) | Data not provided | Pilot | July 2013- October 2013 | Sulfide | Sulfide, total | mg/L | N | N/A | [9 empty] | 20 | NR | Not Applicable | Data not provided | Data not provided | Data not provided | Data not provided | Data not provided | Data not provided | Data not provided | Data not provided | Data not provided | Effluent | 6.43 | 0.93 | mg/L | 16.4 | °C | Data not provided | N/A | Data not provided | N/A | -339.5 | mV | 2833 | µS/cm | None | N/A | Data not provided | Data not provided | Data not provided | Data not provided | Data not provided | Data not provided | Data not provided | Data not provided | Data not provided | Data not provided | Data not provided | Data not provided | Data not provided | Data not provided | Data not provided | NR = not reported.
Final Treatability Study Technical Memorandum Formosa Mine Superfund Site Douglas County, Oregon | FORMOSA MINE | ORN001002616 | N/A | OU2 | BCR6 01-06 | Abandoned | Sulfate-reducing bacteria (SRB) BCR with ChitoRem pre-treatment | Passive | Biochemical reactor (BCR) | Pre-treatment | Formosa 1 Adit discharge | Y | Entire system | Aerobic polishing cell (APC) | Data not provided | Pilot | July 2013- October 2013 | Sulfide | Sulfide, total | mg/L | N | N/A | [6 empty] | 11 | NR | Not Applicable |  |  |  | Data not provided | Data not provided | Data not provided | Data not provided | Data not provided | Data not provided | Data not provided | Data not provided | Data not provided | Effluent | 6.32 | 0.38 | mg/L | 16.21 | °C | Data not provided | N/A | Data not provided | N/A | -207.9 | mV | 4551 | µS/cm | None | N/A | Data not provided | Data not provided | Data not provided | Data not provided | Data not provided | Data not provided | Data not provided | Data not provided | Data not provided | Data not provided | Data not provided | Data not provided | Data not provided | Data not provided | Data not provided | NR = not reported.
Final Treatability Study Technical Memorandum Formosa Mine Superfund Site Douglas County, Oregon | FORMOSA MINE | ORN001002616 | N/A | OU2 | BCR6 01-06 | Abandoned | Sulfate-reducing bacteria (SRB) BCR with ChitoRem pre-treatment | Passive | Biochemical reactor (BCR) | Pre-treatment | Formosa 1 Adit discharge | Y | Entire system | Aerobic polishing cell (APC) | Data not provided | Pilot | July 2013- October 2013 | Sulfide | Sulfide, total | mg/L | N | N/A | [9 empty] | 4 | NR | Not Applicable | Data not provided | Data not provided | Data not provided | Data not provided | Data not provided | Data not provided | Data not provided | Data not provided | Data not provided | Effluent | 6.34 | 1.86 | mg/L | 15.34 | °C | Data not provided | N/A | Data not provided | N/A | -311.4 | mV | 9983 | µS/cm | None | N/A | Data not provided | Data not provided | Data not provided | Data not provided | Data not provided | Data not provided | Data not provided | Data not provided | Data not provided | Data not provided | Data not provided | Data not provided | Data not provided | Data not provided | Data not provided | NR = not reported.
Final Treatability Study Technical Memorandum Formosa Mine Superfund Site Douglas County, Oregon | FORMOSA MINE | ORN001002616 | N/A | OU2 | BCR1 01-01 | Abandoned | Sulfate-reducing bacteria (SRB) BCR without pre-treatment | Passive | Biochemical reactor (BCR) | No pre-treatment | Formosa 1 Adit discharge | N | BCR without pre-treatment | Aerobic polishing cell (APC) | Data not provided | Pilot | July 2013- October 2013 | Sulfide | Sulfide, total | mg/L | N | N/A | NR | 0.33 | Not Applicable | [9 empty] | Data not provided | Data not provided | Data not provided | Data not provided | Data not provided | Data not provided | Data not provided | Data not provided | Data not provided | Influent | 3.07–3.37 | 0.05–2.04 | mg/L | 10.13–13.17 | °C | Data not provided | N/A | Data not provided | N/A | 320.9–403.8 | mV | 1,366–1,541 | µS/cm | None | N/A | Data not provided | Data not provided | Data not provided | Data not provided | Data not provided | Data not provided | Data not provided | Data not provided | Data not provided | Data not provided | Data not provided | Data not provided | Data not provided | Data not provided | Data not provided | NR = not reported. Only value that was not NR or ND (below detection limit). ND = 0.01
Final Treatability Study Technical Memorandum Formosa Mine Superfund Site Douglas County, Oregon | FORMOSA MINE | ORN001002616 | N/A | OU2 | BCR1 01-01 | Abandoned | Sulfate-reducing bacteria (SRB) BCR without pre-treatment | Passive | Biochemical reactor (BCR) | No pre-treatment | Formosa 1 Adit discharge | N | BCR without pre-treatment | Aerobic polishing cell (APC) | Data not provided | Pilot | July 2013- October 2013 | Sulfide | Sulfide, total | mg/L | N | N/A |  |  |  | NR | 0.33 | Not Applicable | [6 empty] | Data not provided | Data not provided | Data not provided | Data not provided | Data not provided | Data not provided | Data not provided | Data not provided | Data not provided | Influent | 3.07–3.37 | 0.05–2.04 | mg/L | 10.13–13.17 | °C | Data not provided | N/A | Data not provided | N/A | 320.9–403.8 | mV | 1,366–1,541 | µS/cm | None | N/A | Data not provided | Data not provided | Data not provided | Data not provided | Data not provided | Data not provided | Data not provided | Data not provided | Data not provided | Data not provided | Data not provided | Data not provided | Data not provided | Data not provided | Data not provided | NR = not reported. Only value that was not NR or ND (below detection limit). ND = 0.01
Final Treatability Study Technical Memorandum Formosa Mine Superfund Site Douglas County, Oregon | FORMOSA MINE | ORN001002616 | N/A | OU2 | BCR1 01-01 | Abandoned | Sulfate-reducing bacteria (SRB) BCR without pre-treatment | Passive | Biochemical reactor (BCR) | No pre-treatment | Formosa 1 Adit discharge | N | BCR without pre-treatment | Aerobic polishing cell (APC) | Data not provided | Pilot | July 2013- October 2013 | Sulfide | Sulfide, total | mg/L | N | N/A | [6 empty] | 0.33 | NR | Not Applicable |  |  |  | Data not provided | Data not provided | Data not provided | Data not provided | Data not provided | Data not provided | Data not provided | Data not provided | Data not provided | Effluent | 5.42 | 0.7 | mg/L | 18.75 | °C | Data not provided | N/A | Data not provided | N/A | 5.6 | mV | 1484 | µS/cm | None | N/A | Data not provided | Data not provided | Data not provided | Data not provided | Data not provided | Data not provided | Data not provided | Data not provided | Data not provided | Data not provided | Data not provided | Data not provided | Data not provided | Data not provided | Data not provided | NR = not reported. Only value that was not NR or ND (below detection limit). ND = 0.01
Final Treatability Study Technical Memorandum Formosa Mine Superfund Site Douglas County, Oregon | FORMOSA MINE | ORN001002616 | N/A | OU2 | BCR1 01-01 | Abandoned | Sulfate-reducing bacteria (SRB) BCR without pre-treatment | Passive | Biochemical reactor (BCR) | No pre-treatment | Formosa 1 Adit discharge | N | BCR without pre-treatment | Aerobic polishing cell (APC) | Data not provided | Pilot | July 2013- October 2013 | Sulfide | Sulfide, total | mg/L | N | N/A | [9 empty] | 0.33 | NR | Not Applicable | Data not provided | Data not provided | Data not provided | Data not provided | Data not provided | Data not provided | Data not provided | Data not provided | Data not provided | Effluent | 5.42 | 0.7 | mg/L | 18.75 | °C | Data not provided | N/A | Data not provided | N/A | 5.6 | mV | 1484 | µS/cm | None | N/A | Data not provided | Data not provided | Data not provided | Data not provided | Data not provided | Data not provided | Data not provided | Data not provided | Data not provided | Data not provided | Data not provided | Data not provided | Data not provided | Data not provided | Data not provided | NR = not reported. Only value that was not NR or ND (below detection limit). ND = 0.01
Final Treatability Study Technical Memorandum Formosa Mine Superfund Site Douglas County, Oregon | FORMOSA MINE | ORN001002616 | N/A | OU2 | BCR2 01-02 | Abandoned | Sulfate-reducing bacteria (SRB) BCR without pre-treatment | Passive | Biochemical reactor (BCR) | No pre-treatment | Formosa 1 Adit discharge | N | BCR without pre-treatment | Aerobic polishing cell (APC) | Data not provided | Pilot | July 2013- October 2013 | Sulfide | Sulfide, total | mg/L | N | N/A | NR | 1–3.7 | Not Applicable | [9 empty] | Data not provided | Data not provided | Data not provided | Data not provided | Data not provided | Data not provided | Data not provided | Data not provided | Data not provided | Influent | 3.07–3.37 | 0.05–2.04 | mg/L | 10.13–13.17 | °C | Data not provided | N/A | Data not provided | N/A | 320.9–403.8 | mV | 1,366–1,541 | µS/cm | None | N/A | Data not provided | Data not provided | Data not provided | Data not provided | Data not provided | Data not provided | Data not provided | Data not provided | Data not provided | Data not provided | Data not provided | Data not provided | Data not provided | Data not provided | Data not provided | NR = not reported. Only value that was not NR or ND (below detection limit). ND = 0.01
Final Treatability Study Technical Memorandum Formosa Mine Superfund Site Douglas County, Oregon | FORMOSA MINE | ORN001002616 | N/A | OU2 | BCR2 01-02 | Abandoned | Sulfate-reducing bacteria (SRB) BCR without pre-treatment | Passive | Biochemical reactor (BCR) | No pre-treatment | Formosa 1 Adit discharge | N | BCR without pre-treatment | Aerobic polishing cell (APC) | Data not provided | Pilot | July 2013- October 2013 | Sulfide | Sulfide, total | mg/L | N | N/A |  |  |  | NR | 1–3.7 | Not Applicable | [6 empty] | Data not provided | Data not provided | Data not provided | Data not provided | Data not provided | Data not provided | Data not provided | Data not provided | Data not provided | Influent | 3.07–3.37 | 0.05–2.04 | mg/L | 10.13–13.17 | °C | Data not provided | N/A | Data not provided | N/A | 320.9–403.8 | mV | 1,366–1,541 | µS/cm | None | N/A | Data not provided | Data not provided | Data not provided | Data not provided | Data not provided | Data not provided | Data not provided | Data not provided | Data not provided | Data not provided | Data not provided | Data not provided | Data not provided | Data not provided | Data not provided | NR = not reported. Only value that was not NR or ND (below detection limit). ND = 0.01
Final Treatability Study Technical Memorandum Formosa Mine Superfund Site Douglas County, Oregon | FORMOSA MINE | ORN001002616 | N/A | OU2 | BCR3 01-03 | Abandoned | Sulfate-reducing bacteria (SRB) BCR with SAPS pre-treatment | Passive | Biochemical reactor (BCR) | Pre-treatment | Formosa 1 Adit discharge | Y | Entire system | Aerobic polishing cell (APC) | Data not provided | Pilot | July 2013- October 2013 | Sulfide | Sulfide, total | mg/L | N | N/A | NR | 0.08–2.9 | Not Applicable | [9 empty] | Data not provided | Data not provided | Data not provided | Data not provided | Data not provided | Data not provided | Data not provided | Data not provided | Data not provided | Influent | 3.07–3.37 | 0.05–2.04 | mg/L | 10.13–13.17 | °C | Data not provided | N/A | Data not provided | N/A | 320.9–403.8 | mV | 1,366–1,541 | µS/cm | None | N/A | Data not provided | Data not provided | Data not provided | Data not provided | Data not provided | Data not provided | Data not provided | Data not provided | Data not provided | Data not provided | Data not provided | Data not provided | Data not provided | Data not provided | Data not provided | NR = not reported. Only value that was not NR or ND (below detection limit). ND = 0.01
Final Treatability Study Technical Memorandum Formosa Mine Superfund Site Douglas County, Oregon | FORMOSA MINE | ORN001002616 | N/A | OU2 | BCR3 01-03 | Abandoned | Sulfate-reducing bacteria (SRB) BCR with SAPS pre-treatment | Passive | Biochemical reactor (BCR) | Pre-treatment | Formosa 1 Adit discharge | Y | Entire system | Aerobic polishing cell (APC) | Data not provided | Pilot | July 2013- October 2013 | Sulfide | Sulfide, total | mg/L | N | N/A |  |  |  | NR | 0.08–2.9 | Not Applicable | [6 empty] | Data not provided | Data not provided | Data not provided | Data not provided | Data not provided | Data not provided | Data not provided | Data not provided | Data not provided | Influent | 3.07–3.37 | 0.05–2.04 | mg/L | 10.13–13.17 | °C | Data not provided | N/A | Data not provided | N/A | 320.9–403.8 | mV | 1,366–1,541 | µS/cm | None | N/A | Data not provided | Data not provided | Data not provided | Data not provided | Data not provided | Data not provided | Data not provided | Data not provided | Data not provided | Data not provided | Data not provided | Data not provided | Data not provided | Data not provided | Data not provided | NR = not reported. Only value that was not NR or ND (below detection limit). ND = 0.01
Final Treatability Study Technical Memorandum Formosa Mine Superfund Site Douglas County, Oregon | FORMOSA MINE | ORN001002616 | N/A | OU2 | BCR4 01-04 | Abandoned | Sulfate-reducing bacteria (SRB) BCR with SAPS pre-treatment | Passive | Biochemical reactor (BCR) | Pre-treatment | Formosa 1 Adit discharge | Y | Entire system | Aerobic polishing cell (APC) | Data not provided | Pilot | July 2013- October 2013 | Sulfide | Sulfide, total | mg/L | N | N/A | NR | 1.9–200 | Not Applicable | [9 empty] | Data not provided | Data not provided | Data not provided | Data not provided | Data not provided | Data not provided | Data not provided | Data not provided | Data not provided | Influent | 3.07–3.37 | 0.05–2.04 | mg/L | 10.13–13.17 | °C | Data not provided | N/A | Data not provided | N/A | 320.9–403.8 | mV | 1,366–1,541 | µS/cm | None | N/A | Data not provided | Data not provided | Data not provided | Data not provided | Data not provided | Data not provided | Data not provided | Data not provided | Data not provided | Data not provided | Data not provided | Data not provided | Data not provided | Data not provided | Data not provided | NR = not reported. Only value that was not NR or ND (below detection limit). ND = 0.01
Final Treatability Study Technical Memorandum Formosa Mine Superfund Site Douglas County, Oregon | FORMOSA MINE | ORN001002616 | N/A | OU2 | BCR4 01-04 | Abandoned | Sulfate-reducing bacteria (SRB) BCR with SAPS pre-treatment | Passive | Biochemical reactor (BCR) | Pre-treatment | Formosa 1 Adit discharge | Y | Entire system | Aerobic polishing cell (APC) | Data not provided | Pilot | July 2013- October 2013 | Sulfide | Sulfide, total | mg/L | N | N/A |  |  |  | NR | 1.9–200 | Not Applicable | [6 empty] | Data not provided | Data not provided | Data not provided | Data not provided | Data not provided | Data not provided | Data not provided | Data not provided | Data not provided | Influent | 3.07–3.37 | 0.05–2.04 | mg/L | 10.13–13.17 | °C | Data not provided | N/A | Data not provided | N/A | 320.9–403.8 | mV | 1,366–1,541 | µS/cm | None | N/A | Data not provided | Data not provided | Data not provided | Data not provided | Data not provided | Data not provided | Data not provided | Data not provided | Data not provided | Data not provided | Data not provided | Data not provided | Data not provided | Data not provided | Data not provided | NR = not reported. Only value that was not NR or ND (below detection limit). ND = 0.01
Final Treatability Study Technical Memorandum Formosa Mine Superfund Site Douglas County, Oregon | FORMOSA MINE | ORN001002616 | N/A | OU2 | BCR5 01-05 | Abandoned | Sulfate-reducing bacteria (SRB) BCR with ChitoRem pre-treatment | Passive | Biochemical reactor (BCR) | Pre-treatment | Formosa 1 Adit discharge | Y | Entire system | Aerobic polishing cell (APC) | Data not provided | Pilot | July 2013- October 2013 | Sulfide | Sulfide, total | mg/L | N | N/A | NR | 20–125 | Not Applicable | [9 empty] | Data not provided | Data not provided | Data not provided | Data not provided | Data not provided | Data not provided | Data not provided | Data not provided | Data not provided | Influent | 3.07–3.37 | 0.05–2.04 | mg/L | 10.13–13.17 | °C | Data not provided | N/A | Data not provided | N/A | 320.9–403.8 | mV | 1,366–1,541 | µS/cm | None | N/A | Data not provided | Data not provided | Data not provided | Data not provided | Data not provided | Data not provided | Data not provided | Data not provided | Data not provided | Data not provided | Data not provided | Data not provided | Data not provided | Data not provided | Data not provided | NR = not reported. Only value that was not NR or ND (below detection limit). ND = 0.01
Final Treatability Study Technical Memorandum Formosa Mine Superfund Site Douglas County, Oregon | FORMOSA MINE | ORN001002616 | N/A | OU2 | BCR5 01-05 | Abandoned | Sulfate-reducing bacteria (SRB) BCR with ChitoRem pre-treatment | Passive | Biochemical reactor (BCR) | Pre-treatment | Formosa 1 Adit discharge | Y | Entire system | Aerobic polishing cell (APC) | Data not provided | Pilot | July 2013- October 2013 | Sulfide | Sulfide, total | mg/L | N | N/A |  |  |  | NR | 20–125 | Not Applicable | [6 empty] | Data not provided | Data not provided | Data not provided | Data not provided | Data not provided | Data not provided | Data not provided | Data not provided | Data not provided | Influent | 3.07–3.37 | 0.05–2.04 | mg/L | 10.13–13.17 | °C | Data not provided | N/A | Data not provided | N/A | 320.9–403.8 | mV | 1,366–1,541 | µS/cm | None | N/A | Data not provided | Data not provided | Data not provided | Data not provided | Data not provided | Data not provided | Data not provided | Data not provided | Data not provided | Data not provided | Data not provided | Data not provided | Data not provided | Data not provided | Data not provided | NR = not reported. Only value that was not NR or ND (below detection limit). ND = 0.01
Final Treatability Study Technical Memorandum Formosa Mine Superfund Site Douglas County, Oregon | FORMOSA MINE | ORN001002616 | N/A | OU2 | BCR6 01-06 | Abandoned | Sulfate-reducing bacteria (SRB) BCR with ChitoRem pre-treatment | Passive | Biochemical reactor (BCR) | Pre-treatment | Formosa 1 Adit discharge | Y | Entire system | Aerobic polishing cell (APC) | Data not provided | Pilot | July 2013- October 2013 | Sulfide | Sulfide, total | mg/L | N | N/A | NR | 4–11 | Not Applicable | [9 empty] | Data not provided | Data not provided | Data not provided | Data not provided | Data not provided | Data not provided | Data not provided | Data not provided | Data not provided | Influent | 3.07–3.37 | 0.05–2.04 | mg/L | 10.13–13.17 | °C | Data not provided | N/A | Data not provided | N/A | 320.9–403.8 | mV | 1,366–1,541 | µS/cm | None | N/A | Data not provided | Data not provided | Data not provided | Data not provided | Data not provided | Data not provided | Data not provided | Data not provided | Data not provided | Data not provided | Data not provided | Data not provided | Data not provided | Data not provided | Data not provided | NR = not reported. Only value that was not NR or ND (below detection limit). ND = 0.01
Final Treatability Study Technical Memorandum Formosa Mine Superfund Site Douglas County, Oregon | FORMOSA MINE | ORN001002616 | N/A | OU2 | BCR6 01-06 | Abandoned | Sulfate-reducing bacteria (SRB) BCR with ChitoRem pre-treatment | Passive | Biochemical reactor (BCR) | Pre-treatment | Formosa 1 Adit discharge | Y | Entire system | Aerobic polishing cell (APC) | Data not provided | Pilot | July 2013- October 2013 | Sulfide | Sulfide, total | mg/L | N | N/A |  |  |  | NR | 4–11 | Not Applicable | [6 empty] | Data not provided | Data not provided | Data not provided | Data not provided | Data not provided | Data not provided | Data not provided | Data not provided | Data not provided | Influent | 3.07–3.37 | 0.05–2.04 | mg/L | 10.13–13.17 | °C | Data not provided | N/A | Data not provided | N/A | 320.9–403.8 | mV | 1,366–1,541 | µS/cm | None | N/A | Data not provided | Data not provided | Data not provided | Data not provided | Data not provided | Data not provided | Data not provided | Data not provided | Data not provided | Data not provided | Data not provided | Data not provided | Data not provided | Data not provided | Data not provided | NR = not reported. Only value that was not NR or ND (below detection limit). ND = 0.01
Final Treatability Study Technical Memorandum Formosa Mine Superfund Site Douglas County, Oregon | FORMOSA MINE | ORN001002616 | N/A | OU2 | BCR3 01-03 | Abandoned | Sulfate-reducing bacteria (SRB) BCR with SAPS pre-treatment | Passive | Biochemical reactor (BCR) | Pre-treatment | Formosa 1 Adit discharge | Y | Entire system | Aerobic polishing cell (APC) | Data not provided | Pilot | July 2013- October 2013 | Nickel | Ni, dissolved | mg/L | N | N/A | [6 empty] | 0.035 | 0.049 | 28.5714 |  |  |  | Data not provided | Data not provided | Data not provided | Data not provided | Data not provided | Data not provided | Data not provided | Data not provided | Data not provided | Effluent | 6.41 | 0.13 | mg/L | 20.83 | °C | Data not provided | N/A | Data not provided | N/A | 149.5 | mV | 7404 | µS/cm | None | N/A | Data not provided | Data not provided | Data not provided | Data not provided | Data not provided | Data not provided | Y | The necessity and effectiveness of pre‐treatment to condition the water for BCR treatment, MIW loading rate for each BCR medium to achieve effective metal reduction and pH neutralization, Metals removal efficiency (MRE) and sulfate reduction rate for assessing reduction of contaminant toxicity, mass, and volume, through treatment using BCRs, Residuals generation rates (i.e. sludge from precipitation) for operation and maintenance (O&M) consideration, Replacement rate for spent treatment media (substrate for biochemical reactor or limestone in a pre‐treatment process) for O&M consideration, Impacts of wet weather on the treatment effectiveness and how the BCRs would respond to such changes | Data not provided | Data not provided | Data not provided | Data not provided | Data not provided | Data not provided | Data not provided | Only value that isn't ND (0.004).
Final Treatability Study Technical Memorandum Formosa Mine Superfund Site Douglas County, Oregon | FORMOSA MINE | ORN001002616 | N/A | OU2 | BCR1 01-01 | Abandoned | Sulfate-reducing bacteria (SRB) BCR without pre-treatment | Passive | Biochemical reactor (BCR) | No pre-treatment | Formosa 1 Adit discharge | N | BCR without pre-treatment | Aerobic polishing cell (APC) | Data not provided | Pilot | July 2013- October 2013 | Aluminum | Al, total | mg/L | N | N/A | 14.1 | 1.05 | 92.5532 | [9 empty] | Data not provided | Data not provided | Data not provided | Data not provided | Data not provided | Data not provided | Data not provided | Data not provided | Data not provided | Influent | 3.18 | 2.04 | mg/L | 13.17 | °C | Data not provided | N/A | Data not provided | N/A | 389.1 | mV | 1470 | µS/cm | None | N/A | Data not provided | Data not provided | Data not provided | Data not provided | Data not provided | Data not provided | Y | The necessity and effectiveness of pre‐treatment to condition the water for BCR treatment, MIW loading rate for each BCR medium to achieve effective metal reduction and pH neutralization, Metals removal efficiency (MRE) and sulfate reduction rate for assessing reduction of contaminant toxicity, mass, and volume, through treatment using BCRs, Residuals generation rates (i.e. sludge from precipitation) for operation and maintenance (O&M) consideration, Replacement rate for spent treatment media (substrate for biochemical reactor or limestone in a pre‐treatment process) for O&M consideration, Impacts of wet weather on the treatment effectiveness and how the BCRs would respond to such changes | Data not provided | Data not provided | Data not provided | Data not provided | Data not provided | Data not provided | Data not provided | Sample date should be 07/15/2013 but is marked as 07/10/2013 in the parameters table in the PDF.
Final Treatability Study Technical Memorandum Formosa Mine Superfund Site Douglas County, Oregon | FORMOSA MINE | ORN001002616 | N/A | OU2 | BCR1 01-01 | Abandoned | Sulfate-reducing bacteria (SRB) BCR without pre-treatment | Passive | Biochemical reactor (BCR) | No pre-treatment | Formosa 1 Adit discharge | N | BCR without pre-treatment | Aerobic polishing cell (APC) | Data not provided | Pilot | July 2013- October 2013 | Aluminum | Al, total | mg/L | N | N/A | [9 empty] | 1.05 | 14.1 | 92.5532 | Data not provided | Data not provided | Data not provided | Data not provided | Data not provided | Data not provided | Data not provided | Data not provided | Data not provided | Effluent | 6.36 | 0.11 | mg/L | 21.04 | °C | Data not provided | N/A | Data not provided | N/A | -158.5 | mV | 3928 | µS/cm | None | N/A | Data not provided | Data not provided | Data not provided | Data not provided | Data not provided | Data not provided | Y | The necessity and effectiveness of pre‐treatment to condition the water for BCR treatment, MIW loading rate for each BCR medium to achieve effective metal reduction and pH neutralization, Metals removal efficiency (MRE) and sulfate reduction rate for assessing reduction of contaminant toxicity, mass, and volume, through treatment using BCRs, Residuals generation rates (i.e. sludge from precipitation) for operation and maintenance (O&M) consideration, Replacement rate for spent treatment media (substrate for biochemical reactor or limestone in a pre‐treatment process) for O&M consideration, Impacts of wet weather on the treatment effectiveness and how the BCRs would respond to such changes | Data not provided | Data not provided | Data not provided | Data not provided | Data not provided | Data not provided | Data not provided | Sample date should be 07/15/2013 but is marked as 07/10/2013 in the parameters table in the PDF.
Final Treatability Study Technical Memorandum Formosa Mine Superfund Site Douglas County, Oregon | FORMOSA MINE | ORN001002616 | N/A | OU2 | BCR2 01-02 | Abandoned | Sulfate-reducing bacteria (SRB) BCR without pre-treatment | Passive | Biochemical reactor (BCR) | No pre-treatment | Formosa 1 Adit discharge | N | BCR without pre-treatment | Aerobic polishing cell (APC) | Data not provided | Pilot | July 2013- October 2013 | Aluminum | Al, total | mg/L | N | N/A | 14.1 | 4.49 | 68.156 | [9 empty] | Data not provided | Data not provided | Data not provided | Data not provided | Data not provided | Data not provided | Data not provided | Data not provided | Data not provided | Influent | 3.18 | 2.04 | mg/L | 13.17 | °C | Data not provided | N/A | Data not provided | N/A | 389.1 | mV | 1470 | µS/cm | None | N/A | Data not provided | Data not provided | Data not provided | Data not provided | Data not provided | Data not provided | Y | The necessity and effectiveness of pre‐treatment to condition the water for BCR treatment, MIW loading rate for each BCR medium to achieve effective metal reduction and pH neutralization, Metals removal efficiency (MRE) and sulfate reduction rate for assessing reduction of contaminant toxicity, mass, and volume, through treatment using BCRs, Residuals generation rates (i.e. sludge from precipitation) for operation and maintenance (O&M) consideration, Replacement rate for spent treatment media (substrate for biochemical reactor or limestone in a pre‐treatment process) for O&M consideration, Impacts of wet weather on the treatment effectiveness and how the BCRs would respond to such changes | Data not provided | Data not provided | Data not provided | Data not provided | Data not provided | Data not provided | Data not provided | Sample date should be 07/15/2013 but is marked as 07/10/2013 in the parameters table in the PDF.
Final Treatability Study Technical Memorandum Formosa Mine Superfund Site Douglas County, Oregon | FORMOSA MINE | ORN001002616 | N/A | OU2 | BCR2 01-02 | Abandoned | Sulfate-reducing bacteria (SRB) BCR without pre-treatment | Passive | Biochemical reactor (BCR) | No pre-treatment | Formosa 1 Adit discharge | N | BCR without pre-treatment | Aerobic polishing cell (APC) | Data not provided | Pilot | July 2013- October 2013 | Aluminum | Al, dissolved | mg/L | N | N/A | 14.2 | 4.2 | 70.4225 | [9 empty] | Data not provided | Data not provided | Data not provided | Data not provided | Data not provided | Data not provided | Data not provided | Data not provided | Data not provided | Influent | 3.18 | 2.04 | mg/L | 13.17 | °C | Data not provided | N/A | Data not provided | N/A | 389.1 | mV | 1470 | µS/cm | None | N/A | Data not provided | Data not provided | Data not provided | Data not provided | Data not provided | Data not provided | Y | The necessity and effectiveness of pre‐treatment to condition the water for BCR treatment, MIW loading rate for each BCR medium to achieve effective metal reduction and pH neutralization, Metals removal efficiency (MRE) and sulfate reduction rate for assessing reduction of contaminant toxicity, mass, and volume, through treatment using BCRs, Residuals generation rates (i.e. sludge from precipitation) for operation and maintenance (O&M) consideration, Replacement rate for spent treatment media (substrate for biochemical reactor or limestone in a pre‐treatment process) for O&M consideration, Impacts of wet weather on the treatment effectiveness and how the BCRs would respond to such changes | Data not provided | Data not provided | Data not provided | Data not provided | Data not provided | Data not provided | Data not provided | Sample date should be 07/15/2013 but is marked as 07/10/2013 in the parameters table in the PDF.
Final Treatability Study Technical Memorandum Formosa Mine Superfund Site Douglas County, Oregon | FORMOSA MINE | ORN001002616 | N/A | OU2 | BCR3 01-03 | Abandoned | Sulfate-reducing bacteria (SRB) BCR with SAPS pre-treatment | Passive | Biochemical reactor (BCR) | Pre-treatment | Formosa 1 Adit discharge | Y | Entire system | Aerobic polishing cell (APC) | Data not provided | Pilot | July 2013- October 2013 | Aluminum | Al, total | mg/L | N | N/A | 14.1 | 1.61 | 88.5816 | [9 empty] | Data not provided | Data not provided | Data not provided | Data not provided | Data not provided | Data not provided | Data not provided | Data not provided | Data not provided | Influent | 3.18 | 2.04 | mg/L | 13.17 | °C | Data not provided | N/A | Data not provided | N/A | 389.1 | mV | 1470 | µS/cm | None | N/A | Data not provided | Data not provided | Data not provided | Data not provided | Data not provided | Data not provided | Y | The necessity and effectiveness of pre‐treatment to condition the water for BCR treatment, MIW loading rate for each BCR medium to achieve effective metal reduction and pH neutralization, Metals removal efficiency (MRE) and sulfate reduction rate for assessing reduction of contaminant toxicity, mass, and volume, through treatment using BCRs, Residuals generation rates (i.e. sludge from precipitation) for operation and maintenance (O&M) consideration, Replacement rate for spent treatment media (substrate for biochemical reactor or limestone in a pre‐treatment process) for O&M consideration, Impacts of wet weather on the treatment effectiveness and how the BCRs would respond to such changes | Data not provided | Data not provided | Data not provided | Data not provided | Data not provided | Data not provided | Data not provided | Sample date should be 07/15/2013 but is marked as 07/10/2013 in the parameters table in the PDF.
Final Treatability Study Technical Memorandum Formosa Mine Superfund Site Douglas County, Oregon | FORMOSA MINE | ORN001002616 | N/A | OU2 | BCR4 01-04 | Abandoned | Sulfate-reducing bacteria (SRB) BCR with SAPS pre-treatment | Passive | Biochemical reactor (BCR) | Pre-treatment | Formosa 1 Adit discharge | Y | Entire system | Aerobic polishing cell (APC) | Data not provided | Pilot | July 2013- October 2013 | Aluminum | Al, total | mg/L | N | N/A | 14.1 | 3.52 | 75.0355 | [9 empty] | Data not provided | Data not provided | Data not provided | Data not provided | Data not provided | Data not provided | Data not provided | Data not provided | Data not provided | Influent | 3.18 | 2.04 | mg/L | 13.17 | °C | Data not provided | N/A | Data not provided | N/A | 389.1 | mV | 1470 | µS/cm | None | N/A | Data not provided | Data not provided | Data not provided | Data not provided | Data not provided | Data not provided | Y | The necessity and effectiveness of pre‐treatment to condition the water for BCR treatment, MIW loading rate for each BCR medium to achieve effective metal reduction and pH neutralization, Metals removal efficiency (MRE) and sulfate reduction rate for assessing reduction of contaminant toxicity, mass, and volume, through treatment using BCRs, Residuals generation rates (i.e. sludge from precipitation) for operation and maintenance (O&M) consideration, Replacement rate for spent treatment media (substrate for biochemical reactor or limestone in a pre‐treatment process) for O&M consideration, Impacts of wet weather on the treatment effectiveness and how the BCRs would respond to such changes | Data not provided | Data not provided | Data not provided | Data not provided | Data not provided | Data not provided | Data not provided | Sample date should be 07/15/2013 but is marked as 07/10/2013 in the parameters table in the PDF.
Final Treatability Study Technical Memorandum Formosa Mine Superfund Site Douglas County, Oregon | FORMOSA MINE | ORN001002616 | N/A | OU2 | BCR4 01-04 | Abandoned | Sulfate-reducing bacteria (SRB) BCR with SAPS pre-treatment | Passive | Biochemical reactor (BCR) | Pre-treatment | Formosa 1 Adit discharge | Y | Entire system | Aerobic polishing cell (APC) | Data not provided | Pilot | July 2013- October 2013 | Aluminum | Al, dissolved | mg/L | N | N/A | 14.2 | 3.06 | 78.4507 | [9 empty] | Data not provided | Data not provided | Data not provided | Data not provided | Data not provided | Data not provided | Data not provided | Data not provided | Data not provided | Influent | 3.18 | 2.04 | mg/L | 13.17 | °C | Data not provided | N/A | Data not provided | N/A | 389.1 | mV | 1470 | µS/cm | None | N/A | Data not provided | Data not provided | Data not provided | Data not provided | Data not provided | Data not provided | Y | The necessity and effectiveness of pre‐treatment to condition the water for BCR treatment, MIW loading rate for each BCR medium to achieve effective metal reduction and pH neutralization, Metals removal efficiency (MRE) and sulfate reduction rate for assessing reduction of contaminant toxicity, mass, and volume, through treatment using BCRs, Residuals generation rates (i.e. sludge from precipitation) for operation and maintenance (O&M) consideration, Replacement rate for spent treatment media (substrate for biochemical reactor or limestone in a pre‐treatment process) for O&M consideration, Impacts of wet weather on the treatment effectiveness and how the BCRs would respond to such changes | Data not provided | Data not provided | Data not provided | Data not provided | Data not provided | Data not provided | Data not provided | Sample date should be 07/15/2013 but is marked as 07/10/2013 in the parameters table in the PDF.
Final Treatability Study Technical Memorandum Formosa Mine Superfund Site Douglas County, Oregon | FORMOSA MINE | ORN001002616 | N/A | OU2 | BCR5 01-05 | Abandoned | Sulfate-reducing bacteria (SRB) BCR with ChitoRem pre-treatment | Passive | Biochemical reactor (BCR) | Pre-treatment | Formosa 1 Adit discharge | Y | Entire system | Aerobic polishing cell (APC) | Data not provided | Pilot | July 2013- October 2013 | Aluminum | Al, total | mg/L | N | N/A | 14.1 | 2.11 | 85.0355 | [9 empty] | Data not provided | Data not provided | Data not provided | Data not provided | Data not provided | Data not provided | Data not provided | Data not provided | Data not provided | Influent | 3.18 | 2.04 | mg/L | 13.17 | °C | Data not provided | N/A | Data not provided | N/A | 389.1 | mV | 1470 | µS/cm | None | N/A | Data not provided | Data not provided | Data not provided | Data not provided | Data not provided | Data not provided | Y | The necessity and effectiveness of pre‐treatment to condition the water for BCR treatment, MIW loading rate for each BCR medium to achieve effective metal reduction and pH neutralization, Metals removal efficiency (MRE) and sulfate reduction rate for assessing reduction of contaminant toxicity, mass, and volume, through treatment using BCRs, Residuals generation rates (i.e. sludge from precipitation) for operation and maintenance (O&M) consideration, Replacement rate for spent treatment media (substrate for biochemical reactor or limestone in a pre‐treatment process) for O&M consideration, Impacts of wet weather on the treatment effectiveness and how the BCRs would respond to such changes | Data not provided | Data not provided | Data not provided | Data not provided | Data not provided | Data not provided | Data not provided | Sample date should be 07/15/2013 but is marked as 07/10/2013 in the parameters table in the PDF.
Final Treatability Study Technical Memorandum Formosa Mine Superfund Site Douglas County, Oregon | FORMOSA MINE | ORN001002616 | N/A | OU2 | BCR5 01-05 | Abandoned | Sulfate-reducing bacteria (SRB) BCR with ChitoRem pre-treatment | Passive | Biochemical reactor (BCR) | Pre-treatment | Formosa 1 Adit discharge | Y | Entire system | Aerobic polishing cell (APC) | Data not provided | Pilot | July 2013- October 2013 | Aluminum | Al, dissolved | mg/L | N | N/A | 14.2 | 1.23 | 91.338 | [9 empty] | Data not provided | Data not provided | Data not provided | Data not provided | Data not provided | Data not provided | Data not provided | Data not provided | Data not provided | Influent | 3.18 | 2.04 | mg/L | 13.17 | °C | Data not provided | N/A | Data not provided | N/A | 389.1 | mV | 1470 | µS/cm | None | N/A | Data not provided | Data not provided | Data not provided | Data not provided | Data not provided | Data not provided | Y | The necessity and effectiveness of pre‐treatment to condition the water for BCR treatment, MIW loading rate for each BCR medium to achieve effective metal reduction and pH neutralization, Metals removal efficiency (MRE) and sulfate reduction rate for assessing reduction of contaminant toxicity, mass, and volume, through treatment using BCRs, Residuals generation rates (i.e. sludge from precipitation) for operation and maintenance (O&M) consideration, Replacement rate for spent treatment media (substrate for biochemical reactor or limestone in a pre‐treatment process) for O&M consideration, Impacts of wet weather on the treatment effectiveness and how the BCRs would respond to such changes | Data not provided | Data not provided | Data not provided | Data not provided | Data not provided | Data not provided | Data not provided | Sample date should be 07/15/2013 but is marked as 07/10/2013 in the parameters table in the PDF.
Final Treatability Study Technical Memorandum Formosa Mine Superfund Site Douglas County, Oregon | FORMOSA MINE | ORN001002616 | N/A | OU2 | BCR6 01-06 | Abandoned | Sulfate-reducing bacteria (SRB) BCR with ChitoRem pre-treatment | Passive | Biochemical reactor (BCR) | Pre-treatment | Formosa 1 Adit discharge | Y | Entire system | Aerobic polishing cell (APC) | Data not provided | Pilot | July 2013- October 2013 | Aluminum | Al, total | mg/L | N | N/A | 14.1 | 4.8 | 65.9574 | [9 empty] | Data not provided | Data not provided | Data not provided | Data not provided | Data not provided | Data not provided | Data not provided | Data not provided | Data not provided | Influent | 3.18 | 2.04 | mg/L | 13.17 | °C | Data not provided | N/A | Data not provided | N/A | 389.1 | mV | 1470 | µS/cm | None | N/A | Data not provided | Data not provided | Data not provided | Data not provided | Data not provided | Data not provided | Y | The necessity and effectiveness of pre‐treatment to condition the water for BCR treatment, MIW loading rate for each BCR medium to achieve effective metal reduction and pH neutralization, Metals removal efficiency (MRE) and sulfate reduction rate for assessing reduction of contaminant toxicity, mass, and volume, through treatment using BCRs, Residuals generation rates (i.e. sludge from precipitation) for operation and maintenance (O&M) consideration, Replacement rate for spent treatment media (substrate for biochemical reactor or limestone in a pre‐treatment process) for O&M consideration, Impacts of wet weather on the treatment effectiveness and how the BCRs would respond to such changes | Data not provided | Data not provided | Data not provided | Data not provided | Data not provided | Data not provided | Data not provided | Sample date should be 07/15/2013 but is marked as 07/10/2013 in the parameters table in the PDF.
Final Treatability Study Technical Memorandum Formosa Mine Superfund Site Douglas County, Oregon | FORMOSA MINE | ORN001002616 | N/A | OU2 | BCR6 01-06 | Abandoned | Sulfate-reducing bacteria (SRB) BCR with ChitoRem pre-treatment | Passive | Biochemical reactor (BCR) | Pre-treatment | Formosa 1 Adit discharge | Y | Entire system | Aerobic polishing cell (APC) | Data not provided | Pilot | July 2013- October 2013 | Aluminum | Al, dissolved | mg/L | N | N/A | 14.2 | 4.8 | 66.1972 | [9 empty] | Data not provided | Data not provided | Data not provided | Data not provided | Data not provided | Data not provided | Data not provided | Data not provided | Data not provided | Influent | 3.18 | 2.04 | mg/L | 13.17 | °C | Data not provided | N/A | Data not provided | N/A | 389.1 | mV | 1470 | µS/cm | None | N/A | Data not provided | Data not provided | Data not provided | Data not provided | Data not provided | Data not provided | Y | The necessity and effectiveness of pre‐treatment to condition the water for BCR treatment, MIW loading rate for each BCR medium to achieve effective metal reduction and pH neutralization, Metals removal efficiency (MRE) and sulfate reduction rate for assessing reduction of contaminant toxicity, mass, and volume, through treatment using BCRs, Residuals generation rates (i.e. sludge from precipitation) for operation and maintenance (O&M) consideration, Replacement rate for spent treatment media (substrate for biochemical reactor or limestone in a pre‐treatment process) for O&M consideration, Impacts of wet weather on the treatment effectiveness and how the BCRs would respond to such changes | Data not provided | Data not provided | Data not provided | Data not provided | Data not provided | Data not provided | Data not provided | Sample date should be 07/15/2013 but is marked as 07/10/2013 in the parameters table in the PDF.
Final Treatability Study Technical Memorandum Formosa Mine Superfund Site Douglas County, Oregon | FORMOSA MINE | ORN001002616 | N/A | OU2 | BCR1 01-01 | Abandoned | Sulfate-reducing bacteria (SRB) BCR without pre-treatment | Passive | Biochemical reactor (BCR) | No pre-treatment | Formosa 1 Adit discharge | N | BCR without pre-treatment | Aerobic polishing cell (APC) | Data not provided | Pilot | July 2013- October 2013 | Calcium | Ca, total | mg/L | N | N/A |  |  |  | 96.6 | 241 | -149.4824 | [6 empty] | Data not provided | Data not provided | Data not provided | Data not provided | Data not provided | Data not provided | Data not provided | Data not provided | Data not provided | Influent | 3.18 | 2.04 | mg/L | 13.17 | °C | Data not provided | N/A | Data not provided | N/A | 389.1 | mV | 1470 | µS/cm | None | N/A | Data not provided | Data not provided | Data not provided | Data not provided | Data not provided | Data not provided | Y | The necessity and effectiveness of pre‐treatment to condition the water for BCR treatment, MIW loading rate for each BCR medium to achieve effective metal reduction and pH neutralization, Metals removal efficiency (MRE) and sulfate reduction rate for assessing reduction of contaminant toxicity, mass, and volume, through treatment using BCRs, Residuals generation rates (i.e. sludge from precipitation) for operation and maintenance (O&M) consideration, Replacement rate for spent treatment media (substrate for biochemical reactor or limestone in a pre‐treatment process) for O&M consideration, Impacts of wet weather on the treatment effectiveness and how the BCRs would respond to such changes | Data not provided | Data not provided | Data not provided | Data not provided | Data not provided | Data not provided | Data not provided | Sample date should be 07/15/2013 but is marked as 07/10/2013 in the parameters table in the PDF.
Final Treatability Study Technical Memorandum Formosa Mine Superfund Site Douglas County, Oregon | FORMOSA MINE | ORN001002616 | N/A | OU2 | BCR2 01-02 | Abandoned | Sulfate-reducing bacteria (SRB) BCR without pre-treatment | Passive | Biochemical reactor (BCR) | No pre-treatment | Formosa 1 Adit discharge | N | BCR without pre-treatment | Aerobic polishing cell (APC) | Data not provided | Pilot | July 2013- October 2013 | Calcium | Ca, total | mg/L | N | N/A |  |  |  | 96.6 | 3020 | -3026.294 | [6 empty] | Data not provided | Data not provided | Data not provided | Data not provided | Data not provided | Data not provided | Data not provided | Data not provided | Data not provided | Influent | 3.18 | 2.04 | mg/L | 13.17 | °C | Data not provided | N/A | Data not provided | N/A | 389.1 | mV | 1470 | µS/cm | None | N/A | Data not provided | Data not provided | Data not provided | Data not provided | Data not provided | Data not provided | Y | The necessity and effectiveness of pre‐treatment to condition the water for BCR treatment, MIW loading rate for each BCR medium to achieve effective metal reduction and pH neutralization, Metals removal efficiency (MRE) and sulfate reduction rate for assessing reduction of contaminant toxicity, mass, and volume, through treatment using BCRs, Residuals generation rates (i.e. sludge from precipitation) for operation and maintenance (O&M) consideration, Replacement rate for spent treatment media (substrate for biochemical reactor or limestone in a pre‐treatment process) for O&M consideration, Impacts of wet weather on the treatment effectiveness and how the BCRs would respond to such changes | Data not provided | Data not provided | Data not provided | Data not provided | Data not provided | Data not provided | Data not provided | Sample date should be 07/15/2013 but is marked as 07/10/2013 in the parameters table in the PDF.
Final Treatability Study Technical Memorandum Formosa Mine Superfund Site Douglas County, Oregon | FORMOSA MINE | ORN001002616 | N/A | OU2 | BCR3 01-03 | Abandoned | Sulfate-reducing bacteria (SRB) BCR with SAPS pre-treatment | Passive | Biochemical reactor (BCR) | Pre-treatment | Formosa 1 Adit discharge | Y | Entire system | Aerobic polishing cell (APC) | Data not provided | Pilot | July 2013- October 2013 | Calcium | Ca, total | mg/L | N | N/A |  |  |  | 96.6 | 397 | -310.9731 | [6 empty] | Data not provided | Data not provided | Data not provided | Data not provided | Data not provided | Data not provided | Data not provided | Data not provided | Data not provided | Influent | 3.18 | 2.04 | mg/L | 13.17 | °C | Data not provided | N/A | Data not provided | N/A | 389.1 | mV | 1470 | µS/cm | None | N/A | Data not provided | Data not provided | Data not provided | Data not provided | Data not provided | Data not provided | Y | The necessity and effectiveness of pre‐treatment to condition the water for BCR treatment, MIW loading rate for each BCR medium to achieve effective metal reduction and pH neutralization, Metals removal efficiency (MRE) and sulfate reduction rate for assessing reduction of contaminant toxicity, mass, and volume, through treatment using BCRs, Residuals generation rates (i.e. sludge from precipitation) for operation and maintenance (O&M) consideration, Replacement rate for spent treatment media (substrate for biochemical reactor or limestone in a pre‐treatment process) for O&M consideration, Impacts of wet weather on the treatment effectiveness and how the BCRs would respond to such changes | Data not provided | Data not provided | Data not provided | Data not provided | Data not provided | Data not provided | Data not provided | Sample date should be 07/15/2013 but is marked as 07/10/2013 in the parameters table in the PDF.
Final Treatability Study Technical Memorandum Formosa Mine Superfund Site Douglas County, Oregon | FORMOSA MINE | ORN001002616 | N/A | OU2 | BCR4 01-04 | Abandoned | Sulfate-reducing bacteria (SRB) BCR with SAPS pre-treatment | Passive | Biochemical reactor (BCR) | Pre-treatment | Formosa 1 Adit discharge | Y | Entire system | Aerobic polishing cell (APC) | Data not provided | Pilot | July 2013- October 2013 | Calcium | Ca, total | mg/L | N | N/A |  |  |  | 96.6 | 2310 | -2291.3043 | [6 empty] | Data not provided | Data not provided | Data not provided | Data not provided | Data not provided | Data not provided | Data not provided | Data not provided | Data not provided | Influent | 3.18 | 2.04 | mg/L | 13.17 | °C | Data not provided | N/A | Data not provided | N/A | 389.1 | mV | 1470 | µS/cm | None | N/A | Data not provided | Data not provided | Data not provided | Data not provided | Data not provided | Data not provided | Y | The necessity and effectiveness of pre‐treatment to condition the water for BCR treatment, MIW loading rate for each BCR medium to achieve effective metal reduction and pH neutralization, Metals removal efficiency (MRE) and sulfate reduction rate for assessing reduction of contaminant toxicity, mass, and volume, through treatment using BCRs, Residuals generation rates (i.e. sludge from precipitation) for operation and maintenance (O&M) consideration, Replacement rate for spent treatment media (substrate for biochemical reactor or limestone in a pre‐treatment process) for O&M consideration, Impacts of wet weather on the treatment effectiveness and how the BCRs would respond to such changes | Data not provided | Data not provided | Data not provided | Data not provided | Data not provided | Data not provided | Data not provided | Sample date should be 07/15/2013 but is marked as 07/10/2013 in the parameters table in the PDF.
Final Treatability Study Technical Memorandum Formosa Mine Superfund Site Douglas County, Oregon | FORMOSA MINE | ORN001002616 | N/A | OU2 | BCR5 01-05 | Abandoned | Sulfate-reducing bacteria (SRB) BCR with ChitoRem pre-treatment | Passive | Biochemical reactor (BCR) | Pre-treatment | Formosa 1 Adit discharge | Y | Entire system | Aerobic polishing cell (APC) | Data not provided | Pilot | July 2013- October 2013 | Calcium | Ca, total | mg/L | N | N/A |  |  |  | 96.6 | 1170 | -1111.1801 | [6 empty] | Data not provided | Data not provided | Data not provided | Data not provided | Data not provided | Data not provided | Data not provided | Data not provided | Data not provided | Influent | 3.18 | 2.04 | mg/L | 13.17 | °C | Data not provided | N/A | Data not provided | N/A | 389.1 | mV | 1470 | µS/cm | None | N/A | Data not provided | Data not provided | Data not provided | Data not provided | Data not provided | Data not provided | Y | The necessity and effectiveness of pre‐treatment to condition the water for BCR treatment, MIW loading rate for each BCR medium to achieve effective metal reduction and pH neutralization, Metals removal efficiency (MRE) and sulfate reduction rate for assessing reduction of contaminant toxicity, mass, and volume, through treatment using BCRs, Residuals generation rates (i.e. sludge from precipitation) for operation and maintenance (O&M) consideration, Replacement rate for spent treatment media (substrate for biochemical reactor or limestone in a pre‐treatment process) for O&M consideration, Impacts of wet weather on the treatment effectiveness and how the BCRs would respond to such changes | Data not provided | Data not provided | Data not provided | Data not provided | Data not provided | Data not provided | Data not provided | Sample date should be 07/15/2013 but is marked as 07/10/2013 in the parameters table in the PDF.
Final Treatability Study Technical Memorandum Formosa Mine Superfund Site Douglas County, Oregon | FORMOSA MINE | ORN001002616 | N/A | OU2 | BCR6 01-06 | Abandoned | Sulfate-reducing bacteria (SRB) BCR with ChitoRem pre-treatment | Passive | Biochemical reactor (BCR) | Pre-treatment | Formosa 1 Adit discharge | Y | Entire system | Aerobic polishing cell (APC) | Data not provided | Pilot | July 2013- October 2013 | Calcium | Ca, total | mg/L | N | N/A |  |  |  | 96.6 | 3530 | -3554.2443 | [6 empty] | Data not provided | Data not provided | Data not provided | Data not provided | Data not provided | Data not provided | Data not provided | Data not provided | Data not provided | Influent | 3.18 | 2.04 | mg/L | 13.17 | °C | Data not provided | N/A | Data not provided | N/A | 389.1 | mV | 1470 | µS/cm | None | N/A | Data not provided | Data not provided | Data not provided | Data not provided | Data not provided | Data not provided | Y | The necessity and effectiveness of pre‐treatment to condition the water for BCR treatment, MIW loading rate for each BCR medium to achieve effective metal reduction and pH neutralization, Metals removal efficiency (MRE) and sulfate reduction rate for assessing reduction of contaminant toxicity, mass, and volume, through treatment using BCRs, Residuals generation rates (i.e. sludge from precipitation) for operation and maintenance (O&M) consideration, Replacement rate for spent treatment media (substrate for biochemical reactor or limestone in a pre‐treatment process) for O&M consideration, Impacts of wet weather on the treatment effectiveness and how the BCRs would respond to such changes | Data not provided | Data not provided | Data not provided | Data not provided | Data not provided | Data not provided | Data not provided | Sample date should be 07/15/2013 but is marked as 07/10/2013 in the parameters table in the PDF.
Final Treatability Study Technical Memorandum Formosa Mine Superfund Site Douglas County, Oregon | FORMOSA MINE | ORN001002616 | N/A | OU2 | BCR1 01-01 | Abandoned | Sulfate-reducing bacteria (SRB) BCR without pre-treatment | Passive | Biochemical reactor (BCR) | No pre-treatment | Formosa 1 Adit discharge | N | BCR without pre-treatment | Aerobic polishing cell (APC) | Data not provided | Pilot | July 2013- October 2013 | Cadmium | Cd, total | mg/L | N | N/A | 0.192 | 0.011 | 94.2708 | [9 empty] | Data not provided | Data not provided | Data not provided | Data not provided | Data not provided | Data not provided | Data not provided | Data not provided | Data not provided | Influent | 3.18 | 2.04 | mg/L | 13.17 | °C | Data not provided | N/A | Data not provided | N/A | 389.1 | mV | 1470 | µS/cm | None | N/A | Data not provided | Data not provided | Data not provided | Data not provided | Data not provided | Data not provided | Y | The necessity and effectiveness of pre‐treatment to condition the water for BCR treatment, MIW loading rate for each BCR medium to achieve effective metal reduction and pH neutralization, Metals removal efficiency (MRE) and sulfate reduction rate for assessing reduction of contaminant toxicity, mass, and volume, through treatment using BCRs, Residuals generation rates (i.e. sludge from precipitation) for operation and maintenance (O&M) consideration, Replacement rate for spent treatment media (substrate for biochemical reactor or limestone in a pre‐treatment process) for O&M consideration, Impacts of wet weather on the treatment effectiveness and how the BCRs would respond to such changes | Data not provided | Data not provided | Data not provided | Data not provided | Data not provided | Data not provided | Data not provided | Sample date should be 07/15/2013 but is marked as 07/10/2013 in the parameters table in the PDF.
Final Treatability Study Technical Memorandum Formosa Mine Superfund Site Douglas County, Oregon | FORMOSA MINE | ORN001002616 | N/A | OU2 | BCR2 01-02 | Abandoned | Sulfate-reducing bacteria (SRB) BCR without pre-treatment | Passive | Biochemical reactor (BCR) | No pre-treatment | Formosa 1 Adit discharge | N | BCR without pre-treatment | Aerobic polishing cell (APC) | Data not provided | Pilot | July 2013- October 2013 | Cadmium | Cd, total | mg/L | N | N/A | 0.192 | 0.021 | 89.0625 | [9 empty] | Data not provided | Data not provided | Data not provided | Data not provided | Data not provided | Data not provided | Data not provided | Data not provided | Data not provided | Influent | 3.18 | 2.04 | mg/L | 13.17 | °C | Data not provided | N/A | Data not provided | N/A | 389.1 | mV | 1470 | µS/cm | None | N/A | Data not provided | Data not provided | Data not provided | Data not provided | Data not provided | Data not provided | Y | The necessity and effectiveness of pre‐treatment to condition the water for BCR treatment, MIW loading rate for each BCR medium to achieve effective metal reduction and pH neutralization, Metals removal efficiency (MRE) and sulfate reduction rate for assessing reduction of contaminant toxicity, mass, and volume, through treatment using BCRs, Residuals generation rates (i.e. sludge from precipitation) for operation and maintenance (O&M) consideration, Replacement rate for spent treatment media (substrate for biochemical reactor or limestone in a pre‐treatment process) for O&M consideration, Impacts of wet weather on the treatment effectiveness and how the BCRs would respond to such changes | Data not provided | Data not provided | Data not provided | Data not provided | Data not provided | Data not provided | Data not provided | Sample date should be 07/15/2013 but is marked as 07/10/2013 in the parameters table in the PDF.
Final Treatability Study Technical Memorandum Formosa Mine Superfund Site Douglas County, Oregon | FORMOSA MINE | ORN001002616 | N/A | OU2 | BCR3 01-03 | Abandoned | Sulfate-reducing bacteria (SRB) BCR with SAPS pre-treatment | Passive | Biochemical reactor (BCR) | Pre-treatment | Formosa 1 Adit discharge | Y | Entire system | Aerobic polishing cell (APC) | Data not provided | Pilot | July 2013- October 2013 | Cadmium | Cd, total | mg/L | N | N/A | 0.192 | 0.019 | 90.1042 | [9 empty] | Data not provided | Data not provided | Data not provided | Data not provided | Data not provided | Data not provided | Data not provided | Data not provided | Data not provided | Influent | 3.18 | 2.04 | mg/L | 13.17 | °C | Data not provided | N/A | Data not provided | N/A | 389.1 | mV | 1470 | µS/cm | None | N/A | Data not provided | Data not provided | Data not provided | Data not provided | Data not provided | Data not provided | Y | The necessity and effectiveness of pre‐treatment to condition the water for BCR treatment, MIW loading rate for each BCR medium to achieve effective metal reduction and pH neutralization, Metals removal efficiency (MRE) and sulfate reduction rate for assessing reduction of contaminant toxicity, mass, and volume, through treatment using BCRs, Residuals generation rates (i.e. sludge from precipitation) for operation and maintenance (O&M) consideration, Replacement rate for spent treatment media (substrate for biochemical reactor or limestone in a pre‐treatment process) for O&M consideration, Impacts of wet weather on the treatment effectiveness and how the BCRs would respond to such changes | Data not provided | Data not provided | Data not provided | Data not provided | Data not provided | Data not provided | Data not provided | Sample date should be 07/15/2013 but is marked as 07/10/2013 in the parameters table in the PDF.
Final Treatability Study Technical Memorandum Formosa Mine Superfund Site Douglas County, Oregon | FORMOSA MINE | ORN001002616 | N/A | OU2 | BCR4 01-04 | Abandoned | Sulfate-reducing bacteria (SRB) BCR with SAPS pre-treatment | Passive | Biochemical reactor (BCR) | Pre-treatment | Formosa 1 Adit discharge | Y | Entire system | Aerobic polishing cell (APC) | Data not provided | Pilot | July 2013- October 2013 | Cadmium | Cd, total | mg/L | N | N/A | 0.192 | 0.02 | 89.5833 | [9 empty] | Data not provided | Data not provided | Data not provided | Data not provided | Data not provided | Data not provided | Data not provided | Data not provided | Data not provided | Influent | 3.18 | 2.04 | mg/L | 13.17 | °C | Data not provided | N/A | Data not provided | N/A | 389.1 | mV | 1470 | µS/cm | None | N/A | Data not provided | Data not provided | Data not provided | Data not provided | Data not provided | Data not provided | Y | The necessity and effectiveness of pre‐treatment to condition the water for BCR treatment, MIW loading rate for each BCR medium to achieve effective metal reduction and pH neutralization, Metals removal efficiency (MRE) and sulfate reduction rate for assessing reduction of contaminant toxicity, mass, and volume, through treatment using BCRs, Residuals generation rates (i.e. sludge from precipitation) for operation and maintenance (O&M) consideration, Replacement rate for spent treatment media (substrate for biochemical reactor or limestone in a pre‐treatment process) for O&M consideration, Impacts of wet weather on the treatment effectiveness and how the BCRs would respond to such changes | Data not provided | Data not provided | Data not provided | Data not provided | Data not provided | Data not provided | Data not provided | Sample date should be 07/15/2013 but is marked as 07/10/2013 in the parameters table in the PDF.
Final Treatability Study Technical Memorandum Formosa Mine Superfund Site Douglas County, Oregon | FORMOSA MINE | ORN001002616 | N/A | OU2 | BCR5 01-05 | Abandoned | Sulfate-reducing bacteria (SRB) BCR with ChitoRem pre-treatment | Passive | Biochemical reactor (BCR) | Pre-treatment | Formosa 1 Adit discharge | Y | Entire system | Aerobic polishing cell (APC) | Data not provided | Pilot | July 2013- October 2013 | Cadmium | Cd, total | mg/L | N | N/A | 0.192 | 0.013 | 93.2292 | [9 empty] | Data not provided | Data not provided | Data not provided | Data not provided | Data not provided | Data not provided | Data not provided | Data not provided | Data not provided | Influent | 3.18 | 2.04 | mg/L | 13.17 | °C | Data not provided | N/A | Data not provided | N/A | 389.1 | mV | 1470 | µS/cm | None | N/A | Data not provided | Data not provided | Data not provided | Data not provided | Data not provided | Data not provided | Y | The necessity and effectiveness of pre‐treatment to condition the water for BCR treatment, MIW loading rate for each BCR medium to achieve effective metal reduction and pH neutralization, Metals removal efficiency (MRE) and sulfate reduction rate for assessing reduction of contaminant toxicity, mass, and volume, through treatment using BCRs, Residuals generation rates (i.e. sludge from precipitation) for operation and maintenance (O&M) consideration, Replacement rate for spent treatment media (substrate for biochemical reactor or limestone in a pre‐treatment process) for O&M consideration, Impacts of wet weather on the treatment effectiveness and how the BCRs would respond to such changes | Data not provided | Data not provided | Data not provided | Data not provided | Data not provided | Data not provided | Data not provided | Sample date should be 07/15/2013 but is marked as 07/10/2013 in the parameters table in the PDF.
Final Treatability Study Technical Memorandum Formosa Mine Superfund Site Douglas County, Oregon | FORMOSA MINE | ORN001002616 | N/A | OU2 | BCR6 01-06 | Abandoned | Sulfate-reducing bacteria (SRB) BCR with ChitoRem pre-treatment | Passive | Biochemical reactor (BCR) | Pre-treatment | Formosa 1 Adit discharge | Y | Entire system | Aerobic polishing cell (APC) | Data not provided | Pilot | July 2013- October 2013 | Cadmium | Cd, total | mg/L | N | N/A | 0.192 | 0.03 | 84.375 | [9 empty] | Data not provided | Data not provided | Data not provided | Data not provided | Data not provided | Data not provided | Data not provided | Data not provided | Data not provided | Influent | 3.18 | 2.04 | mg/L | 13.17 | °C | Data not provided | N/A | Data not provided | N/A | 389.1 | mV | 1470 | µS/cm | None | N/A | Data not provided | Data not provided | Data not provided | Data not provided | Data not provided | Data not provided | Y | The necessity and effectiveness of pre‐treatment to condition the water for BCR treatment, MIW loading rate for each BCR medium to achieve effective metal reduction and pH neutralization, Metals removal efficiency (MRE) and sulfate reduction rate for assessing reduction of contaminant toxicity, mass, and volume, through treatment using BCRs, Residuals generation rates (i.e. sludge from precipitation) for operation and maintenance (O&M) consideration, Replacement rate for spent treatment media (substrate for biochemical reactor or limestone in a pre‐treatment process) for O&M consideration, Impacts of wet weather on the treatment effectiveness and how the BCRs would respond to such changes | Data not provided | Data not provided | Data not provided | Data not provided | Data not provided | Data not provided | Data not provided | Sample date should be 07/15/2013 but is marked as 07/10/2013 in the parameters table in the PDF.
Final Treatability Study Technical Memorandum Formosa Mine Superfund Site Douglas County, Oregon | FORMOSA MINE | ORN001002616 | N/A | OU2 | BCR1 01-01 | Abandoned | Sulfate-reducing bacteria (SRB) BCR without pre-treatment | Passive | Biochemical reactor (BCR) | No pre-treatment | Formosa 1 Adit discharge | N | BCR without pre-treatment | Aerobic polishing cell (APC) | Data not provided | Pilot | July 2013- October 2013 | Chloride | Cl, total | mg/L | N | N/A | 4.48 | 75.12 | -1576.7857 | [9 empty] | Data not provided | Data not provided | Data not provided | Data not provided | Data not provided | Data not provided | Data not provided | Data not provided | Data not provided | Influent | 3.34 | 2.04 | mg/L | 13.17 | °C | Data not provided | N/A | Data not provided | N/A | 389.1 | mV | 1470 | µS/cm | None | N/A | Data not provided | Data not provided | Data not provided | Data not provided | Data not provided | Data not provided | Data not provided | Data not provided | Data not provided | Data not provided | Data not provided | Data not provided | Data not provided | Data not provided | Data not provided | Sample date should be 07/15/2013 but is marked as 07/10/2013 in the parameters table in the PDF.
Final Treatability Study Technical Memorandum Formosa Mine Superfund Site Douglas County, Oregon | FORMOSA MINE | ORN001002616 | N/A | OU2 | BCR1 01-01 | Abandoned | Sulfate-reducing bacteria (SRB) BCR without pre-treatment | Passive | Biochemical reactor (BCR) | No pre-treatment | Formosa 1 Adit discharge | N | BCR without pre-treatment | Aerobic polishing cell (APC) | Data not provided | Pilot | July 2013- October 2013 | Chloride | Cl, total | mg/L | N | N/A | [6 empty] | 75.12 | 4.48 | -1576.7857 |  |  |  | Data not provided | Data not provided | Data not provided | Data not provided | Data not provided | Data not provided | Data not provided | Data not provided | Data not provided | Effluent | 6.25 | 0.11 | mg/L | 21.04 | °C | Data not provided | N/A | Data not provided | N/A | -158.5 | mV | 3928 | µS/cm | None | N/A | Data not provided | Data not provided | Data not provided | Data not provided | Data not provided | Data not provided | Data not provided | Data not provided | Data not provided | Data not provided | Data not provided | Data not provided | Data not provided | Data not provided | Data not provided | Sample date should be 07/15/2013 but is marked as 07/10/2013 in the parameters table in the PDF.
Final Treatability Study Technical Memorandum Formosa Mine Superfund Site Douglas County, Oregon | FORMOSA MINE | ORN001002616 | N/A | OU2 | BCR2 01-02 | Abandoned | Sulfate-reducing bacteria (SRB) BCR without pre-treatment | Passive | Biochemical reactor (BCR) | No pre-treatment | Formosa 1 Adit discharge | N | BCR without pre-treatment | Aerobic polishing cell (APC) | Data not provided | Pilot | July 2013- October 2013 | Chloride | Cl, total | mg/L | N | N/A | 4.48 | 3800 | -84721.4286 | [9 empty] | Data not provided | Data not provided | Data not provided | Data not provided | Data not provided | Data not provided | Data not provided | Data not provided | Data not provided | Influent | 3.34 | 2.04 | mg/L | 13.17 | °C | Data not provided | N/A | Data not provided | N/A | 389.1 | mV | 1470 | µS/cm | None | N/A | Data not provided | Data not provided | Data not provided | Data not provided | Data not provided | Data not provided | Data not provided | Data not provided | Data not provided | Data not provided | Data not provided | Data not provided | Data not provided | Data not provided | Data not provided | Sample date should be 07/15/2013 but is marked as 07/10/2013 in the parameters table in the PDF.
Final Treatability Study Technical Memorandum Formosa Mine Superfund Site Douglas County, Oregon | FORMOSA MINE | ORN001002616 | N/A | OU2 | BCR2 01-02 | Abandoned | Sulfate-reducing bacteria (SRB) BCR without pre-treatment | Passive | Biochemical reactor (BCR) | No pre-treatment | Formosa 1 Adit discharge | N | BCR without pre-treatment | Aerobic polishing cell (APC) | Data not provided | Pilot | July 2013- October 2013 | Chloride | Cl, total | mg/L | N | N/A | [6 empty] | 3800 | 4.48 | -84721.4286 |  |  |  | Data not provided | Data not provided | Data not provided | Data not provided | Data not provided | Data not provided | Data not provided | Data not provided | Data not provided | Effluent | 6.64 | 0.29 | mg/L | 21.63 | °C | Data not provided | N/A | Data not provided | N/A | -195.4 | mV | 35860 | µS/cm | None | N/A | Data not provided | Data not provided | Data not provided | Data not provided | Data not provided | Data not provided | Data not provided | Data not provided | Data not provided | Data not provided | Data not provided | Data not provided | Data not provided | Data not provided | Data not provided | Sample date should be 07/15/2013 but is marked as 07/10/2013 in the parameters table in the PDF.
Final Treatability Study Technical Memorandum Formosa Mine Superfund Site Douglas County, Oregon | FORMOSA MINE | ORN001002616 | N/A | OU2 | BCR3 01-03 | Abandoned | Sulfate-reducing bacteria (SRB) BCR with SAPS pre-treatment | Passive | Biochemical reactor (BCR) | Pre-treatment | Formosa 1 Adit discharge | Y | Entire system | Aerobic polishing cell (APC) | Data not provided | Pilot | July 2013- October 2013 | Chloride | Cl, total | mg/L | N | N/A | 4.48 | 242 | -5301.7857 | [9 empty] | Data not provided | Data not provided | Data not provided | Data not provided | Data not provided | Data not provided | Data not provided | Data not provided | Data not provided | Influent | 3.34 | 2.04 | mg/L | 13.17 | °C | Data not provided | N/A | Data not provided | N/A | 389.1 | mV | 1470 | µS/cm | None | N/A | Data not provided | Data not provided | Data not provided | Data not provided | Data not provided | Data not provided | Data not provided | Data not provided | Data not provided | Data not provided | Data not provided | Data not provided | Data not provided | Data not provided | Data not provided | Sample date should be 07/15/2013 but is marked as 07/10/2013 in the parameters table in the PDF.
Final Treatability Study Technical Memorandum Formosa Mine Superfund Site Douglas County, Oregon | FORMOSA MINE | ORN001002616 | N/A | OU2 | BCR3 01-03 | Abandoned | Sulfate-reducing bacteria (SRB) BCR with SAPS pre-treatment | Passive | Biochemical reactor (BCR) | Pre-treatment | Formosa 1 Adit discharge | Y | Entire system | Aerobic polishing cell (APC) | Data not provided | Pilot | July 2013- October 2013 | Chloride | Cl, total | mg/L | N | N/A | [6 empty] | 242 | 4.48 | -5301.7857 |  |  |  | Data not provided | Data not provided | Data not provided | Data not provided | Data not provided | Data not provided | Data not provided | Data not provided | Data not provided | Effluent | 6.41 | 0.13 | mg/L | 20.83 | °C | Data not provided | N/A | Data not provided | N/A | 149.5 | mV | 7404 | µS/cm | None | N/A | Data not provided | Data not provided | Data not provided | Data not provided | Data not provided | Data not provided | Data not provided | Data not provided | Data not provided | Data not provided | Data not provided | Data not provided | Data not provided | Data not provided | Data not provided | Sample date should be 07/15/2013 but is marked as 07/10/2013 in the parameters table in the PDF.
Final Treatability Study Technical Memorandum Formosa Mine Superfund Site Douglas County, Oregon | FORMOSA MINE | ORN001002616 | N/A | OU2 | BCR4 01-04 | Abandoned | Sulfate-reducing bacteria (SRB) BCR with SAPS pre-treatment | Passive | Biochemical reactor (BCR) | Pre-treatment | Formosa 1 Adit discharge | Y | Entire system | Aerobic polishing cell (APC) | Data not provided | Pilot | July 2013- October 2013 | Chloride | Cl, total | mg/L | N | N/A | 4.48 | 2470 | -55033.9286 | [9 empty] | Data not provided | Data not provided | Data not provided | Data not provided | Data not provided | Data not provided | Data not provided | Data not provided | Data not provided | Influent | 3.34 | 2.04 | mg/L | 13.17 | °C | Data not provided | N/A | Data not provided | N/A | 389.1 | mV | 1470 | µS/cm | None | N/A | Data not provided | Data not provided | Data not provided | Data not provided | Data not provided | Data not provided | Data not provided | Data not provided | Data not provided | Data not provided | Data not provided | Data not provided | Data not provided | Data not provided | Data not provided | Sample date should be 07/15/2013 but is marked as 07/10/2013 in the parameters table in the PDF.
Final Treatability Study Technical Memorandum Formosa Mine Superfund Site Douglas County, Oregon | FORMOSA MINE | ORN001002616 | N/A | OU2 | BCR4 01-04 | Abandoned | Sulfate-reducing bacteria (SRB) BCR with SAPS pre-treatment | Passive | Biochemical reactor (BCR) | Pre-treatment | Formosa 1 Adit discharge | Y | Entire system | Aerobic polishing cell (APC) | Data not provided | Pilot | July 2013- October 2013 | Chloride | Cl, total | mg/L | N | N/A | [6 empty] | 2470 | 4.48 | -55033.9286 |  |  |  | Data not provided | Data not provided | Data not provided | Data not provided | Data not provided | Data not provided | Data not provided | Data not provided | Data not provided | Effluent | 6.7 | 0.17 | mg/L | 21.21 | °C | Data not provided | N/A | Data not provided | N/A | -178.9 | mV | 23850 | µS/cm | None | N/A | Data not provided | Data not provided | Data not provided | Data not provided | Data not provided | Data not provided | Data not provided | Data not provided | Data not provided | Data not provided | Data not provided | Data not provided | Data not provided | Data not provided | Data not provided | Sample date should be 07/15/2013 but is marked as 07/10/2013 in the parameters table in the PDF.
Final Treatability Study Technical Memorandum Formosa Mine Superfund Site Douglas County, Oregon | FORMOSA MINE | ORN001002616 | N/A | OU2 | BCR5 01-05 | Abandoned | Sulfate-reducing bacteria (SRB) BCR with ChitoRem pre-treatment | Passive | Biochemical reactor (BCR) | Pre-treatment | Formosa 1 Adit discharge | Y | Entire system | Aerobic polishing cell (APC) | Data not provided | Pilot | July 2013- October 2013 | Chloride | Cl, total | mg/L | N | N/A | 4.48 | 332 | -7310.7143 | [9 empty] | Data not provided | Data not provided | Data not provided | Data not provided | Data not provided | Data not provided | Data not provided | Data not provided | Data not provided | Influent | 3.34 | 2.04 | mg/L | 13.17 | °C | Data not provided | N/A | Data not provided | N/A | 389.1 | mV | 1470 | µS/cm | None | N/A | Data not provided | Data not provided | Data not provided | Data not provided | Data not provided | Data not provided | Data not provided | Data not provided | Data not provided | Data not provided | Data not provided | Data not provided | Data not provided | Data not provided | Data not provided | Sample date should be 07/15/2013 but is marked as 07/10/2013 in the parameters table in the PDF.
Final Treatability Study Technical Memorandum Formosa Mine Superfund Site Douglas County, Oregon | FORMOSA MINE | ORN001002616 | N/A | OU2 | BCR5 01-05 | Abandoned | Sulfate-reducing bacteria (SRB) BCR with ChitoRem pre-treatment | Passive | Biochemical reactor (BCR) | Pre-treatment | Formosa 1 Adit discharge | Y | Entire system | Aerobic polishing cell (APC) | Data not provided | Pilot | July 2013- October 2013 | Chloride | Cl, total | mg/L | N | N/A | [6 empty] | 332 | 4.48 | -7310.7143 |  |  |  | Data not provided | Data not provided | Data not provided | Data not provided | Data not provided | Data not provided | Data not provided | Data not provided | Data not provided | Effluent | 6.51 | 0.06 | mg/L | 21.53 | °C | Data not provided | N/A | Data not provided | N/A | -158.1 | mV | 14800 | µS/cm | None | N/A | Data not provided | Data not provided | Data not provided | Data not provided | Data not provided | Data not provided | Data not provided | Data not provided | Data not provided | Data not provided | Data not provided | Data not provided | Data not provided | Data not provided | Data not provided | Sample date should be 07/15/2013 but is marked as 07/10/2013 in the parameters table in the PDF.
Final Treatability Study Technical Memorandum Formosa Mine Superfund Site Douglas County, Oregon | FORMOSA MINE | ORN001002616 | N/A | OU2 | BCR6 01-06 | Abandoned | Sulfate-reducing bacteria (SRB) BCR with ChitoRem pre-treatment | Passive | Biochemical reactor (BCR) | Pre-treatment | Formosa 1 Adit discharge | Y | Entire system | Aerobic polishing cell (APC) | Data not provided | Pilot | July 2013- October 2013 | Chloride | Cl, total | mg/L | N | N/A | 4.48 | 4613 | -102868.75 | [9 empty] | Data not provided | Data not provided | Data not provided | Data not provided | Data not provided | Data not provided | Data not provided | Data not provided | Data not provided | Influent | 3.34 | 2.04 | mg/L | 13.17 | °C | Data not provided | N/A | Data not provided | N/A | 389.1 | mV | 1470 | µS/cm | None | N/A | Data not provided | Data not provided | Data not provided | Data not provided | Data not provided | Data not provided | Data not provided | Data not provided | Data not provided | Data not provided | Data not provided | Data not provided | Data not provided | Data not provided | Data not provided | Sample date should be 07/15/2013 but is marked as 07/10/2013 in the parameters table in the PDF.
Final Treatability Study Technical Memorandum Formosa Mine Superfund Site Douglas County, Oregon | FORMOSA MINE | ORN001002616 | N/A | OU2 | BCR6 01-06 | Abandoned | Sulfate-reducing bacteria (SRB) BCR with ChitoRem pre-treatment | Passive | Biochemical reactor (BCR) | Pre-treatment | Formosa 1 Adit discharge | Y | Entire system | Aerobic polishing cell (APC) | Data not provided | Pilot | July 2013- October 2013 | Chloride | Cl, total | mg/L | N | N/A | [6 empty] | 4613 | 4.48 | -102868.75 |  |  |  | Data not provided | Data not provided | Data not provided | Data not provided | Data not provided | Data not provided | Data not provided | Data not provided | Data not provided | Effluent | 6.69 | 0.2 | mg/L | 21.81 | °C | Data not provided | N/A | Data not provided | N/A | -178.5 | mV | 37260 | µS/cm | None | N/A | Data not provided | Data not provided | Data not provided | Data not provided | Data not provided | Data not provided | Data not provided | Data not provided | Data not provided | Data not provided | Data not provided | Data not provided | Data not provided | Data not provided | Data not provided | Sample date should be 07/15/2013 but is marked as 07/10/2013 in the parameters table in the PDF.
Final Treatability Study Technical Memorandum Formosa Mine Superfund Site Douglas County, Oregon | FORMOSA MINE | ORN001002616 | N/A | OU2 | BCR1 01-01 | Abandoned | Sulfate-reducing bacteria (SRB) BCR without pre-treatment | Passive | Biochemical reactor (BCR) | No pre-treatment | Formosa 1 Adit discharge | N | BCR without pre-treatment | Aerobic polishing cell (APC) | Data not provided | Pilot | July 2013- October 2013 | Copper | Cu, total | mg/L | N | N/A | 5.47 | 0.421 | 92.3035 | [9 empty] | Data not provided | Data not provided | Data not provided | Data not provided | Data not provided | Data not provided | Data not provided | Data not provided | Data not provided | Influent | 3.18 | 2.04 | mg/L | 13.17 | °C | Data not provided | N/A | Data not provided | N/A | 389.1 | mV | 1470 | µS/cm | None | N/A | Data not provided | Data not provided | Data not provided | Data not provided | Data not provided | Data not provided | Y | The necessity and effectiveness of pre‐treatment to condition the water for BCR treatment, MIW loading rate for each BCR medium to achieve effective metal reduction and pH neutralization, Metals removal efficiency (MRE) and sulfate reduction rate for assessing reduction of contaminant toxicity, mass, and volume, through treatment using BCRs, Residuals generation rates (i.e. sludge from precipitation) for operation and maintenance (O&M) consideration, Replacement rate for spent treatment media (substrate for biochemical reactor or limestone in a pre‐treatment process) for O&M consideration, Impacts of wet weather on the treatment effectiveness and how the BCRs would respond to such changes | Data not provided | Data not provided | Data not provided | Data not provided | Data not provided | Data not provided | Data not provided | Sample date should be 07/15/2013 but is marked as 07/10/2013 in the parameters table in the PDF.
Final Treatability Study Technical Memorandum Formosa Mine Superfund Site Douglas County, Oregon | FORMOSA MINE | ORN001002616 | N/A | OU2 | BCR2 01-02 | Abandoned | Sulfate-reducing bacteria (SRB) BCR without pre-treatment | Passive | Biochemical reactor (BCR) | No pre-treatment | Formosa 1 Adit discharge | N | BCR without pre-treatment | Aerobic polishing cell (APC) | Data not provided | Pilot | July 2013- October 2013 | Copper | Cu, total | mg/L | N | N/A | 5.47 | 0.228 | 95.8318 | [9 empty] | Data not provided | Data not provided | Data not provided | Data not provided | Data not provided | Data not provided | Data not provided | Data not provided | Data not provided | Influent | 3.18 | 2.04 | mg/L | 13.17 | °C | Data not provided | N/A | Data not provided | N/A | 389.1 | mV | 1470 | µS/cm | None | N/A | Data not provided | Data not provided | Data not provided | Data not provided | Data not provided | Data not provided | Y | The necessity and effectiveness of pre‐treatment to condition the water for BCR treatment, MIW loading rate for each BCR medium to achieve effective metal reduction and pH neutralization, Metals removal efficiency (MRE) and sulfate reduction rate for assessing reduction of contaminant toxicity, mass, and volume, through treatment using BCRs, Residuals generation rates (i.e. sludge from precipitation) for operation and maintenance (O&M) consideration, Replacement rate for spent treatment media (substrate for biochemical reactor or limestone in a pre‐treatment process) for O&M consideration, Impacts of wet weather on the treatment effectiveness and how the BCRs would respond to such changes | Data not provided | Data not provided | Data not provided | Data not provided | Data not provided | Data not provided | Data not provided | Sample date should be 07/15/2013 but is marked as 07/10/2013 in the parameters table in the PDF.
Final Treatability Study Technical Memorandum Formosa Mine Superfund Site Douglas County, Oregon | FORMOSA MINE | ORN001002616 | N/A | OU2 | BCR3 01-03 | Abandoned | Sulfate-reducing bacteria (SRB) BCR with SAPS pre-treatment | Passive | Biochemical reactor (BCR) | Pre-treatment | Formosa 1 Adit discharge | Y | Entire system | Aerobic polishing cell (APC) | Data not provided | Pilot | July 2013- October 2013 | Copper | Cu, total | mg/L | N | N/A | 5.47 | 1.01 | 81.5356 | [9 empty] | Data not provided | Data not provided | Data not provided | Data not provided | Data not provided | Data not provided | Data not provided | Data not provided | Data not provided | Influent | 3.18 | 2.04 | mg/L | 13.17 | °C | Data not provided | N/A | Data not provided | N/A | 389.1 | mV | 1470 | µS/cm | None | N/A | Data not provided | Data not provided | Data not provided | Data not provided | Data not provided | Data not provided | Y | The necessity and effectiveness of pre‐treatment to condition the water for BCR treatment, MIW loading rate for each BCR medium to achieve effective metal reduction and pH neutralization, Metals removal efficiency (MRE) and sulfate reduction rate for assessing reduction of contaminant toxicity, mass, and volume, through treatment using BCRs, Residuals generation rates (i.e. sludge from precipitation) for operation and maintenance (O&M) consideration, Replacement rate for spent treatment media (substrate for biochemical reactor or limestone in a pre‐treatment process) for O&M consideration, Impacts of wet weather on the treatment effectiveness and how the BCRs would respond to such changes | Data not provided | Data not provided | Data not provided | Data not provided | Data not provided | Data not provided | Data not provided | Sample date should be 07/15/2013 but is marked as 07/10/2013 in the parameters table in the PDF.
Final Treatability Study Technical Memorandum Formosa Mine Superfund Site Douglas County, Oregon | FORMOSA MINE | ORN001002616 | N/A | OU2 | BCR4 01-04 | Abandoned | Sulfate-reducing bacteria (SRB) BCR with SAPS pre-treatment | Passive | Biochemical reactor (BCR) | Pre-treatment | Formosa 1 Adit discharge | Y | Entire system | Aerobic polishing cell (APC) | Data not provided | Pilot | July 2013- October 2013 | Copper | Cu, total | mg/L | N | N/A | 5.47 | 0.4 | 92.6874 | [9 empty] | Data not provided | Data not provided | Data not provided | Data not provided | Data not provided | Data not provided | Data not provided | Data not provided | Data not provided | Influent | 3.18 | 2.04 | mg/L | 13.17 | °C | Data not provided | N/A | Data not provided | N/A | 389.1 | mV | 1470 | µS/cm | None | N/A | Data not provided | Data not provided | Data not provided | Data not provided | Data not provided | Data not provided | Y | The necessity and effectiveness of pre‐treatment to condition the water for BCR treatment, MIW loading rate for each BCR medium to achieve effective metal reduction and pH neutralization, Metals removal efficiency (MRE) and sulfate reduction rate for assessing reduction of contaminant toxicity, mass, and volume, through treatment using BCRs, Residuals generation rates (i.e. sludge from precipitation) for operation and maintenance (O&M) consideration, Replacement rate for spent treatment media (substrate for biochemical reactor or limestone in a pre‐treatment process) for O&M consideration, Impacts of wet weather on the treatment effectiveness and how the BCRs would respond to such changes | Data not provided | Data not provided | Data not provided | Data not provided | Data not provided | Data not provided | Data not provided | Sample date should be 07/15/2013 but is marked as 07/10/2013 in the parameters table in the PDF.
Final Treatability Study Technical Memorandum Formosa Mine Superfund Site Douglas County, Oregon | FORMOSA MINE | ORN001002616 | N/A | OU2 | BCR5 01-05 | Abandoned | Sulfate-reducing bacteria (SRB) BCR with ChitoRem pre-treatment | Passive | Biochemical reactor (BCR) | Pre-treatment | Formosa 1 Adit discharge | Y | Entire system | Aerobic polishing cell (APC) | Data not provided | Pilot | July 2013- October 2013 | Copper | Cu, total | mg/L | N | N/A | 5.47 | 0.686 | 87.4589 | [9 empty] | Data not provided | Data not provided | Data not provided | Data not provided | Data not provided | Data not provided | Data not provided | Data not provided | Data not provided | Influent | 3.18 | 2.04 | mg/L | 13.17 | °C | Data not provided | N/A | Data not provided | N/A | 389.1 | mV | 1470 | µS/cm | None | N/A | Data not provided | Data not provided | Data not provided | Data not provided | Data not provided | Data not provided | Y | The necessity and effectiveness of pre‐treatment to condition the water for BCR treatment, MIW loading rate for each BCR medium to achieve effective metal reduction and pH neutralization, Metals removal efficiency (MRE) and sulfate reduction rate for assessing reduction of contaminant toxicity, mass, and volume, through treatment using BCRs, Residuals generation rates (i.e. sludge from precipitation) for operation and maintenance (O&M) consideration, Replacement rate for spent treatment media (substrate for biochemical reactor or limestone in a pre‐treatment process) for O&M consideration, Impacts of wet weather on the treatment effectiveness and how the BCRs would respond to such changes | Data not provided | Data not provided | Data not provided | Data not provided | Data not provided | Data not provided | Data not provided | Sample date should be 07/15/2013 but is marked as 07/10/2013 in the parameters table in the PDF.
Final Treatability Study Technical Memorandum Formosa Mine Superfund Site Douglas County, Oregon | FORMOSA MINE | ORN001002616 | N/A | OU2 | BCR6 01-06 | Abandoned | Sulfate-reducing bacteria (SRB) BCR with ChitoRem pre-treatment | Passive | Biochemical reactor (BCR) | Pre-treatment | Formosa 1 Adit discharge | Y | Entire system | Aerobic polishing cell (APC) | Data not provided | Pilot | July 2013- October 2013 | Copper | Cu, total | mg/L | N | N/A | 5.47 | 0.279 | 94.8995 | [9 empty] | Data not provided | Data not provided | Data not provided | Data not provided | Data not provided | Data not provided | Data not provided | Data not provided | Data not provided | Influent | 3.18 | 2.04 | mg/L | 13.17 | °C | Data not provided | N/A | Data not provided | N/A | 389.1 | mV | 1470 | µS/cm | None | N/A | Data not provided | Data not provided | Data not provided | Data not provided | Data not provided | Data not provided | Y | The necessity and effectiveness of pre‐treatment to condition the water for BCR treatment, MIW loading rate for each BCR medium to achieve effective metal reduction and pH neutralization, Metals removal efficiency (MRE) and sulfate reduction rate for assessing reduction of contaminant toxicity, mass, and volume, through treatment using BCRs, Residuals generation rates (i.e. sludge from precipitation) for operation and maintenance (O&M) consideration, Replacement rate for spent treatment media (substrate for biochemical reactor or limestone in a pre‐treatment process) for O&M consideration, Impacts of wet weather on the treatment effectiveness and how the BCRs would respond to such changes | Data not provided | Data not provided | Data not provided | Data not provided | Data not provided | Data not provided | Data not provided | Sample date should be 07/15/2013 but is marked as 07/10/2013 in the parameters table in the PDF.
Final Treatability Study Technical Memorandum Formosa Mine Superfund Site Douglas County, Oregon | FORMOSA MINE | ORN001002616 | N/A | OU2 | BCR1 01-01 | Abandoned | Sulfate-reducing bacteria (SRB) BCR without pre-treatment | Passive | Biochemical reactor (BCR) | No pre-treatment | Formosa 1 Adit discharge | N | BCR without pre-treatment | Aerobic polishing cell (APC) | Data not provided | Pilot | July 2013- October 2013 | Iron | Fe, total | mg/L | N | N/A |  |  |  | 150 | 22 | 85.3333 | [6 empty] | Data not provided | Data not provided | Data not provided | Data not provided | Data not provided | Data not provided | Data not provided | Data not provided | Data not provided | Influent | 3.18 | 2.04 | mg/L | 13.17 | °C | Data not provided | N/A | Data not provided | N/A | 389.1 | mV | 1470 | µS/cm | None | N/A | Data not provided | Data not provided | Data not provided | Data not provided | Data not provided | Data not provided | Y | The necessity and effectiveness of pre‐treatment to condition the water for BCR treatment, MIW loading rate for each BCR medium to achieve effective metal reduction and pH neutralization, Metals removal efficiency (MRE) and sulfate reduction rate for assessing reduction of contaminant toxicity, mass, and volume, through treatment using BCRs, Residuals generation rates (i.e. sludge from precipitation) for operation and maintenance (O&M) consideration, Replacement rate for spent treatment media (substrate for biochemical reactor or limestone in a pre‐treatment process) for O&M consideration, Impacts of wet weather on the treatment effectiveness and how the BCRs would respond to such changes | Data not provided | Data not provided | Data not provided | Data not provided | Data not provided | Data not provided | Data not provided | Sample date should be 07/15/2013 but is marked as 07/10/2013 in the parameters table in the PDF.
Final Treatability Study Technical Memorandum Formosa Mine Superfund Site Douglas County, Oregon | FORMOSA MINE | ORN001002616 | N/A | OU2 | BCR2 01-02 | Abandoned | Sulfate-reducing bacteria (SRB) BCR without pre-treatment | Passive | Biochemical reactor (BCR) | No pre-treatment | Formosa 1 Adit discharge | N | BCR without pre-treatment | Aerobic polishing cell (APC) | Data not provided | Pilot | July 2013- October 2013 | Iron | Fe, total | mg/L | N | N/A |  |  |  | 150 | 21.8 | 85.4667 | [6 empty] | Data not provided | Data not provided | Data not provided | Data not provided | Data not provided | Data not provided | Data not provided | Data not provided | Data not provided | Influent | 3.18 | 2.04 | mg/L | 13.17 | °C | Data not provided | N/A | Data not provided | N/A | 389.1 | mV | 1470 | µS/cm | None | N/A | Data not provided | Data not provided | Data not provided | Data not provided | Data not provided | Data not provided | Y | The necessity and effectiveness of pre‐treatment to condition the water for BCR treatment, MIW loading rate for each BCR medium to achieve effective metal reduction and pH neutralization, Metals removal efficiency (MRE) and sulfate reduction rate for assessing reduction of contaminant toxicity, mass, and volume, through treatment using BCRs, Residuals generation rates (i.e. sludge from precipitation) for operation and maintenance (O&M) consideration, Replacement rate for spent treatment media (substrate for biochemical reactor or limestone in a pre‐treatment process) for O&M consideration, Impacts of wet weather on the treatment effectiveness and how the BCRs would respond to such changes | Data not provided | Data not provided | Data not provided | Data not provided | Data not provided | Data not provided | Data not provided | Sample date should be 07/15/2013 but is marked as 07/10/2013 in the parameters table in the PDF.
Final Treatability Study Technical Memorandum Formosa Mine Superfund Site Douglas County, Oregon | FORMOSA MINE | ORN001002616 | N/A | OU2 | BCR3 01-03 | Abandoned | Sulfate-reducing bacteria (SRB) BCR with SAPS pre-treatment | Passive | Biochemical reactor (BCR) | Pre-treatment | Formosa 1 Adit discharge | Y | Entire system | Aerobic polishing cell (APC) | Data not provided | Pilot | July 2013- October 2013 | Iron | Fe, total | mg/L | N | N/A |  |  |  | 150 | 12.7 | 91.5333 | [6 empty] | Data not provided | Data not provided | Data not provided | Data not provided | Data not provided | Data not provided | Data not provided | Data not provided | Data not provided | Influent | 3.18 | 2.04 | mg/L | 13.17 | °C | Data not provided | N/A | Data not provided | N/A | 389.1 | mV | 1470 | µS/cm | None | N/A | Data not provided | Data not provided | Data not provided | Data not provided | Data not provided | Data not provided | Y | The necessity and effectiveness of pre‐treatment to condition the water for BCR treatment, MIW loading rate for each BCR medium to achieve effective metal reduction and pH neutralization, Metals removal efficiency (MRE) and sulfate reduction rate for assessing reduction of contaminant toxicity, mass, and volume, through treatment using BCRs, Residuals generation rates (i.e. sludge from precipitation) for operation and maintenance (O&M) consideration, Replacement rate for spent treatment media (substrate for biochemical reactor or limestone in a pre‐treatment process) for O&M consideration, Impacts of wet weather on the treatment effectiveness and how the BCRs would respond to such changes | Data not provided | Data not provided | Data not provided | Data not provided | Data not provided | Data not provided | Data not provided | Sample date should be 07/15/2013 but is marked as 07/10/2013 in the parameters table in the PDF.
Final Treatability Study Technical Memorandum Formosa Mine Superfund Site Douglas County, Oregon | FORMOSA MINE | ORN001002616 | N/A | OU2 | BCR4 01-04 | Abandoned | Sulfate-reducing bacteria (SRB) BCR with SAPS pre-treatment | Passive | Biochemical reactor (BCR) | Pre-treatment | Formosa 1 Adit discharge | Y | Entire system | Aerobic polishing cell (APC) | Data not provided | Pilot | July 2013- October 2013 | Iron | Fe, total | mg/L | N | N/A |  |  |  | 150 | 17.7 | 88.2 | [6 empty] | Data not provided | Data not provided | Data not provided | Data not provided | Data not provided | Data not provided | Data not provided | Data not provided | Data not provided | Influent | 3.18 | 2.04 | mg/L | 13.17 | °C | Data not provided | N/A | Data not provided | N/A | 389.1 | mV | 1470 | µS/cm | None | N/A | Data not provided | Data not provided | Data not provided | Data not provided | Data not provided | Data not provided | Y | The necessity and effectiveness of pre‐treatment to condition the water for BCR treatment, MIW loading rate for each BCR medium to achieve effective metal reduction and pH neutralization, Metals removal efficiency (MRE) and sulfate reduction rate for assessing reduction of contaminant toxicity, mass, and volume, through treatment using BCRs, Residuals generation rates (i.e. sludge from precipitation) for operation and maintenance (O&M) consideration, Replacement rate for spent treatment media (substrate for biochemical reactor or limestone in a pre‐treatment process) for O&M consideration, Impacts of wet weather on the treatment effectiveness and how the BCRs would respond to such changes | Data not provided | Data not provided | Data not provided | Data not provided | Data not provided | Data not provided | Data not provided | Sample date should be 07/15/2013 but is marked as 07/10/2013 in the parameters table in the PDF.
Final Treatability Study Technical Memorandum Formosa Mine Superfund Site Douglas County, Oregon | FORMOSA MINE | ORN001002616 | N/A | OU2 | BCR5 01-05 | Abandoned | Sulfate-reducing bacteria (SRB) BCR with ChitoRem pre-treatment | Passive | Biochemical reactor (BCR) | Pre-treatment | Formosa 1 Adit discharge | Y | Entire system | Aerobic polishing cell (APC) | Data not provided | Pilot | July 2013- October 2013 | Iron | Fe, total | mg/L | N | N/A |  |  |  | 150 | 12.9 | 91.4 | [6 empty] | Data not provided | Data not provided | Data not provided | Data not provided | Data not provided | Data not provided | Data not provided | Data not provided | Data not provided | Influent | 3.18 | 2.04 | mg/L | 13.17 | °C | Data not provided | N/A | Data not provided | N/A | 389.1 | mV | 1470 | µS/cm | None | N/A | Data not provided | Data not provided | Data not provided | Data not provided | Data not provided | Data not provided | Y | The necessity and effectiveness of pre‐treatment to condition the water for BCR treatment, MIW loading rate for each BCR medium to achieve effective metal reduction and pH neutralization, Metals removal efficiency (MRE) and sulfate reduction rate for assessing reduction of contaminant toxicity, mass, and volume, through treatment using BCRs, Residuals generation rates (i.e. sludge from precipitation) for operation and maintenance (O&M) consideration, Replacement rate for spent treatment media (substrate for biochemical reactor or limestone in a pre‐treatment process) for O&M consideration, Impacts of wet weather on the treatment effectiveness and how the BCRs would respond to such changes | Data not provided | Data not provided | Data not provided | Data not provided | Data not provided | Data not provided | Data not provided | Sample date should be 07/15/2013 but is marked as 07/10/2013 in the parameters table in the PDF.
Final Treatability Study Technical Memorandum Formosa Mine Superfund Site Douglas County, Oregon | FORMOSA MINE | ORN001002616 | N/A | OU2 | BCR6 01-06 | Abandoned | Sulfate-reducing bacteria (SRB) BCR with ChitoRem pre-treatment | Passive | Biochemical reactor (BCR) | Pre-treatment | Formosa 1 Adit discharge | Y | Entire system | Aerobic polishing cell (APC) | Data not provided | Pilot | July 2013- October 2013 | Iron | Fe, total | mg/L | N | N/A |  |  |  | 150 | 28.2 | 81.2 | [6 empty] | Data not provided | Data not provided | Data not provided | Data not provided | Data not provided | Data not provided | Data not provided | Data not provided | Data not provided | Influent | 3.18 | 2.04 | mg/L | 13.17 | °C | Data not provided | N/A | Data not provided | N/A | 389.1 | mV | 1470 | µS/cm | None | N/A | Data not provided | Data not provided | Data not provided | Data not provided | Data not provided | Data not provided | Y | The necessity and effectiveness of pre‐treatment to condition the water for BCR treatment, MIW loading rate for each BCR medium to achieve effective metal reduction and pH neutralization, Metals removal efficiency (MRE) and sulfate reduction rate for assessing reduction of contaminant toxicity, mass, and volume, through treatment using BCRs, Residuals generation rates (i.e. sludge from precipitation) for operation and maintenance (O&M) consideration, Replacement rate for spent treatment media (substrate for biochemical reactor or limestone in a pre‐treatment process) for O&M consideration, Impacts of wet weather on the treatment effectiveness and how the BCRs would respond to such changes | Data not provided | Data not provided | Data not provided | Data not provided | Data not provided | Data not provided | Data not provided | Sample date should be 07/15/2013 but is marked as 07/10/2013 in the parameters table in the PDF.
Final Treatability Study Technical Memorandum Formosa Mine Superfund Site Douglas County, Oregon | FORMOSA MINE | ORN001002616 | N/A | OU2 | BCR1 01-01 | Abandoned | Sulfate-reducing bacteria (SRB) BCR without pre-treatment | Passive | Biochemical reactor (BCR) | No pre-treatment | Formosa 1 Adit discharge | N | BCR without pre-treatment | Aerobic polishing cell (APC) | Data not provided | Pilot | July 2013- October 2013 | Magnesium | Mg, total | mg/L | N | N/A |  |  |  | 21.9 | 114 | -420.5479 | [6 empty] | Data not provided | Data not provided | Data not provided | Data not provided | Data not provided | Data not provided | Data not provided | Data not provided | Data not provided | Influent | 3.18 | 2.04 | mg/L | 13.17 | °C | Data not provided | N/A | Data not provided | N/A | 389.1 | mV | 1470 | µS/cm | None | N/A | Data not provided | Data not provided | Data not provided | Data not provided | Data not provided | Data not provided | Y | The necessity and effectiveness of pre‐treatment to condition the water for BCR treatment, MIW loading rate for each BCR medium to achieve effective metal reduction and pH neutralization, Metals removal efficiency (MRE) and sulfate reduction rate for assessing reduction of contaminant toxicity, mass, and volume, through treatment using BCRs, Residuals generation rates (i.e. sludge from precipitation) for operation and maintenance (O&M) consideration, Replacement rate for spent treatment media (substrate for biochemical reactor or limestone in a pre‐treatment process) for O&M consideration, Impacts of wet weather on the treatment effectiveness and how the BCRs would respond to such changes | Data not provided | Data not provided | Data not provided | Data not provided | Data not provided | Data not provided | Data not provided | Sample date should be 07/15/2013 but is marked as 07/10/2013 in the parameters table in the PDF.
Final Treatability Study Technical Memorandum Formosa Mine Superfund Site Douglas County, Oregon | FORMOSA MINE | ORN001002616 | N/A | OU2 | BCR2 01-02 | Abandoned | Sulfate-reducing bacteria (SRB) BCR without pre-treatment | Passive | Biochemical reactor (BCR) | No pre-treatment | Formosa 1 Adit discharge | N | BCR without pre-treatment | Aerobic polishing cell (APC) | Data not provided | Pilot | July 2013- October 2013 | Magnesium | Mg, total | mg/L | N | N/A |  |  |  | 21.9 | 917 | -4087.2146 | [6 empty] | Data not provided | Data not provided | Data not provided | Data not provided | Data not provided | Data not provided | Data not provided | Data not provided | Data not provided | Influent | 3.18 | 2.04 | mg/L | 13.17 | °C | Data not provided | N/A | Data not provided | N/A | 389.1 | mV | 1470 | µS/cm | None | N/A | Data not provided | Data not provided | Data not provided | Data not provided | Data not provided | Data not provided | Y | The necessity and effectiveness of pre‐treatment to condition the water for BCR treatment, MIW loading rate for each BCR medium to achieve effective metal reduction and pH neutralization, Metals removal efficiency (MRE) and sulfate reduction rate for assessing reduction of contaminant toxicity, mass, and volume, through treatment using BCRs, Residuals generation rates (i.e. sludge from precipitation) for operation and maintenance (O&M) consideration, Replacement rate for spent treatment media (substrate for biochemical reactor or limestone in a pre‐treatment process) for O&M consideration, Impacts of wet weather on the treatment effectiveness and how the BCRs would respond to such changes | Data not provided | Data not provided | Data not provided | Data not provided | Data not provided | Data not provided | Data not provided | Sample date should be 07/15/2013 but is marked as 07/10/2013 in the parameters table in the PDF.
Final Treatability Study Technical Memorandum Formosa Mine Superfund Site Douglas County, Oregon | FORMOSA MINE | ORN001002616 | N/A | OU2 | BCR3 01-03 | Abandoned | Sulfate-reducing bacteria (SRB) BCR with SAPS pre-treatment | Passive | Biochemical reactor (BCR) | Pre-treatment | Formosa 1 Adit discharge | Y | Entire system | Aerobic polishing cell (APC) | Data not provided | Pilot | July 2013- October 2013 | Magnesium | Mg, total | mg/L | N | N/A |  |  |  | 21.9 | 251 | -1046.1187 | [6 empty] | Data not provided | Data not provided | Data not provided | Data not provided | Data not provided | Data not provided | Data not provided | Data not provided | Data not provided | Influent | 3.18 | 2.04 | mg/L | 13.17 | °C | Data not provided | N/A | Data not provided | N/A | 389.1 | mV | 1470 | µS/cm | None | N/A | Data not provided | Data not provided | Data not provided | Data not provided | Data not provided | Data not provided | Y | The necessity and effectiveness of pre‐treatment to condition the water for BCR treatment, MIW loading rate for each BCR medium to achieve effective metal reduction and pH neutralization, Metals removal efficiency (MRE) and sulfate reduction rate for assessing reduction of contaminant toxicity, mass, and volume, through treatment using BCRs, Residuals generation rates (i.e. sludge from precipitation) for operation and maintenance (O&M) consideration, Replacement rate for spent treatment media (substrate for biochemical reactor or limestone in a pre‐treatment process) for O&M consideration, Impacts of wet weather on the treatment effectiveness and how the BCRs would respond to such changes | Data not provided | Data not provided | Data not provided | Data not provided | Data not provided | Data not provided | Data not provided | Sample date should be 07/15/2013 but is marked as 07/10/2013 in the parameters table in the PDF.
Final Treatability Study Technical Memorandum Formosa Mine Superfund Site Douglas County, Oregon | FORMOSA MINE | ORN001002616 | N/A | OU2 | BCR4 01-04 | Abandoned | Sulfate-reducing bacteria (SRB) BCR with SAPS pre-treatment | Passive | Biochemical reactor (BCR) | Pre-treatment | Formosa 1 Adit discharge | Y | Entire system | Aerobic polishing cell (APC) | Data not provided | Pilot | July 2013- October 2013 | Magnesium | Mg, total | mg/L | N | N/A |  |  |  | 21.9 | 745 | -3301.8265 | [6 empty] | Data not provided | Data not provided | Data not provided | Data not provided | Data not provided | Data not provided | Data not provided | Data not provided | Data not provided | Influent | 3.18 | 2.04 | mg/L | 13.17 | °C | Data not provided | N/A | Data not provided | N/A | 389.1 | mV | 1470 | µS/cm | None | N/A | Data not provided | Data not provided | Data not provided | Data not provided | Data not provided | Data not provided | Y | The necessity and effectiveness of pre‐treatment to condition the water for BCR treatment, MIW loading rate for each BCR medium to achieve effective metal reduction and pH neutralization, Metals removal efficiency (MRE) and sulfate reduction rate for assessing reduction of contaminant toxicity, mass, and volume, through treatment using BCRs, Residuals generation rates (i.e. sludge from precipitation) for operation and maintenance (O&M) consideration, Replacement rate for spent treatment media (substrate for biochemical reactor or limestone in a pre‐treatment process) for O&M consideration, Impacts of wet weather on the treatment effectiveness and how the BCRs would respond to such changes | Data not provided | Data not provided | Data not provided | Data not provided | Data not provided | Data not provided | Data not provided | Sample date should be 07/15/2013 but is marked as 07/10/2013 in the parameters table in the PDF.
Final Treatability Study Technical Memorandum Formosa Mine Superfund Site Douglas County, Oregon | FORMOSA MINE | ORN001002616 | N/A | OU2 | BCR5 01-05 | Abandoned | Sulfate-reducing bacteria (SRB) BCR with ChitoRem pre-treatment | Passive | Biochemical reactor (BCR) | Pre-treatment | Formosa 1 Adit discharge | Y | Entire system | Aerobic polishing cell (APC) | Data not provided | Pilot | July 2013- October 2013 | Magnesium | Mg, total | mg/L | N | N/A |  |  |  | 21.9 | 490 | -2137.4429 | [6 empty] | Data not provided | Data not provided | Data not provided | Data not provided | Data not provided | Data not provided | Data not provided | Data not provided | Data not provided | Influent | 3.18 | 2.04 | mg/L | 13.17 | °C | Data not provided | N/A | Data not provided | N/A | 389.1 | mV | 1470 | µS/cm | None | N/A | Data not provided | Data not provided | Data not provided | Data not provided | Data not provided | Data not provided | Y | The necessity and effectiveness of pre‐treatment to condition the water for BCR treatment, MIW loading rate for each BCR medium to achieve effective metal reduction and pH neutralization, Metals removal efficiency (MRE) and sulfate reduction rate for assessing reduction of contaminant toxicity, mass, and volume, through treatment using BCRs, Residuals generation rates (i.e. sludge from precipitation) for operation and maintenance (O&M) consideration, Replacement rate for spent treatment media (substrate for biochemical reactor or limestone in a pre‐treatment process) for O&M consideration, Impacts of wet weather on the treatment effectiveness and how the BCRs would respond to such changes | Data not provided | Data not provided | Data not provided | Data not provided | Data not provided | Data not provided | Data not provided | Sample date should be 07/15/2013 but is marked as 07/10/2013 in the parameters table in the PDF.
Final Treatability Study Technical Memorandum Formosa Mine Superfund Site Douglas County, Oregon | FORMOSA MINE | ORN001002616 | N/A | OU2 | BCR6 01-06 | Abandoned | Sulfate-reducing bacteria (SRB) BCR with ChitoRem pre-treatment | Passive | Biochemical reactor (BCR) | Pre-treatment | Formosa 1 Adit discharge | Y | Entire system | Aerobic polishing cell (APC) | Data not provided | Pilot | July 2013- October 2013 | Magnesium | Mg, total | mg/L | N | N/A |  |  |  | 21.9 | 1100 | -4922.8311 | [6 empty] | Data not provided | Data not provided | Data not provided | Data not provided | Data not provided | Data not provided | Data not provided | Data not provided | Data not provided | Influent | 3.18 | 2.04 | mg/L | 13.17 | °C | Data not provided | N/A | Data not provided | N/A | 389.1 | mV | 1470 | µS/cm | None | N/A | Data not provided | Data not provided | Data not provided | Data not provided | Data not provided | Data not provided | Y | The necessity and effectiveness of pre‐treatment to condition the water for BCR treatment, MIW loading rate for each BCR medium to achieve effective metal reduction and pH neutralization, Metals removal efficiency (MRE) and sulfate reduction rate for assessing reduction of contaminant toxicity, mass, and volume, through treatment using BCRs, Residuals generation rates (i.e. sludge from precipitation) for operation and maintenance (O&M) consideration, Replacement rate for spent treatment media (substrate for biochemical reactor or limestone in a pre‐treatment process) for O&M consideration, Impacts of wet weather on the treatment effectiveness and how the BCRs would respond to such changes | Data not provided | Data not provided | Data not provided | Data not provided | Data not provided | Data not provided | Data not provided | Sample date should be 07/15/2013 but is marked as 07/10/2013 in the parameters table in the PDF.
Final Treatability Study Technical Memorandum Formosa Mine Superfund Site Douglas County, Oregon | FORMOSA MINE | ORN001002616 | N/A | OU2 | BCR1 01-01 | Abandoned | Sulfate-reducing bacteria (SRB) BCR without pre-treatment | Passive | Biochemical reactor (BCR) | No pre-treatment | Formosa 1 Adit discharge | N | BCR without pre-treatment | Aerobic polishing cell (APC) | Data not provided | Pilot | July 2013- October 2013 | Manganese | Mn, total | mg/L | N | N/A |  |  |  | 2.06 | 3.19 | -54.8544 | [6 empty] | Data not provided | Data not provided | Data not provided | Data not provided | Data not provided | Data not provided | Data not provided | Data not provided | Data not provided | Influent | 3.18 | 2.04 | mg/L | 13.17 | °C | Data not provided | N/A | Data not provided | N/A | 389.1 | mV | 1470 | µS/cm | None | N/A | Data not provided | Data not provided | Data not provided | Data not provided | Data not provided | Data not provided | Y | The necessity and effectiveness of pre‐treatment to condition the water for BCR treatment, MIW loading rate for each BCR medium to achieve effective metal reduction and pH neutralization, Metals removal efficiency (MRE) and sulfate reduction rate for assessing reduction of contaminant toxicity, mass, and volume, through treatment using BCRs, Residuals generation rates (i.e. sludge from precipitation) for operation and maintenance (O&M) consideration, Replacement rate for spent treatment media (substrate for biochemical reactor or limestone in a pre‐treatment process) for O&M consideration, Impacts of wet weather on the treatment effectiveness and how the BCRs would respond to such changes | Data not provided | Data not provided | Data not provided | Data not provided | Data not provided | Data not provided | Data not provided | Sample date should be 07/15/2013 but is marked as 07/10/2013 in the parameters table in the PDF.
Final Treatability Study Technical Memorandum Formosa Mine Superfund Site Douglas County, Oregon | FORMOSA MINE | ORN001002616 | N/A | OU2 | BCR2 01-02 | Abandoned | Sulfate-reducing bacteria (SRB) BCR without pre-treatment | Passive | Biochemical reactor (BCR) | No pre-treatment | Formosa 1 Adit discharge | N | BCR without pre-treatment | Aerobic polishing cell (APC) | Data not provided | Pilot | July 2013- October 2013 | Manganese | Mn, total | mg/L | N | N/A |  |  |  | 2.06 | 2.36 | -14.5631 | [6 empty] | Data not provided | Data not provided | Data not provided | Data not provided | Data not provided | Data not provided | Data not provided | Data not provided | Data not provided | Influent | 3.18 | 2.04 | mg/L | 13.17 | °C | Data not provided | N/A | Data not provided | N/A | 389.1 | mV | 1470 | µS/cm | None | N/A | Data not provided | Data not provided | Data not provided | Data not provided | Data not provided | Data not provided | Y | The necessity and effectiveness of pre‐treatment to condition the water for BCR treatment, MIW loading rate for each BCR medium to achieve effective metal reduction and pH neutralization, Metals removal efficiency (MRE) and sulfate reduction rate for assessing reduction of contaminant toxicity, mass, and volume, through treatment using BCRs, Residuals generation rates (i.e. sludge from precipitation) for operation and maintenance (O&M) consideration, Replacement rate for spent treatment media (substrate for biochemical reactor or limestone in a pre‐treatment process) for O&M consideration, Impacts of wet weather on the treatment effectiveness and how the BCRs would respond to such changes | Data not provided | Data not provided | Data not provided | Data not provided | Data not provided | Data not provided | Data not provided | Sample date should be 07/15/2013 but is marked as 07/10/2013 in the parameters table in the PDF.
Final Treatability Study Technical Memorandum Formosa Mine Superfund Site Douglas County, Oregon | FORMOSA MINE | ORN001002616 | N/A | OU2 | BCR3 01-03 | Abandoned | Sulfate-reducing bacteria (SRB) BCR with SAPS pre-treatment | Passive | Biochemical reactor (BCR) | Pre-treatment | Formosa 1 Adit discharge | Y | Entire system | Aerobic polishing cell (APC) | Data not provided | Pilot | July 2013- October 2013 | Manganese | Mn, total | mg/L | N | N/A |  |  |  | 2.06 | 3.64 | -76.699 | [6 empty] | Data not provided | Data not provided | Data not provided | Data not provided | Data not provided | Data not provided | Data not provided | Data not provided | Data not provided | Influent | 3.18 | 2.04 | mg/L | 13.17 | °C | Data not provided | N/A | Data not provided | N/A | 389.1 | mV | 1470 | µS/cm | None | N/A | Data not provided | Data not provided | Data not provided | Data not provided | Data not provided | Data not provided | Y | The necessity and effectiveness of pre‐treatment to condition the water for BCR treatment, MIW loading rate for each BCR medium to achieve effective metal reduction and pH neutralization, Metals removal efficiency (MRE) and sulfate reduction rate for assessing reduction of contaminant toxicity, mass, and volume, through treatment using BCRs, Residuals generation rates (i.e. sludge from precipitation) for operation and maintenance (O&M) consideration, Replacement rate for spent treatment media (substrate for biochemical reactor or limestone in a pre‐treatment process) for O&M consideration, Impacts of wet weather on the treatment effectiveness and how the BCRs would respond to such changes | Data not provided | Data not provided | Data not provided | Data not provided | Data not provided | Data not provided | Data not provided | Sample date should be 07/15/2013 but is marked as 07/10/2013 in the parameters table in the PDF.
Final Treatability Study Technical Memorandum Formosa Mine Superfund Site Douglas County, Oregon | FORMOSA MINE | ORN001002616 | N/A | OU2 | BCR4 01-04 | Abandoned | Sulfate-reducing bacteria (SRB) BCR with SAPS pre-treatment | Passive | Biochemical reactor (BCR) | Pre-treatment | Formosa 1 Adit discharge | Y | Entire system | Aerobic polishing cell (APC) | Data not provided | Pilot | July 2013- October 2013 | Manganese | Mn, total | mg/L | N | N/A |  |  |  | 2.06 | 1.71 | 16.9903 | [6 empty] | Data not provided | Data not provided | Data not provided | Data not provided | Data not provided | Data not provided | Data not provided | Data not provided | Data not provided | Influent | 3.18 | 2.04 | mg/L | 13.17 | °C | Data not provided | N/A | Data not provided | N/A | 389.1 | mV | 1470 | µS/cm | None | N/A | Data not provided | Data not provided | Data not provided | Data not provided | Data not provided | Data not provided | Y | The necessity and effectiveness of pre‐treatment to condition the water for BCR treatment, MIW loading rate for each BCR medium to achieve effective metal reduction and pH neutralization, Metals removal efficiency (MRE) and sulfate reduction rate for assessing reduction of contaminant toxicity, mass, and volume, through treatment using BCRs, Residuals generation rates (i.e. sludge from precipitation) for operation and maintenance (O&M) consideration, Replacement rate for spent treatment media (substrate for biochemical reactor or limestone in a pre‐treatment process) for O&M consideration, Impacts of wet weather on the treatment effectiveness and how the BCRs would respond to such changes | Data not provided | Data not provided | Data not provided | Data not provided | Data not provided | Data not provided | Data not provided | Sample date should be 07/15/2013 but is marked as 07/10/2013 in the parameters table in the PDF.
Final Treatability Study Technical Memorandum Formosa Mine Superfund Site Douglas County, Oregon | FORMOSA MINE | ORN001002616 | N/A | OU2 | BCR5 01-05 | Abandoned | Sulfate-reducing bacteria (SRB) BCR with ChitoRem pre-treatment | Passive | Biochemical reactor (BCR) | Pre-treatment | Formosa 1 Adit discharge | Y | Entire system | Aerobic polishing cell (APC) | Data not provided | Pilot | July 2013- October 2013 | Manganese | Mn, total | mg/L | N | N/A |  |  |  | 2.06 | 5.07 | -146.1165 | [6 empty] | Data not provided | Data not provided | Data not provided | Data not provided | Data not provided | Data not provided | Data not provided | Data not provided | Data not provided | Influent | 3.18 | 2.04 | mg/L | 13.17 | °C | Data not provided | N/A | Data not provided | N/A | 389.1 | mV | 1470 | µS/cm | None | N/A | Data not provided | Data not provided | Data not provided | Data not provided | Data not provided | Data not provided | Y | The necessity and effectiveness of pre‐treatment to condition the water for BCR treatment, MIW loading rate for each BCR medium to achieve effective metal reduction and pH neutralization, Metals removal efficiency (MRE) and sulfate reduction rate for assessing reduction of contaminant toxicity, mass, and volume, through treatment using BCRs, Residuals generation rates (i.e. sludge from precipitation) for operation and maintenance (O&M) consideration, Replacement rate for spent treatment media (substrate for biochemical reactor or limestone in a pre‐treatment process) for O&M consideration, Impacts of wet weather on the treatment effectiveness and how the BCRs would respond to such changes | Data not provided | Data not provided | Data not provided | Data not provided | Data not provided | Data not provided | Data not provided | Sample date should be 07/15/2013 but is marked as 07/10/2013 in the parameters table in the PDF.
Final Treatability Study Technical Memorandum Formosa Mine Superfund Site Douglas County, Oregon | FORMOSA MINE | ORN001002616 | N/A | OU2 | BCR6 01-06 | Abandoned | Sulfate-reducing bacteria (SRB) BCR with ChitoRem pre-treatment | Passive | Biochemical reactor (BCR) | Pre-treatment | Formosa 1 Adit discharge | Y | Entire system | Aerobic polishing cell (APC) | Data not provided | Pilot | July 2013- October 2013 | Manganese | Mn, total | mg/L | N | N/A |  |  |  | 2.06 | 2.52 | -22.3301 | [6 empty] | Data not provided | Data not provided | Data not provided | Data not provided | Data not provided | Data not provided | Data not provided | Data not provided | Data not provided | Influent | 3.18 | 2.04 | mg/L | 13.17 | °C | Data not provided | N/A | Data not provided | N/A | 389.1 | mV | 1470 | µS/cm | None | N/A | Data not provided | Data not provided | Data not provided | Data not provided | Data not provided | Data not provided | Y | The necessity and effectiveness of pre‐treatment to condition the water for BCR treatment, MIW loading rate for each BCR medium to achieve effective metal reduction and pH neutralization, Metals removal efficiency (MRE) and sulfate reduction rate for assessing reduction of contaminant toxicity, mass, and volume, through treatment using BCRs, Residuals generation rates (i.e. sludge from precipitation) for operation and maintenance (O&M) consideration, Replacement rate for spent treatment media (substrate for biochemical reactor or limestone in a pre‐treatment process) for O&M consideration, Impacts of wet weather on the treatment effectiveness and how the BCRs would respond to such changes | Data not provided | Data not provided | Data not provided | Data not provided | Data not provided | Data not provided | Data not provided | Sample date should be 07/15/2013 but is marked as 07/10/2013 in the parameters table in the PDF.
Final Treatability Study Technical Memorandum Formosa Mine Superfund Site Douglas County, Oregon | FORMOSA MINE | ORN001002616 | N/A | OU2 | BCR1 01-01 | Abandoned | Sulfate-reducing bacteria (SRB) BCR without pre-treatment | Passive | Biochemical reactor (BCR) | No pre-treatment | Formosa 1 Adit discharge | N | BCR without pre-treatment | Aerobic polishing cell (APC) | Data not provided | Pilot | July 2013- October 2013 | Sodium | Na, total | mg/L | N | N/A |  |  |  | 8.03 | 96.1 | -1096.7621 | [6 empty] | Data not provided | Data not provided | Data not provided | Data not provided | Data not provided | Data not provided | Data not provided | Data not provided | Data not provided | Influent | 3.18 | 2.04 | mg/L | 13.17 | °C | Data not provided | N/A | Data not provided | N/A | 389.1 | mV | 1470 | µS/cm | None | N/A | Data not provided | Data not provided | Data not provided | Data not provided | Data not provided | Data not provided | Y | The necessity and effectiveness of pre‐treatment to condition the water for BCR treatment, MIW loading rate for each BCR medium to achieve effective metal reduction and pH neutralization, Metals removal efficiency (MRE) and sulfate reduction rate for assessing reduction of contaminant toxicity, mass, and volume, through treatment using BCRs, Residuals generation rates (i.e. sludge from precipitation) for operation and maintenance (O&M) consideration, Replacement rate for spent treatment media (substrate for biochemical reactor or limestone in a pre‐treatment process) for O&M consideration, Impacts of wet weather on the treatment effectiveness and how the BCRs would respond to such changes | Data not provided | Data not provided | Data not provided | Data not provided | Data not provided | Data not provided | Data not provided | Sample date should be 07/15/2013 but is marked as 07/10/2013 in the parameters table in the PDF.
Final Treatability Study Technical Memorandum Formosa Mine Superfund Site Douglas County, Oregon | FORMOSA MINE | ORN001002616 | N/A | OU2 | BCR2 01-02 | Abandoned | Sulfate-reducing bacteria (SRB) BCR without pre-treatment | Passive | Biochemical reactor (BCR) | No pre-treatment | Formosa 1 Adit discharge | N | BCR without pre-treatment | Aerobic polishing cell (APC) | Data not provided | Pilot | July 2013- October 2013 | Sodium | Na, total | mg/L | N | N/A |  |  |  | 8.03 | 1780 | -22066.8742 | [6 empty] | Data not provided | Data not provided | Data not provided | Data not provided | Data not provided | Data not provided | Data not provided | Data not provided | Data not provided | Influent | 3.18 | 2.04 | mg/L | 13.17 | °C | Data not provided | N/A | Data not provided | N/A | 389.1 | mV | 1470 | µS/cm | None | N/A | Data not provided | Data not provided | Data not provided | Data not provided | Data not provided | Data not provided | Y | The necessity and effectiveness of pre‐treatment to condition the water for BCR treatment, MIW loading rate for each BCR medium to achieve effective metal reduction and pH neutralization, Metals removal efficiency (MRE) and sulfate reduction rate for assessing reduction of contaminant toxicity, mass, and volume, through treatment using BCRs, Residuals generation rates (i.e. sludge from precipitation) for operation and maintenance (O&M) consideration, Replacement rate for spent treatment media (substrate for biochemical reactor or limestone in a pre‐treatment process) for O&M consideration, Impacts of wet weather on the treatment effectiveness and how the BCRs would respond to such changes | Data not provided | Data not provided | Data not provided | Data not provided | Data not provided | Data not provided | Data not provided | Sample date should be 07/15/2013 but is marked as 07/10/2013 in the parameters table in the PDF.
Final Treatability Study Technical Memorandum Formosa Mine Superfund Site Douglas County, Oregon | FORMOSA MINE | ORN001002616 | N/A | OU2 | BCR3 01-03 | Abandoned | Sulfate-reducing bacteria (SRB) BCR with SAPS pre-treatment | Passive | Biochemical reactor (BCR) | Pre-treatment | Formosa 1 Adit discharge | Y | Entire system | Aerobic polishing cell (APC) | Data not provided | Pilot | July 2013- October 2013 | Sodium | Na, total | mg/L | N | N/A |  |  |  | 8.03 | 207 | -2477.8331 | [6 empty] | Data not provided | Data not provided | Data not provided | Data not provided | Data not provided | Data not provided | Data not provided | Data not provided | Data not provided | Influent | 3.18 | 2.04 | mg/L | 13.17 | °C | Data not provided | N/A | Data not provided | N/A | 389.1 | mV | 1470 | µS/cm | None | N/A | Data not provided | Data not provided | Data not provided | Data not provided | Data not provided | Data not provided | Y | The necessity and effectiveness of pre‐treatment to condition the water for BCR treatment, MIW loading rate for each BCR medium to achieve effective metal reduction and pH neutralization, Metals removal efficiency (MRE) and sulfate reduction rate for assessing reduction of contaminant toxicity, mass, and volume, through treatment using BCRs, Residuals generation rates (i.e. sludge from precipitation) for operation and maintenance (O&M) consideration, Replacement rate for spent treatment media (substrate for biochemical reactor or limestone in a pre‐treatment process) for O&M consideration, Impacts of wet weather on the treatment effectiveness and how the BCRs would respond to such changes | Data not provided | Data not provided | Data not provided | Data not provided | Data not provided | Data not provided | Data not provided | Sample date should be 07/15/2013 but is marked as 07/10/2013 in the parameters table in the PDF.
Final Treatability Study Technical Memorandum Formosa Mine Superfund Site Douglas County, Oregon | FORMOSA MINE | ORN001002616 | N/A | OU2 | BCR4 01-04 | Abandoned | Sulfate-reducing bacteria (SRB) BCR with SAPS pre-treatment | Passive | Biochemical reactor (BCR) | Pre-treatment | Formosa 1 Adit discharge | Y | Entire system | Aerobic polishing cell (APC) | Data not provided | Pilot | July 2013- October 2013 | Sodium | Na, total | mg/L | N | N/A |  |  |  | 8.03 | 1480 | -18330.8842 | [6 empty] | Data not provided | Data not provided | Data not provided | Data not provided | Data not provided | Data not provided | Data not provided | Data not provided | Data not provided | Influent | 3.18 | 2.04 | mg/L | 13.17 | °C | Data not provided | N/A | Data not provided | N/A | 389.1 | mV | 1470 | µS/cm | None | N/A | Data not provided | Data not provided | Data not provided | Data not provided | Data not provided | Data not provided | Y | The necessity and effectiveness of pre‐treatment to condition the water for BCR treatment, MIW loading rate for each BCR medium to achieve effective metal reduction and pH neutralization, Metals removal efficiency (MRE) and sulfate reduction rate for assessing reduction of contaminant toxicity, mass, and volume, through treatment using BCRs, Residuals generation rates (i.e. sludge from precipitation) for operation and maintenance (O&M) consideration, Replacement rate for spent treatment media (substrate for biochemical reactor or limestone in a pre‐treatment process) for O&M consideration, Impacts of wet weather on the treatment effectiveness and how the BCRs would respond to such changes | Data not provided | Data not provided | Data not provided | Data not provided | Data not provided | Data not provided | Data not provided | Sample date should be 07/15/2013 but is marked as 07/10/2013 in the parameters table in the PDF.
Final Treatability Study Technical Memorandum Formosa Mine Superfund Site Douglas County, Oregon | FORMOSA MINE | ORN001002616 | N/A | OU2 | BCR5 01-05 | Abandoned | Sulfate-reducing bacteria (SRB) BCR with ChitoRem pre-treatment | Passive | Biochemical reactor (BCR) | Pre-treatment | Formosa 1 Adit discharge | Y | Entire system | Aerobic polishing cell (APC) | Data not provided | Pilot | July 2013- October 2013 | Sodium | Na, total | mg/L | N | N/A |  |  |  | 8.03 | 361 | -4395.6413 | [6 empty] | Data not provided | Data not provided | Data not provided | Data not provided | Data not provided | Data not provided | Data not provided | Data not provided | Data not provided | Influent | 3.18 | 2.04 | mg/L | 13.17 | °C | Data not provided | N/A | Data not provided | N/A | 389.1 | mV | 1470 | µS/cm | None | N/A | Data not provided | Data not provided | Data not provided | Data not provided | Data not provided | Data not provided | Y | The necessity and effectiveness of pre‐treatment to condition the water for BCR treatment, MIW loading rate for each BCR medium to achieve effective metal reduction and pH neutralization, Metals removal efficiency (MRE) and sulfate reduction rate for assessing reduction of contaminant toxicity, mass, and volume, through treatment using BCRs, Residuals generation rates (i.e. sludge from precipitation) for operation and maintenance (O&M) consideration, Replacement rate for spent treatment media (substrate for biochemical reactor or limestone in a pre‐treatment process) for O&M consideration, Impacts of wet weather on the treatment effectiveness and how the BCRs would respond to such changes | Data not provided | Data not provided | Data not provided | Data not provided | Data not provided | Data not provided | Data not provided | Sample date should be 07/15/2013 but is marked as 07/10/2013 in the parameters table in the PDF.
Final Treatability Study Technical Memorandum Formosa Mine Superfund Site Douglas County, Oregon | FORMOSA MINE | ORN001002616 | N/A | OU2 | BCR6 01-06 | Abandoned | Sulfate-reducing bacteria (SRB) BCR with ChitoRem pre-treatment | Passive | Biochemical reactor (BCR) | Pre-treatment | Formosa 1 Adit discharge | Y | Entire system | Aerobic polishing cell (APC) | Data not provided | Pilot | July 2013- October 2013 | Sodium | Na, total | mg/L | N | N/A |  |  |  | 8.03 | 2100 | -26051.9303 | [6 empty] | Data not provided | Data not provided | Data not provided | Data not provided | Data not provided | Data not provided | Data not provided | Data not provided | Data not provided | Influent | 3.18 | 2.04 | mg/L | 13.17 | °C | Data not provided | N/A | Data not provided | N/A | 389.1 | mV | 1470 | µS/cm | None | N/A | Data not provided | Data not provided | Data not provided | Data not provided | Data not provided | Data not provided | Y | The necessity and effectiveness of pre‐treatment to condition the water for BCR treatment, MIW loading rate for each BCR medium to achieve effective metal reduction and pH neutralization, Metals removal efficiency (MRE) and sulfate reduction rate for assessing reduction of contaminant toxicity, mass, and volume, through treatment using BCRs, Residuals generation rates (i.e. sludge from precipitation) for operation and maintenance (O&M) consideration, Replacement rate for spent treatment media (substrate for biochemical reactor or limestone in a pre‐treatment process) for O&M consideration, Impacts of wet weather on the treatment effectiveness and how the BCRs would respond to such changes | Data not provided | Data not provided | Data not provided | Data not provided | Data not provided | Data not provided | Data not provided | Sample date should be 07/15/2013 but is marked as 07/10/2013 in the parameters table in the PDF.
Final Treatability Study Technical Memorandum Formosa Mine Superfund Site Douglas County, Oregon | FORMOSA MINE | ORN001002616 | N/A | OU2 | BCR1 01-01 | Abandoned | Sulfate-reducing bacteria (SRB) BCR without pre-treatment | Passive | Biochemical reactor (BCR) | No pre-treatment | Formosa 1 Adit discharge | N | BCR without pre-treatment | Aerobic polishing cell (APC) | Data not provided | Pilot | July 2013- October 2013 | Nickel | Ni, total | mg/L | N | N/A | 0.048 | 0.014 | 70.8333 | [9 empty] | Data not provided | Data not provided | Data not provided | Data not provided | Data not provided | Data not provided | Data not provided | Data not provided | Data not provided | Influent | 3.18 | 2.04 | mg/L | 13.17 | °C | Data not provided | N/A | Data not provided | N/A | 389.1 | mV | 1470 | µS/cm | None | N/A | Data not provided | Data not provided | Data not provided | Data not provided | Data not provided | Data not provided | Y | The necessity and effectiveness of pre‐treatment to condition the water for BCR treatment, MIW loading rate for each BCR medium to achieve effective metal reduction and pH neutralization, Metals removal efficiency (MRE) and sulfate reduction rate for assessing reduction of contaminant toxicity, mass, and volume, through treatment using BCRs, Residuals generation rates (i.e. sludge from precipitation) for operation and maintenance (O&M) consideration, Replacement rate for spent treatment media (substrate for biochemical reactor or limestone in a pre‐treatment process) for O&M consideration, Impacts of wet weather on the treatment effectiveness and how the BCRs would respond to such changes | Data not provided | Data not provided | Data not provided | Data not provided | Data not provided | Data not provided | Data not provided | Sample date should be 07/15/2013 but is marked as 07/10/2013 in the parameters table in the PDF.
Final Treatability Study Technical Memorandum Formosa Mine Superfund Site Douglas County, Oregon | FORMOSA MINE | ORN001002616 | N/A | OU2 | BCR2 01-02 | Abandoned | Sulfate-reducing bacteria (SRB) BCR without pre-treatment | Passive | Biochemical reactor (BCR) | No pre-treatment | Formosa 1 Adit discharge | N | BCR without pre-treatment | Aerobic polishing cell (APC) | Data not provided | Pilot | July 2013- October 2013 | Nickel | Ni, total | mg/L | N | N/A | 0.048 | 0.3223 | -571.4583 | [9 empty] | Data not provided | Data not provided | Data not provided | Data not provided | Data not provided | Data not provided | Data not provided | Data not provided | Data not provided | Influent | 3.18 | 2.04 | mg/L | 13.17 | °C | Data not provided | N/A | Data not provided | N/A | 389.1 | mV | 1470 | µS/cm | None | N/A | Data not provided | Data not provided | Data not provided | Data not provided | Data not provided | Data not provided | Y | The necessity and effectiveness of pre‐treatment to condition the water for BCR treatment, MIW loading rate for each BCR medium to achieve effective metal reduction and pH neutralization, Metals removal efficiency (MRE) and sulfate reduction rate for assessing reduction of contaminant toxicity, mass, and volume, through treatment using BCRs, Residuals generation rates (i.e. sludge from precipitation) for operation and maintenance (O&M) consideration, Replacement rate for spent treatment media (substrate for biochemical reactor or limestone in a pre‐treatment process) for O&M consideration, Impacts of wet weather on the treatment effectiveness and how the BCRs would respond to such changes | Data not provided | Data not provided | Data not provided | Data not provided | Data not provided | Data not provided | Data not provided | Sample date should be 07/15/2013 but is marked as 07/10/2013 in the parameters table in the PDF.
Final Treatability Study Technical Memorandum Formosa Mine Superfund Site Douglas County, Oregon | FORMOSA MINE | ORN001002616 | N/A | OU2 | BCR3 01-03 | Abandoned | Sulfate-reducing bacteria (SRB) BCR with SAPS pre-treatment | Passive | Biochemical reactor (BCR) | Pre-treatment | Formosa 1 Adit discharge | Y | Entire system | Aerobic polishing cell (APC) | Data not provided | Pilot | July 2013- October 2013 | Nickel | Ni, total | mg/L | N | N/A | 0.048 | 0.044 | 8.3333 | [9 empty] | Data not provided | Data not provided | Data not provided | Data not provided | Data not provided | Data not provided | Data not provided | Data not provided | Data not provided | Influent | 3.18 | 2.04 | mg/L | 13.17 | °C | Data not provided | N/A | Data not provided | N/A | 389.1 | mV | 1470 | µS/cm | None | N/A | Data not provided | Data not provided | Data not provided | Data not provided | Data not provided | Data not provided | Y | The necessity and effectiveness of pre‐treatment to condition the water for BCR treatment, MIW loading rate for each BCR medium to achieve effective metal reduction and pH neutralization, Metals removal efficiency (MRE) and sulfate reduction rate for assessing reduction of contaminant toxicity, mass, and volume, through treatment using BCRs, Residuals generation rates (i.e. sludge from precipitation) for operation and maintenance (O&M) consideration, Replacement rate for spent treatment media (substrate for biochemical reactor or limestone in a pre‐treatment process) for O&M consideration, Impacts of wet weather on the treatment effectiveness and how the BCRs would respond to such changes | Data not provided | Data not provided | Data not provided | Data not provided | Data not provided | Data not provided | Data not provided | Sample date should be 07/15/2013 but is marked as 07/10/2013 in the parameters table in the PDF.
Final Treatability Study Technical Memorandum Formosa Mine Superfund Site Douglas County, Oregon | FORMOSA MINE | ORN001002616 | N/A | OU2 | BCR4 01-04 | Abandoned | Sulfate-reducing bacteria (SRB) BCR with SAPS pre-treatment | Passive | Biochemical reactor (BCR) | Pre-treatment | Formosa 1 Adit discharge | Y | Entire system | Aerobic polishing cell (APC) | Data not provided | Pilot | July 2013- October 2013 | Nickel | Ni, total | mg/L | N | N/A | 0.048 | 0.21 | -337.5 | [9 empty] | Data not provided | Data not provided | Data not provided | Data not provided | Data not provided | Data not provided | Data not provided | Data not provided | Data not provided | Influent | 3.18 | 2.04 | mg/L | 13.17 | °C | Data not provided | N/A | Data not provided | N/A | 389.1 | mV | 1470 | µS/cm | None | N/A | Data not provided | Data not provided | Data not provided | Data not provided | Data not provided | Data not provided | Y | The necessity and effectiveness of pre‐treatment to condition the water for BCR treatment, MIW loading rate for each BCR medium to achieve effective metal reduction and pH neutralization, Metals removal efficiency (MRE) and sulfate reduction rate for assessing reduction of contaminant toxicity, mass, and volume, through treatment using BCRs, Residuals generation rates (i.e. sludge from precipitation) for operation and maintenance (O&M) consideration, Replacement rate for spent treatment media (substrate for biochemical reactor or limestone in a pre‐treatment process) for O&M consideration, Impacts of wet weather on the treatment effectiveness and how the BCRs would respond to such changes | Data not provided | Data not provided | Data not provided | Data not provided | Data not provided | Data not provided | Data not provided | Sample date should be 07/15/2013 but is marked as 07/10/2013 in the parameters table in the PDF.
Final Treatability Study Technical Memorandum Formosa Mine Superfund Site Douglas County, Oregon | FORMOSA MINE | ORN001002616 | N/A | OU2 | BCR5 01-05 | Abandoned | Sulfate-reducing bacteria (SRB) BCR with ChitoRem pre-treatment | Passive | Biochemical reactor (BCR) | Pre-treatment | Formosa 1 Adit discharge | Y | Entire system | Aerobic polishing cell (APC) | Data not provided | Pilot | July 2013- October 2013 | Nickel | Ni, total | mg/L | N | N/A | 0.048 | 0.601 | -1152.0833 | [9 empty] | Data not provided | Data not provided | Data not provided | Data not provided | Data not provided | Data not provided | Data not provided | Data not provided | Data not provided | Influent | 3.18 | 2.04 | mg/L | 13.17 | °C | Data not provided | N/A | Data not provided | N/A | 389.1 | mV | 1470 | µS/cm | None | N/A | Data not provided | Data not provided | Data not provided | Data not provided | Data not provided | Data not provided | Y | The necessity and effectiveness of pre‐treatment to condition the water for BCR treatment, MIW loading rate for each BCR medium to achieve effective metal reduction and pH neutralization, Metals removal efficiency (MRE) and sulfate reduction rate for assessing reduction of contaminant toxicity, mass, and volume, through treatment using BCRs, Residuals generation rates (i.e. sludge from precipitation) for operation and maintenance (O&M) consideration, Replacement rate for spent treatment media (substrate for biochemical reactor or limestone in a pre‐treatment process) for O&M consideration, Impacts of wet weather on the treatment effectiveness and how the BCRs would respond to such changes | Data not provided | Data not provided | Data not provided | Data not provided | Data not provided | Data not provided | Data not provided | Sample date should be 07/15/2013 but is marked as 07/10/2013 in the parameters table in the PDF.
Final Treatability Study Technical Memorandum Formosa Mine Superfund Site Douglas County, Oregon | FORMOSA MINE | ORN001002616 | N/A | OU2 | BCR6 01-06 | Abandoned | Sulfate-reducing bacteria (SRB) BCR with ChitoRem pre-treatment | Passive | Biochemical reactor (BCR) | Pre-treatment | Formosa 1 Adit discharge | Y | Entire system | Aerobic polishing cell (APC) | Data not provided | Pilot | July 2013- October 2013 | Nickel | Ni, total | mg/L | N | N/A | 0.048 | 0.402 | -737.5 | [9 empty] | Data not provided | Data not provided | Data not provided | Data not provided | Data not provided | Data not provided | Data not provided | Data not provided | Data not provided | Influent | 3.18 | 2.04 | mg/L | 13.17 | °C | Data not provided | N/A | Data not provided | N/A | 389.1 | mV | 1470 | µS/cm | None | N/A | Data not provided | Data not provided | Data not provided | Data not provided | Data not provided | Data not provided | Y | The necessity and effectiveness of pre‐treatment to condition the water for BCR treatment, MIW loading rate for each BCR medium to achieve effective metal reduction and pH neutralization, Metals removal efficiency (MRE) and sulfate reduction rate for assessing reduction of contaminant toxicity, mass, and volume, through treatment using BCRs, Residuals generation rates (i.e. sludge from precipitation) for operation and maintenance (O&M) consideration, Replacement rate for spent treatment media (substrate for biochemical reactor or limestone in a pre‐treatment process) for O&M consideration, Impacts of wet weather on the treatment effectiveness and how the BCRs would respond to such changes | Data not provided | Data not provided | Data not provided | Data not provided | Data not provided | Data not provided | Data not provided | Sample date should be 07/15/2013 but is marked as 07/10/2013 in the parameters table in the PDF.
Final Treatability Study Technical Memorandum Formosa Mine Superfund Site Douglas County, Oregon | FORMOSA MINE | ORN001002616 | N/A | OU2 | BCR1 01-01 | Abandoned | Sulfate-reducing bacteria (SRB) BCR without pre-treatment | Passive | Biochemical reactor (BCR) | No pre-treatment | Formosa 1 Adit discharge | N | BCR without pre-treatment | Aerobic polishing cell (APC) | Data not provided | Pilot | July 2013- October 2013 | Zinc | Zn, total | mg/L | N | N/A |  |  |  | 62.1 | 3.88 | 93.752 | [6 empty] | Data not provided | Data not provided | Data not provided | Data not provided | Data not provided | Data not provided | Data not provided | Data not provided | Data not provided | Influent | 3.18 | 2.04 | mg/L | 13.17 | °C | Data not provided | N/A | Data not provided | N/A | 389.1 | mV | 1470 | µS/cm | None | N/A | Data not provided | Data not provided | Data not provided | Data not provided | Data not provided | Data not provided | Y | The necessity and effectiveness of pre‐treatment to condition the water for BCR treatment, MIW loading rate for each BCR medium to achieve effective metal reduction and pH neutralization, Metals removal efficiency (MRE) and sulfate reduction rate for assessing reduction of contaminant toxicity, mass, and volume, through treatment using BCRs, Residuals generation rates (i.e. sludge from precipitation) for operation and maintenance (O&M) consideration, Replacement rate for spent treatment media (substrate for biochemical reactor or limestone in a pre‐treatment process) for O&M consideration, Impacts of wet weather on the treatment effectiveness and how the BCRs would respond to such changes | Data not provided | Data not provided | Data not provided | Data not provided | Data not provided | Data not provided | Data not provided | Sample date should be 07/15/2013 but is marked as 07/10/2013 in the parameters table in the PDF.
Final Treatability Study Technical Memorandum Formosa Mine Superfund Site Douglas County, Oregon | FORMOSA MINE | ORN001002616 | N/A | OU2 | BCR2 01-02 | Abandoned | Sulfate-reducing bacteria (SRB) BCR without pre-treatment | Passive | Biochemical reactor (BCR) | No pre-treatment | Formosa 1 Adit discharge | N | BCR without pre-treatment | Aerobic polishing cell (APC) | Data not provided | Pilot | July 2013- October 2013 | Zinc | Zn, total | mg/L | N | N/A |  |  |  | 62.1 | 1.05 | 98.3092 | [6 empty] | Data not provided | Data not provided | Data not provided | Data not provided | Data not provided | Data not provided | Data not provided | Data not provided | Data not provided | Influent | 3.18 | 2.04 | mg/L | 13.17 | °C | Data not provided | N/A | Data not provided | N/A | 389.1 | mV | 1470 | µS/cm | None | N/A | Data not provided | Data not provided | Data not provided | Data not provided | Data not provided | Data not provided | Y | The necessity and effectiveness of pre‐treatment to condition the water for BCR treatment, MIW loading rate for each BCR medium to achieve effective metal reduction and pH neutralization, Metals removal efficiency (MRE) and sulfate reduction rate for assessing reduction of contaminant toxicity, mass, and volume, through treatment using BCRs, Residuals generation rates (i.e. sludge from precipitation) for operation and maintenance (O&M) consideration, Replacement rate for spent treatment media (substrate for biochemical reactor or limestone in a pre‐treatment process) for O&M consideration, Impacts of wet weather on the treatment effectiveness and how the BCRs would respond to such changes | Data not provided | Data not provided | Data not provided | Data not provided | Data not provided | Data not provided | Data not provided | Sample date should be 07/15/2013 but is marked as 07/10/2013 in the parameters table in the PDF.
Final Treatability Study Technical Memorandum Formosa Mine Superfund Site Douglas County, Oregon | FORMOSA MINE | ORN001002616 | N/A | OU2 | BCR3 01-03 | Abandoned | Sulfate-reducing bacteria (SRB) BCR with SAPS pre-treatment | Passive | Biochemical reactor (BCR) | Pre-treatment | Formosa 1 Adit discharge | Y | Entire system | Aerobic polishing cell (APC) | Data not provided | Pilot | July 2013- October 2013 | Zinc | Zn, total | mg/L | N | N/A |  |  |  | 62.1 | 6.64 | 89.3076 | [6 empty] | Data not provided | Data not provided | Data not provided | Data not provided | Data not provided | Data not provided | Data not provided | Data not provided | Data not provided | Influent | 3.18 | 2.04 | mg/L | 13.17 | °C | Data not provided | N/A | Data not provided | N/A | 389.1 | mV | 1470 | µS/cm | None | N/A | Data not provided | Data not provided | Data not provided | Data not provided | Data not provided | Data not provided | Y | The necessity and effectiveness of pre‐treatment to condition the water for BCR treatment, MIW loading rate for each BCR medium to achieve effective metal reduction and pH neutralization, Metals removal efficiency (MRE) and sulfate reduction rate for assessing reduction of contaminant toxicity, mass, and volume, through treatment using BCRs, Residuals generation rates (i.e. sludge from precipitation) for operation and maintenance (O&M) consideration, Replacement rate for spent treatment media (substrate for biochemical reactor or limestone in a pre‐treatment process) for O&M consideration, Impacts of wet weather on the treatment effectiveness and how the BCRs would respond to such changes | Data not provided | Data not provided | Data not provided | Data not provided | Data not provided | Data not provided | Data not provided | Sample date should be 07/15/2013 but is marked as 07/10/2013 in the parameters table in the PDF.
Final Treatability Study Technical Memorandum Formosa Mine Superfund Site Douglas County, Oregon | FORMOSA MINE | ORN001002616 | N/A | OU2 | BCR4 01-04 | Abandoned | Sulfate-reducing bacteria (SRB) BCR with SAPS pre-treatment | Passive | Biochemical reactor (BCR) | Pre-treatment | Formosa 1 Adit discharge | Y | Entire system | Aerobic polishing cell (APC) | Data not provided | Pilot | July 2013- October 2013 | Zinc | Zn, total | mg/L | N | N/A |  |  |  | 62.1 | 2.63 | 95.7649 | [6 empty] | Data not provided | Data not provided | Data not provided | Data not provided | Data not provided | Data not provided | Data not provided | Data not provided | Data not provided | Influent | 3.18 | 2.04 | mg/L | 13.17 | °C | Data not provided | N/A | Data not provided | N/A | 389.1 | mV | 1470 | µS/cm | None | N/A | Data not provided | Data not provided | Data not provided | Data not provided | Data not provided | Data not provided | Y | The necessity and effectiveness of pre‐treatment to condition the water for BCR treatment, MIW loading rate for each BCR medium to achieve effective metal reduction and pH neutralization, Metals removal efficiency (MRE) and sulfate reduction rate for assessing reduction of contaminant toxicity, mass, and volume, through treatment using BCRs, Residuals generation rates (i.e. sludge from precipitation) for operation and maintenance (O&M) consideration, Replacement rate for spent treatment media (substrate for biochemical reactor or limestone in a pre‐treatment process) for O&M consideration, Impacts of wet weather on the treatment effectiveness and how the BCRs would respond to such changes | Data not provided | Data not provided | Data not provided | Data not provided | Data not provided | Data not provided | Data not provided | Sample date should be 07/15/2013 but is marked as 07/10/2013 in the parameters table in the PDF.
Final Treatability Study Technical Memorandum Formosa Mine Superfund Site Douglas County, Oregon | FORMOSA MINE | ORN001002616 | N/A | OU2 | BCR5 01-05 | Abandoned | Sulfate-reducing bacteria (SRB) BCR with ChitoRem pre-treatment | Passive | Biochemical reactor (BCR) | Pre-treatment | Formosa 1 Adit discharge | Y | Entire system | Aerobic polishing cell (APC) | Data not provided | Pilot | July 2013- October 2013 | Zinc | Zn, total | mg/L | N | N/A |  |  |  | 62.1 | 5.92 | 90.467 | [6 empty] | Data not provided | Data not provided | Data not provided | Data not provided | Data not provided | Data not provided | Data not provided | Data not provided | Data not provided | Influent | 3.18 | 2.04 | mg/L | 13.17 | °C | Data not provided | N/A | Data not provided | N/A | 389.1 | mV | 1470 | µS/cm | None | N/A | Data not provided | Data not provided | Data not provided | Data not provided | Data not provided | Data not provided | Y | The necessity and effectiveness of pre‐treatment to condition the water for BCR treatment, MIW loading rate for each BCR medium to achieve effective metal reduction and pH neutralization, Metals removal efficiency (MRE) and sulfate reduction rate for assessing reduction of contaminant toxicity, mass, and volume, through treatment using BCRs, Residuals generation rates (i.e. sludge from precipitation) for operation and maintenance (O&M) consideration, Replacement rate for spent treatment media (substrate for biochemical reactor or limestone in a pre‐treatment process) for O&M consideration, Impacts of wet weather on the treatment effectiveness and how the BCRs would respond to such changes | Data not provided | Data not provided | Data not provided | Data not provided | Data not provided | Data not provided | Data not provided | Sample date should be 07/15/2013 but is marked as 07/10/2013 in the parameters table in the PDF.
Final Treatability Study Technical Memorandum Formosa Mine Superfund Site Douglas County, Oregon | FORMOSA MINE | ORN001002616 | N/A | OU2 | BCR6 01-06 | Abandoned | Sulfate-reducing bacteria (SRB) BCR with ChitoRem pre-treatment | Passive | Biochemical reactor (BCR) | Pre-treatment | Formosa 1 Adit discharge | Y | Entire system | Aerobic polishing cell (APC) | Data not provided | Pilot | July 2013- October 2013 | Zinc | Zn, total | mg/L | N | N/A |  |  |  | 62.1 | 0.924 | 98.5121 | [6 empty] | Data not provided | Data not provided | Data not provided | Data not provided | Data not provided | Data not provided | Data not provided | Data not provided | Data not provided | Influent | 3.18 | 2.04 | mg/L | 13.17 | °C | Data not provided | N/A | Data not provided | N/A | 389.1 | mV | 1470 | µS/cm | None | N/A | Data not provided | Data not provided | Data not provided | Data not provided | Data not provided | Data not provided | Y | The necessity and effectiveness of pre‐treatment to condition the water for BCR treatment, MIW loading rate for each BCR medium to achieve effective metal reduction and pH neutralization, Metals removal efficiency (MRE) and sulfate reduction rate for assessing reduction of contaminant toxicity, mass, and volume, through treatment using BCRs, Residuals generation rates (i.e. sludge from precipitation) for operation and maintenance (O&M) consideration, Replacement rate for spent treatment media (substrate for biochemical reactor or limestone in a pre‐treatment process) for O&M consideration, Impacts of wet weather on the treatment effectiveness and how the BCRs would respond to such changes | Data not provided | Data not provided | Data not provided | Data not provided | Data not provided | Data not provided | Data not provided | Sample date should be 07/15/2013 but is marked as 07/10/2013 in the parameters table in the PDF.
Final Treatability Study Technical Memorandum Formosa Mine Superfund Site Douglas County, Oregon | FORMOSA MINE | ORN001002616 | N/A | OU2 | BCR1 01-01 | Abandoned | Sulfate-reducing bacteria (SRB) BCR without pre-treatment | Passive | Biochemical reactor (BCR) | No pre-treatment | Formosa 1 Adit discharge | N | BCR without pre-treatment | Aerobic polishing cell (APC) | Data not provided | Pilot | July 2013- October 2013 | Aluminum | Al, dissolved | mg/L | N | N/A | 14.2 | 0.095 | 99.331 | [9 empty] | Data not provided | Data not provided | Data not provided | Data not provided | Data not provided | Data not provided | Data not provided | Data not provided | Data not provided | Influent | 3.18 | 2.04 | mg/L | 13.17 | °C | Data not provided | N/A | Data not provided | N/A | 389.1 | mV | 1470 | µS/cm | None | N/A | Data not provided | Data not provided | Data not provided | Data not provided | Data not provided | Data not provided | Y | The necessity and effectiveness of pre‐treatment to condition the water for BCR treatment, MIW loading rate for each BCR medium to achieve effective metal reduction and pH neutralization, Metals removal efficiency (MRE) and sulfate reduction rate for assessing reduction of contaminant toxicity, mass, and volume, through treatment using BCRs, Residuals generation rates (i.e. sludge from precipitation) for operation and maintenance (O&M) consideration, Replacement rate for spent treatment media (substrate for biochemical reactor or limestone in a pre‐treatment process) for O&M consideration, Impacts of wet weather on the treatment effectiveness and how the BCRs would respond to such changes | Data not provided | Data not provided | Data not provided | Data not provided | Data not provided | Data not provided | Data not provided | Should be ND but is not marked as such in table. ND = below detection limit. Sample date should be 07/15/2013 but is marked as 07/10/2013 in the parameters table in the PDF.
Final Treatability Study Technical Memorandum Formosa Mine Superfund Site Douglas County, Oregon | FORMOSA MINE | ORN001002616 | N/A | OU2 | BCR1 01-01 | Abandoned | Sulfate-reducing bacteria (SRB) BCR without pre-treatment | Passive | Biochemical reactor (BCR) | No pre-treatment | Formosa 1 Adit discharge | N | BCR without pre-treatment | Aerobic polishing cell (APC) | Data not provided | Pilot | July 2013- October 2013 | Fluoride | F, total | mg/L | N | N/A |  |  |  | 1.26 | ND | 91.2698 | [6 empty] | Data not provided | Data not provided | Data not provided | Data not provided | Data not provided | Data not provided | Data not provided | Data not provided | Data not provided | Influent | 3.34 | 2.04 | mg/L | 13.17 | °C | Data not provided | N/A | Data not provided | N/A | 389.1 | mV | 1470 | µS/cm | None | N/A | Data not provided | Data not provided | Data not provided | Data not provided | Data not provided | Data not provided | Data not provided | Data not provided | Data not provided | Data not provided | Data not provided | Data not provided | Data not provided | Data not provided | Data not provided | ND = below detection limit (0.22).
Final Treatability Study Technical Memorandum Formosa Mine Superfund Site Douglas County, Oregon | FORMOSA MINE | ORN001002616 | N/A | OU2 | BCR1 01-01 | Abandoned | Sulfate-reducing bacteria (SRB) BCR without pre-treatment | Passive | Biochemical reactor (BCR) | No pre-treatment | Formosa 1 Adit discharge | N | BCR without pre-treatment | Aerobic polishing cell (APC) | Data not provided | Pilot | July 2013- October 2013 | Fluoride | F, total | mg/L | N | N/A | [9 empty] | 1.58 | 2.07 | 23.6715 | Data not provided | Data not provided | Data not provided | Data not provided | Data not provided | Data not provided | Data not provided | Data not provided | Data not provided | Effluent | 5.62 | 0.42 | mg/L | 15.49 | °C | Data not provided | N/A | Data not provided | N/A | 53.5 | mV | 1196 | µS/cm | None | N/A | Data not provided | Data not provided | Data not provided | Data not provided | Data not provided | Data not provided | Data not provided | Data not provided | Data not provided | Data not provided | Data not provided | Data not provided | Data not provided | Data not provided | Data not provided | Smallest value above detection limit (ND). ND = 0.22
Final Treatability Study Technical Memorandum Formosa Mine Superfund Site Douglas County, Oregon | FORMOSA MINE | ORN001002616 | N/A | OU2 | BCR2 01-02 | Abandoned | Sulfate-reducing bacteria (SRB) BCR without pre-treatment | Passive | Biochemical reactor (BCR) | No pre-treatment | Formosa 1 Adit discharge | N | BCR without pre-treatment | Aerobic polishing cell (APC) | Data not provided | Pilot | July 2013- October 2013 | Fluoride | F, total | mg/L | N | N/A |  |  |  | 1.26 | ND | 91.2698 | [6 empty] | Data not provided | Data not provided | Data not provided | Data not provided | Data not provided | Data not provided | Data not provided | Data not provided | Data not provided | Influent | 3.34 | 2.04 | mg/L | 13.17 | °C | Data not provided | N/A | Data not provided | N/A | 389.1 | mV | 1470 | µS/cm | None | N/A | Data not provided | Data not provided | Data not provided | Data not provided | Data not provided | Data not provided | Data not provided | Data not provided | Data not provided | Data not provided | Data not provided | Data not provided | Data not provided | Data not provided | Data not provided | ND = below detection limit (0.22).
Final Treatability Study Technical Memorandum Formosa Mine Superfund Site Douglas County, Oregon | FORMOSA MINE | ORN001002616 | N/A | OU2 | BCR2 01-02 | Abandoned | Sulfate-reducing bacteria (SRB) BCR without pre-treatment | Passive | Biochemical reactor (BCR) | No pre-treatment | Formosa 1 Adit discharge | N | BCR without pre-treatment | Aerobic polishing cell (APC) | Data not provided | Pilot | July 2013- October 2013 | Fluoride | F, total | mg/L | N | N/A | [6 empty] | ND | 1.26–2.1 | 91.3 - 94.8 |  |  |  | Data not provided | Data not provided | Data not provided | Data not provided | Data not provided | Data not provided | Data not provided | Data not provided | Data not provided | Effluent | 6.34–6.64 | 0.27–1.52 | mg/L | 15.09–21.63 | °C | Data not provided | N/A | Data not provided | N/A | (-)294.4–(-)162.9 | mV | 4,367–35,860 | µS/cm | None | N/A | Data not provided | Data not provided | Data not provided | Data not provided | Data not provided | Data not provided | Data not provided | Data not provided | Data not provided | Data not provided | Data not provided | Data not provided | Data not provided | Data not provided | Data not provided | All effluent is ND. Range of associated influent shown. ND = below detection limit (0.22)
Final Treatability Study Technical Memorandum Formosa Mine Superfund Site Douglas County, Oregon | FORMOSA MINE | ORN001002616 | N/A | OU2 | BCR3 01-03 | Abandoned | Sulfate-reducing bacteria (SRB) BCR with SAPS pre-treatment | Passive | Biochemical reactor (BCR) | Pre-treatment | Formosa 1 Adit discharge | Y | Entire system | Aerobic polishing cell (APC) | Data not provided | Pilot | July 2013- October 2013 | Fluoride | F, total | mg/L | N | N/A |  |  |  | 1.26 | ND | 91.2698 | [6 empty] | Data not provided | Data not provided | Data not provided | Data not provided | Data not provided | Data not provided | Data not provided | Data not provided | Data not provided | Influent | 3.34 | 2.04 | mg/L | 13.17 | °C | Data not provided | N/A | Data not provided | N/A | 389.1 | mV | 1470 | µS/cm | None | N/A | Data not provided | Data not provided | Data not provided | Data not provided | Data not provided | Data not provided | Data not provided | Data not provided | Data not provided | Data not provided | Data not provided | Data not provided | Data not provided | Data not provided | Data not provided | ND = below detection limit (0.22).
Final Treatability Study Technical Memorandum Formosa Mine Superfund Site Douglas County, Oregon | FORMOSA MINE | ORN001002616 | N/A | OU2 | BCR3 01-03 | Abandoned | Sulfate-reducing bacteria (SRB) BCR with SAPS pre-treatment | Passive | Biochemical reactor (BCR) | Pre-treatment | Formosa 1 Adit discharge | Y | Entire system | Aerobic polishing cell (APC) | Data not provided | Pilot | July 2013- October 2013 | Fluoride | F, total | mg/L | N | N/A | [9 empty] | 0.705 | 1.8 | 60.8333 | Data not provided | Data not provided | Data not provided | Data not provided | Data not provided | Data not provided | Data not provided | Data not provided | Data not provided | Effluent | 5.99 | 0.37 | mg/L | 19.36 | °C | Data not provided | N/A | Data not provided | N/A | -118.8 | mV | 1448 | µS/cm | None | N/A | Data not provided | Data not provided | Data not provided | Data not provided | Data not provided | Data not provided | Data not provided | Data not provided | Data not provided | Data not provided | Data not provided | Data not provided | Data not provided | Data not provided | Data not provided | Smallest value above detection limit (ND). ND = 0.22
Final Treatability Study Technical Memorandum Formosa Mine Superfund Site Douglas County, Oregon | FORMOSA MINE | ORN001002616 | N/A | OU2 | BCR4 01-04 | Abandoned | Sulfate-reducing bacteria (SRB) BCR with SAPS pre-treatment | Passive | Biochemical reactor (BCR) | Pre-treatment | Formosa 1 Adit discharge | Y | Entire system | Aerobic polishing cell (APC) | Data not provided | Pilot | July 2013- October 2013 | Fluoride | F, total | mg/L | N | N/A |  |  |  | 1.26 | ND | 91.2698 | [6 empty] | Data not provided | Data not provided | Data not provided | Data not provided | Data not provided | Data not provided | Data not provided | Data not provided | Data not provided | Influent | 3.34 | 2.04 | mg/L | 13.17 | °C | Data not provided | N/A | Data not provided | N/A | 389.1 | mV | 1470 | µS/cm | None | N/A | Data not provided | Data not provided | Data not provided | Data not provided | Data not provided | Data not provided | Data not provided | Data not provided | Data not provided | Data not provided | Data not provided | Data not provided | Data not provided | Data not provided | Data not provided | ND = below detection limit (0.22).
Final Treatability Study Technical Memorandum Formosa Mine Superfund Site Douglas County, Oregon | FORMOSA MINE | ORN001002616 | N/A | OU2 | BCR5 01-05 | Abandoned | Sulfate-reducing bacteria (SRB) BCR with ChitoRem pre-treatment | Passive | Biochemical reactor (BCR) | Pre-treatment | Formosa 1 Adit discharge | Y | Entire system | Aerobic polishing cell (APC) | Data not provided | Pilot | July 2013- October 2013 | Fluoride | F, total | mg/L | N | N/A |  |  |  | 1.26 | ND | 91.2698 | [6 empty] | Data not provided | Data not provided | Data not provided | Data not provided | Data not provided | Data not provided | Data not provided | Data not provided | Data not provided | Influent | 3.34 | 2.04 | mg/L | 13.17 | °C | Data not provided | N/A | Data not provided | N/A | 389.1 | mV | 1470 | µS/cm | None | N/A | Data not provided | Data not provided | Data not provided | Data not provided | Data not provided | Data not provided | Data not provided | Data not provided | Data not provided | Data not provided | Data not provided | Data not provided | Data not provided | Data not provided | Data not provided | ND = below detection limit (0.22).
Final Treatability Study Technical Memorandum Formosa Mine Superfund Site Douglas County, Oregon | FORMOSA MINE | ORN001002616 | N/A | OU2 | BCR5 01-05 | Abandoned | Sulfate-reducing bacteria (SRB) BCR with ChitoRem pre-treatment | Passive | Biochemical reactor (BCR) | Pre-treatment | Formosa 1 Adit discharge | Y | Entire system | Aerobic polishing cell (APC) | Data not provided | Pilot | July 2013- October 2013 | Fluoride | F, total | mg/L | N | N/A | [9 empty] | 0.64 | 2.07 | 69.0821 | Data not provided | Data not provided | Data not provided | Data not provided | Data not provided | Data not provided | Data not provided | Data not provided | Data not provided | Effluent | 6.62 | 0.08 | mg/L | 15.42 | °C | Data not provided | N/A | Data not provided | N/A | -231.3 | mV | 2087 | µS/cm | None | N/A | Data not provided | Data not provided | Data not provided | Data not provided | Data not provided | Data not provided | Data not provided | Data not provided | Data not provided | Data not provided | Data not provided | Data not provided | Data not provided | Data not provided | Data not provided | Smallest value above detection limit (ND). ND = 0.22
Final Treatability Study Technical Memorandum Formosa Mine Superfund Site Douglas County, Oregon | FORMOSA MINE | ORN001002616 | N/A | OU2 | BCR6 01-06 | Abandoned | Sulfate-reducing bacteria (SRB) BCR with ChitoRem pre-treatment | Passive | Biochemical reactor (BCR) | Pre-treatment | Formosa 1 Adit discharge | Y | Entire system | Aerobic polishing cell (APC) | Data not provided | Pilot | July 2013- October 2013 | Fluoride | F, total | mg/L | N | N/A |  |  |  | 1.26 | ND | 91.2698 | [6 empty] | Data not provided | Data not provided | Data not provided | Data not provided | Data not provided | Data not provided | Data not provided | Data not provided | Data not provided | Influent | 3.34 | 2.04 | mg/L | 13.17 | °C | Data not provided | N/A | Data not provided | N/A | 389.1 | mV | 1470 | µS/cm | None | N/A | Data not provided | Data not provided | Data not provided | Data not provided | Data not provided | Data not provided | Data not provided | Data not provided | Data not provided | Data not provided | Data not provided | Data not provided | Data not provided | Data not provided | Data not provided | ND = below detection limit (0.22).
Final Treatability Study Technical Memorandum Formosa Mine Superfund Site Douglas County, Oregon | FORMOSA MINE | ORN001002616 | N/A | OU2 | BCR6 01-06 | Abandoned | Sulfate-reducing bacteria (SRB) BCR with ChitoRem pre-treatment | Passive | Biochemical reactor (BCR) | Pre-treatment | Formosa 1 Adit discharge | Y | Entire system | Aerobic polishing cell (APC) | Data not provided | Pilot | July 2013- October 2013 | Fluoride | F, total | mg/L | N | N/A | [9 empty] | ND | 1.26–2.1 | 91.3 - 94.8 | Data not provided | Data not provided | Data not provided | Data not provided | Data not provided | Data not provided | Data not provided | Data not provided | Data not provided | Effluent | 6.3–6.69 | 0.2–1.86 | mg/L | 15.34–21.81 | °C | Data not provided | N/A | Data not provided | N/A | (-)311.4–(-)178.5 | mV | 4,551–37,260 | µS/cm | None | N/A | Data not provided | Data not provided | Data not provided | Data not provided | Data not provided | Data not provided | Data not provided | Data not provided | Data not provided | Data not provided | Data not provided | Data not provided | Data not provided | Data not provided | Data not provided | All effluent is ND. Range of associated influent shown. ND = below detection limit (0.22)
Final Treatability Study Technical Memorandum Formosa Mine Superfund Site Douglas County, Oregon | FORMOSA MINE | ORN001002616 | N/A | OU2 | BCR2 01-02 | Abandoned | Sulfate-reducing bacteria (SRB) BCR without pre-treatment | Passive | Biochemical reactor (BCR) | No pre-treatment | Formosa 1 Adit discharge | N | BCR without pre-treatment | Aerobic polishing cell (APC) | Data not provided | Pilot | July 2013- October 2013 | Sulfate | Sulfate, total | mg/L | N | N/A | [9 empty] | 118 | 2180 | 94.5872 | Data not provided | Data not provided | Data not provided | Data not provided | Data not provided | Data not provided | Data not provided | Data not provided | Data not provided | Effluent | 6.36 | 1.52 | mg/L | 16.17 | °C | Data not provided | N/A | Data not provided | N/A | -294.4 | mV | 8795 | µS/cm | None | N/A | Data not provided | Data not provided | Data not provided | Data not provided | Data not provided | Data not provided | Data not provided | Data not provided | Data not provided | Data not provided | Data not provided | Data not provided | Data not provided | Data not provided | Data not provided
Final Treatability Study Technical Memorandum Formosa Mine Superfund Site Douglas County, Oregon | FORMOSA MINE | ORN001002616 | N/A | OU2 | BCR6 01-06 | Abandoned | Sulfate-reducing bacteria (SRB) BCR with ChitoRem pre-treatment | Passive | Biochemical reactor (BCR) | Pre-treatment | Formosa 1 Adit discharge | Y | Entire system | Aerobic polishing cell (APC) | Data not provided | Pilot | July 2013- October 2013 | Sulfate | Sulfate, total | mg/L | N | N/A | [9 empty] | 44.7 | 1840 | 97.5707 | Data not provided | Data not provided | Data not provided | Data not provided | Data not provided | Data not provided | Data not provided | Data not provided | Data not provided | Effluent | 6.3 | 0.74 | mg/L | 18.48 | °C | Data not provided | N/A | Data not provided | N/A | -192.9 | mV | 13770 | µS/cm | None | N/A | Data not provided | Data not provided | Data not provided | Data not provided | Data not provided | Data not provided | Data not provided | Data not provided | Data not provided | Data not provided | Data not provided | Data not provided | Data not provided | Data not provided | Data not provided | Smallest value above detection limit (ND). ND = 3.31
Final Treatability Study Technical Memorandum Formosa Mine Superfund Site Douglas County, Oregon | FORMOSA MINE | ORN001002616 | N/A | OU2 | BCR4 01-04 | Abandoned | Sulfate-reducing bacteria (SRB) BCR with SAPS pre-treatment | Passive | Biochemical reactor (BCR) | Pre-treatment | Formosa 1 Adit discharge | Y | Entire system | Aerobic polishing cell (APC) | Data not provided | Pilot | July 2013- October 2013 | Arsenic | As, total | mg/L | N | N/A |  |  |  | 0.051 | ND | 60.7843 | [6 empty] | Data not provided | Data not provided | Data not provided | Data not provided | Data not provided | Data not provided | Data not provided | Data not provided | Data not provided | Influent | 3.37 | 0.05 | mg/L | 11.08 | °C | Data not provided | N/A | Data not provided | N/A | 357.3 | mV | 1366 | µS/cm | None | N/A | Data not provided | Data not provided | Data not provided | Data not provided | Data not provided | Data not provided | Y | The necessity and effectiveness of pre‐treatment to condition the water for BCR treatment, MIW loading rate for each BCR medium to achieve effective metal reduction and pH neutralization, Metals removal efficiency (MRE) and sulfate reduction rate for assessing reduction of contaminant toxicity, mass, and volume, through treatment using BCRs, Residuals generation rates (i.e. sludge from precipitation) for operation and maintenance (O&M) consideration, Replacement rate for spent treatment media (substrate for biochemical reactor or limestone in a pre‐treatment process) for O&M consideration, Impacts of wet weather on the treatment effectiveness and how the BCRs would respond to such changes | Data not provided | Data not provided | Data not provided | Data not provided | Data not provided | Data not provided | Data not provided | Smallest value above detection limit
Final Treatability Study Technical Memorandum Formosa Mine Superfund Site Douglas County, Oregon | FORMOSA MINE | ORN001002616 | N/A | OU2 | BCR6 01-06 | Abandoned | Sulfate-reducing bacteria (SRB) BCR with ChitoRem pre-treatment | Passive | Biochemical reactor (BCR) | Pre-treatment | Formosa 1 Adit discharge | Y | Entire system | Aerobic polishing cell (APC) | Data not provided | Pilot | July 2013- October 2013 | Arsenic | As, total | mg/L | N | N/A |  |  |  | 0.051 | ND | 60.7843 | [6 empty] | Data not provided | Data not provided | Data not provided | Data not provided | Data not provided | Data not provided | Data not provided | Data not provided | Data not provided | Influent | 3.37 | 0.05 | mg/L | 11.08 | °C | Data not provided | N/A | Data not provided | N/A | 357.3 | mV | 1366 | µS/cm | None | N/A | Data not provided | Data not provided | Data not provided | Data not provided | Data not provided | Data not provided | Y | The necessity and effectiveness of pre‐treatment to condition the water for BCR treatment, MIW loading rate for each BCR medium to achieve effective metal reduction and pH neutralization, Metals removal efficiency (MRE) and sulfate reduction rate for assessing reduction of contaminant toxicity, mass, and volume, through treatment using BCRs, Residuals generation rates (i.e. sludge from precipitation) for operation and maintenance (O&M) consideration, Replacement rate for spent treatment media (substrate for biochemical reactor or limestone in a pre‐treatment process) for O&M consideration, Impacts of wet weather on the treatment effectiveness and how the BCRs would respond to such changes | Data not provided | Data not provided | Data not provided | Data not provided | Data not provided | Data not provided | Data not provided | Smallest value above detection limit
Final Treatability Study Technical Memorandum Formosa Mine Superfund Site Douglas County, Oregon | FORMOSA MINE | ORN001002616 | N/A | OU2 | BCR6 01-06 | Abandoned | Sulfate-reducing bacteria (SRB) BCR with ChitoRem pre-treatment | Passive | Biochemical reactor (BCR) | Pre-treatment | Formosa 1 Adit discharge | Y | Entire system | Aerobic polishing cell (APC) | Data not provided | Pilot | July 2013- October 2013 | Cadmium | Cd, dissolved | mg/L | N | N/A | [9 empty] | 0.025 | 0.194 | 87.1134 | Data not provided | Data not provided | Data not provided | Data not provided | Data not provided | Data not provided | Data not provided | Data not provided | Data not provided | Effluent | 6.69 | 0.2 | mg/L | 21.81 | °C | Data not provided | N/A | Data not provided | N/A | -178.5 | mV | 37260 | µS/cm | None | N/A | Data not provided | Data not provided | Data not provided | Data not provided | Data not provided | Data not provided | Y | The necessity and effectiveness of pre‐treatment to condition the water for BCR treatment, MIW loading rate for each BCR medium to achieve effective metal reduction and pH neutralization, Metals removal efficiency (MRE) and sulfate reduction rate for assessing reduction of contaminant toxicity, mass, and volume, through treatment using BCRs, Residuals generation rates (i.e. sludge from precipitation) for operation and maintenance (O&M) consideration, Replacement rate for spent treatment media (substrate for biochemical reactor or limestone in a pre‐treatment process) for O&M consideration, Impacts of wet weather on the treatment effectiveness and how the BCRs would respond to such changes | Data not provided | Data not provided | Data not provided | Data not provided | Data not provided | Data not provided | Data not provided | Smallest value above detection limit (ND). ND = 0.002
Final Treatability Study Technical Memorandum Formosa Mine Superfund Site Douglas County, Oregon | FORMOSA MINE | ORN001002616 | N/A | OU2 | BCR5 01-05 | Abandoned | Sulfate-reducing bacteria (SRB) BCR with ChitoRem pre-treatment | Passive | Biochemical reactor (BCR) | Pre-treatment | Formosa 1 Adit discharge | Y | Entire system | Aerobic polishing cell (APC) | Data not provided | Pilot | July 2013- October 2013 | Copper | Cu, dissolved | mg/L | N | N/A | [9 empty] | 0.027 | 7.5 | 99.64 | Data not provided | Data not provided | Data not provided | Data not provided | Data not provided | Data not provided | Data not provided | Data not provided | Data not provided | Effluent | 6.51 | 0.06 | mg/L | 21.53 | °C | Data not provided | N/A | Data not provided | N/A | -158.1 | mV | 14800 | µS/cm | None | N/A | Data not provided | Data not provided | Data not provided | Data not provided | Data not provided | Data not provided | Y | The necessity and effectiveness of pre‐treatment to condition the water for BCR treatment, MIW loading rate for each BCR medium to achieve effective metal reduction and pH neutralization, Metals removal efficiency (MRE) and sulfate reduction rate for assessing reduction of contaminant toxicity, mass, and volume, through treatment using BCRs, Residuals generation rates (i.e. sludge from precipitation) for operation and maintenance (O&M) consideration, Replacement rate for spent treatment media (substrate for biochemical reactor or limestone in a pre‐treatment process) for O&M consideration, Impacts of wet weather on the treatment effectiveness and how the BCRs would respond to such changes | Data not provided | Data not provided | Data not provided | Data not provided | Data not provided | Data not provided | Data not provided | Smallest value above detection limit (ND). ND = 0.008
Final Treatability Study Technical Memorandum Formosa Mine Superfund Site Douglas County, Oregon | FORMOSA MINE | ORN001002616 | N/A | OU2 | BCR1 01-01 | Abandoned | Sulfate-reducing bacteria (SRB) BCR without pre-treatment | Passive | Biochemical reactor (BCR) | No pre-treatment | Formosa 1 Adit discharge | N | BCR without pre-treatment | Aerobic polishing cell (APC) | Data not provided | Pilot | July 2013- October 2013 | Cobalt | Co, dissolved | mg/L | N | N/A | [9 empty] | 0.0125 | 0.015 | 16.6667 | Data not provided | Data not provided | Data not provided | Data not provided | Data not provided | Data not provided | Data not provided | Data not provided | Data not provided | Effluent | 5.42 | 0.7 | mg/L | 18.75 | °C | Data not provided | N/A | Data not provided | N/A | 5.6 | mV | 1484 | µS/cm | None | N/A | Data not provided | Data not provided | Data not provided | Data not provided | Data not provided | Data not provided | Y | The necessity and effectiveness of pre‐treatment to condition the water for BCR treatment, MIW loading rate for each BCR medium to achieve effective metal reduction and pH neutralization, Metals removal efficiency (MRE) and sulfate reduction rate for assessing reduction of contaminant toxicity, mass, and volume, through treatment using BCRs, Residuals generation rates (i.e. sludge from precipitation) for operation and maintenance (O&M) consideration, Replacement rate for spent treatment media (substrate for biochemical reactor or limestone in a pre‐treatment process) for O&M consideration, Impacts of wet weather on the treatment effectiveness and how the BCRs would respond to such changes | Data not provided | Data not provided | Data not provided | Data not provided | Data not provided | Data not provided | Data not provided | Smallest value above detection limit (ND). ND = 0.01
Final Treatability Study Technical Memorandum Formosa Mine Superfund Site Douglas County, Oregon | FORMOSA MINE | ORN001002616 | N/A | OU2 | BCR2 01-02 | Abandoned | Sulfate-reducing bacteria (SRB) BCR without pre-treatment | Passive | Biochemical reactor (BCR) | No pre-treatment | Formosa 1 Adit discharge | N | BCR without pre-treatment | Aerobic polishing cell (APC) | Data not provided | Pilot | July 2013- October 2013 | Cobalt | Co, dissolved | mg/L | N | N/A | [9 empty] | 0.043 | 0.015 | -186.6667 | Data not provided | Data not provided | Data not provided | Data not provided | Data not provided | Data not provided | Data not provided | Data not provided | Data not provided | Effluent | 6.54 | 0.48 | mg/L | 18.24 | °C | Data not provided | N/A | Data not provided | N/A | -162.9 | mV | 20550 | µS/cm | None | N/A | Data not provided | Data not provided | Data not provided | Data not provided | Data not provided | Data not provided | Y | The necessity and effectiveness of pre‐treatment to condition the water for BCR treatment, MIW loading rate for each BCR medium to achieve effective metal reduction and pH neutralization, Metals removal efficiency (MRE) and sulfate reduction rate for assessing reduction of contaminant toxicity, mass, and volume, through treatment using BCRs, Residuals generation rates (i.e. sludge from precipitation) for operation and maintenance (O&M) consideration, Replacement rate for spent treatment media (substrate for biochemical reactor or limestone in a pre‐treatment process) for O&M consideration, Impacts of wet weather on the treatment effectiveness and how the BCRs would respond to such changes | Data not provided | Data not provided | Data not provided | Data not provided | Data not provided | Data not provided | Data not provided | Smallest value above detection limit (ND). ND = 0.01
Final Treatability Study Technical Memorandum Formosa Mine Superfund Site Douglas County, Oregon | FORMOSA MINE | ORN001002616 | N/A | OU2 | BCR3 01-03 | Abandoned | Sulfate-reducing bacteria (SRB) BCR with SAPS pre-treatment | Passive | Biochemical reactor (BCR) | Pre-treatment | Formosa 1 Adit discharge | Y | Entire system | Aerobic polishing cell (APC) | Data not provided | Pilot | July 2013- October 2013 | Cobalt | Co, dissolved | mg/L | N | N/A | [9 empty] | 0.107 | 0.017 | -529.4118 | Data not provided | Data not provided | Data not provided | Data not provided | Data not provided | Data not provided | Data not provided | Data not provided | Data not provided | Effluent | 6.04 | 0.67 | mg/L | 18.81 | °C | Data not provided | N/A | Data not provided | N/A | -32.1 | mV | 1407 | µS/cm | None | N/A | Data not provided | Data not provided | Data not provided | Data not provided | Data not provided | Data not provided | Y | The necessity and effectiveness of pre‐treatment to condition the water for BCR treatment, MIW loading rate for each BCR medium to achieve effective metal reduction and pH neutralization, Metals removal efficiency (MRE) and sulfate reduction rate for assessing reduction of contaminant toxicity, mass, and volume, through treatment using BCRs, Residuals generation rates (i.e. sludge from precipitation) for operation and maintenance (O&M) consideration, Replacement rate for spent treatment media (substrate for biochemical reactor or limestone in a pre‐treatment process) for O&M consideration, Impacts of wet weather on the treatment effectiveness and how the BCRs would respond to such changes | Data not provided | Data not provided | Data not provided | Data not provided | Data not provided | Data not provided | Data not provided | Smallest value above detection limit (ND). ND = 0.01
Final Treatability Study Technical Memorandum Formosa Mine Superfund Site Douglas County, Oregon | FORMOSA MINE | ORN001002616 | N/A | OU2 | BCR5 01-05 | Abandoned | Sulfate-reducing bacteria (SRB) BCR with ChitoRem pre-treatment | Passive | Biochemical reactor (BCR) | Pre-treatment | Formosa 1 Adit discharge | Y | Entire system | Aerobic polishing cell (APC) | Data not provided | Pilot | July 2013- October 2013 | Cobalt | Co, dissolved | mg/L | N | N/A | [9 empty] | 0.015 | 0.014 | -7.1429 | Data not provided | Data not provided | Data not provided | Data not provided | Data not provided | Data not provided | Data not provided | Data not provided | Data not provided | Effluent | 6.51 | 0.06 | mg/L | 21.53 | °C | Data not provided | N/A | Data not provided | N/A | -158.1 | mV | 14800 | µS/cm | None | N/A | Data not provided | Data not provided | Data not provided | Data not provided | Data not provided | Data not provided | Y | The necessity and effectiveness of pre‐treatment to condition the water for BCR treatment, MIW loading rate for each BCR medium to achieve effective metal reduction and pH neutralization, Metals removal efficiency (MRE) and sulfate reduction rate for assessing reduction of contaminant toxicity, mass, and volume, through treatment using BCRs, Residuals generation rates (i.e. sludge from precipitation) for operation and maintenance (O&M) consideration, Replacement rate for spent treatment media (substrate for biochemical reactor or limestone in a pre‐treatment process) for O&M consideration, Impacts of wet weather on the treatment effectiveness and how the BCRs would respond to such changes | Data not provided | Data not provided | Data not provided | Data not provided | Data not provided | Data not provided | Data not provided | Smallest value above detection limit (ND). ND = 0.01
Final Treatability Study Technical Memorandum Formosa Mine Superfund Site Douglas County, Oregon | FORMOSA MINE | ORN001002616 | N/A | OU2 | BCR6 01-06 | Abandoned | Sulfate-reducing bacteria (SRB) BCR with ChitoRem pre-treatment | Passive | Biochemical reactor (BCR) | Pre-treatment | Formosa 1 Adit discharge | Y | Entire system | Aerobic polishing cell (APC) | Data not provided | Pilot | July 2013- October 2013 | Cobalt | Co, dissolved | mg/L | N | N/A | [9 empty] | 0.185 | 0.014 | -1221.4286 | Data not provided | Data not provided | Data not provided | Data not provided | Data not provided | Data not provided | Data not provided | Data not provided | Data not provided | Effluent | 6.69 | 0.2 | mg/L | 21.81 | °C | Data not provided | N/A | Data not provided | N/A | -178.5 | mV | 37260 | µS/cm | None | N/A | Data not provided | Data not provided | Data not provided | Data not provided | Data not provided | Data not provided | Y | The necessity and effectiveness of pre‐treatment to condition the water for BCR treatment, MIW loading rate for each BCR medium to achieve effective metal reduction and pH neutralization, Metals removal efficiency (MRE) and sulfate reduction rate for assessing reduction of contaminant toxicity, mass, and volume, through treatment using BCRs, Residuals generation rates (i.e. sludge from precipitation) for operation and maintenance (O&M) consideration, Replacement rate for spent treatment media (substrate for biochemical reactor or limestone in a pre‐treatment process) for O&M consideration, Impacts of wet weather on the treatment effectiveness and how the BCRs would respond to such changes | Data not provided | Data not provided | Data not provided | Data not provided | Data not provided | Data not provided | Data not provided | Smallest value above detection limit (ND). ND = 0.01
Final Treatability Study Technical Memorandum Formosa Mine Superfund Site Douglas County, Oregon | FORMOSA MINE | ORN001002616 | N/A | OU2 | BCR6 01-06 | Abandoned | Sulfate-reducing bacteria (SRB) BCR with ChitoRem pre-treatment | Passive | Biochemical reactor (BCR) | Pre-treatment | Formosa 1 Adit discharge | Y | Entire system | Aerobic polishing cell (APC) | Data not provided | Pilot | July 2013- October 2013 | Copper | Cu, dissolved | mg/L | N | N/A | [9 empty] | 0.23 | 7.5 | 96.9333 | Data not provided | Data not provided | Data not provided | Data not provided | Data not provided | Data not provided | Data not provided | Data not provided | Data not provided | Effluent | 6.69 | 0.2 | mg/L | 21.81 | °C | Data not provided | N/A | Data not provided | N/A | -178.5 | mV | 37260 | µS/cm | None | N/A | Data not provided | Data not provided | Data not provided | Data not provided | Data not provided | Data not provided | Y | The necessity and effectiveness of pre‐treatment to condition the water for BCR treatment, MIW loading rate for each BCR medium to achieve effective metal reduction and pH neutralization, Metals removal efficiency (MRE) and sulfate reduction rate for assessing reduction of contaminant toxicity, mass, and volume, through treatment using BCRs, Residuals generation rates (i.e. sludge from precipitation) for operation and maintenance (O&M) consideration, Replacement rate for spent treatment media (substrate for biochemical reactor or limestone in a pre‐treatment process) for O&M consideration, Impacts of wet weather on the treatment effectiveness and how the BCRs would respond to such changes | Data not provided | Data not provided | Data not provided | Data not provided | Data not provided | Data not provided | Data not provided | Smallest value above detection limit (ND). ND = 0.011
Final Treatability Study Technical Memorandum Formosa Mine Superfund Site Douglas County, Oregon | FORMOSA MINE | ORN001002616 | N/A | OU2 | BCR4 01-04 | Abandoned | Sulfate-reducing bacteria (SRB) BCR with SAPS pre-treatment | Passive | Biochemical reactor (BCR) | Pre-treatment | Formosa 1 Adit discharge | Y | Entire system | Aerobic polishing cell (APC) | Data not provided | Pilot | July 2013- October 2013 | Chromium | Cr, dissolved | mg/L | N | N/A | [9 empty] | 0.0227 | 0.236 | 90.3814 | Data not provided | Data not provided | Data not provided | Data not provided | Data not provided | Data not provided | Data not provided | Data not provided | Data not provided | Effluent | 6.7 | 0.17 | mg/L | 21.21 | °C | Data not provided | N/A | Data not provided | N/A | -178.9 | mV | 23850 | µS/cm | None | N/A | Data not provided | Data not provided | Data not provided | Data not provided | Data not provided | Data not provided | Y | The necessity and effectiveness of pre‐treatment to condition the water for BCR treatment, MIW loading rate for each BCR medium to achieve effective metal reduction and pH neutralization, Metals removal efficiency (MRE) and sulfate reduction rate for assessing reduction of contaminant toxicity, mass, and volume, through treatment using BCRs, Residuals generation rates (i.e. sludge from precipitation) for operation and maintenance (O&M) consideration, Replacement rate for spent treatment media (substrate for biochemical reactor or limestone in a pre‐treatment process) for O&M consideration, Impacts of wet weather on the treatment effectiveness and how the BCRs would respond to such changes | Data not provided | Data not provided | Data not provided | Data not provided | Data not provided | Data not provided | Data not provided | Smallest value above detection limit (ND). ND = 0.022
Final Treatability Study Technical Memorandum Formosa Mine Superfund Site Douglas County, Oregon | FORMOSA MINE | ORN001002616 | N/A | OU2 | BCR6 01-06 | Abandoned | Sulfate-reducing bacteria (SRB) BCR with ChitoRem pre-treatment | Passive | Biochemical reactor (BCR) | Pre-treatment | Formosa 1 Adit discharge | Y | Entire system | Aerobic polishing cell (APC) | Data not provided | Pilot | July 2013- October 2013 | Chromium | Cr, dissolved | mg/L | N | N/A | [9 empty] | 0.0398 | 0.236 | 83.1356 | Data not provided | Data not provided | Data not provided | Data not provided | Data not provided | Data not provided | Data not provided | Data not provided | Data not provided | Effluent | 6.69 | 0.2 | mg/L | 21.81 | °C | Data not provided | N/A | Data not provided | N/A | -178.5 | mV | 37260 | µS/cm | None | N/A | Data not provided | Data not provided | Data not provided | Data not provided | Data not provided | Data not provided | Y | The necessity and effectiveness of pre‐treatment to condition the water for BCR treatment, MIW loading rate for each BCR medium to achieve effective metal reduction and pH neutralization, Metals removal efficiency (MRE) and sulfate reduction rate for assessing reduction of contaminant toxicity, mass, and volume, through treatment using BCRs, Residuals generation rates (i.e. sludge from precipitation) for operation and maintenance (O&M) consideration, Replacement rate for spent treatment media (substrate for biochemical reactor or limestone in a pre‐treatment process) for O&M consideration, Impacts of wet weather on the treatment effectiveness and how the BCRs would respond to such changes | Data not provided | Data not provided | Data not provided | Data not provided | Data not provided | Data not provided | Data not provided | Smallest value above detection limit (ND). ND = 0.022
Final Treatability Study Technical Memorandum Formosa Mine Superfund Site Douglas County, Oregon | FORMOSA MINE | ORN001002616 | N/A | OU2 | BCR1 01-01 | Abandoned | Sulfate-reducing bacteria (SRB) BCR without pre-treatment | Passive | Biochemical reactor (BCR) | No pre-treatment | Formosa 1 Adit discharge | N | BCR without pre-treatment | Aerobic polishing cell (APC) | Data not provided | Pilot | July 2013- October 2013 | Arsenic | As, dissolved | mg/L | N | N/A | 0.039 | ND | 53.8462 | [9 empty] | Data not provided | Data not provided | Data not provided | Data not provided | Data not provided | Data not provided | Data not provided | Data not provided | Data not provided | Influent | 3.37 | 0.54 | mg/L | 11.08 | °C | Data not provided | N/A | Data not provided | N/A | 357.3 | mV | 1366 | µS/cm | None | N/A | Data not provided | Data not provided | Data not provided | Data not provided | Data not provided | Data not provided | Y | The necessity and effectiveness of pre‐treatment to condition the water for BCR treatment, MIW loading rate for each BCR medium to achieve effective metal reduction and pH neutralization, Metals removal efficiency (MRE) and sulfate reduction rate for assessing reduction of contaminant toxicity, mass, and volume, through treatment using BCRs, Residuals generation rates (i.e. sludge from precipitation) for operation and maintenance (O&M) consideration, Replacement rate for spent treatment media (substrate for biochemical reactor or limestone in a pre‐treatment process) for O&M consideration, Impacts of wet weather on the treatment effectiveness and how the BCRs would respond to such changes | Data not provided | Data not provided | Data not provided | Data not provided | Data not provided | Data not provided | Data not provided | Smallest value above detection limit. ND = below detection limit (0.036)
Final Treatability Study Technical Memorandum Formosa Mine Superfund Site Douglas County, Oregon | FORMOSA MINE | ORN001002616 | N/A | OU2 | BCR1 01-01 | Abandoned | Sulfate-reducing bacteria (SRB) BCR without pre-treatment | Passive | Biochemical reactor (BCR) | No pre-treatment | Formosa 1 Adit discharge | N | BCR without pre-treatment | Aerobic polishing cell (APC) | Data not provided | Pilot | July 2013- October 2013 | Arsenic | As, dissolved | mg/L | N | N/A |  |  |  | 0.039 | ND | 53.8462 | [6 empty] | Data not provided | Data not provided | Data not provided | Data not provided | Data not provided | Data not provided | Data not provided | Data not provided | Data not provided | Influent | 3.37 | 0.54 | mg/L | 11.08 | °C | Data not provided | N/A | Data not provided | N/A | 357.3 | mV | 1366 | µS/cm | None | N/A | Data not provided | Data not provided | Data not provided | Data not provided | Data not provided | Data not provided | Y | The necessity and effectiveness of pre‐treatment to condition the water for BCR treatment, MIW loading rate for each BCR medium to achieve effective metal reduction and pH neutralization, Metals removal efficiency (MRE) and sulfate reduction rate for assessing reduction of contaminant toxicity, mass, and volume, through treatment using BCRs, Residuals generation rates (i.e. sludge from precipitation) for operation and maintenance (O&M) consideration, Replacement rate for spent treatment media (substrate for biochemical reactor or limestone in a pre‐treatment process) for O&M consideration, Impacts of wet weather on the treatment effectiveness and how the BCRs would respond to such changes | Data not provided | Data not provided | Data not provided | Data not provided | Data not provided | Data not provided | Data not provided | Smallest value above detection limit. ND = below detection limit (0.036)
Final Treatability Study Technical Memorandum Formosa Mine Superfund Site Douglas County, Oregon | FORMOSA MINE | ORN001002616 | N/A | OU2 | BCR2 01-02 | Abandoned | Sulfate-reducing bacteria (SRB) BCR without pre-treatment | Passive | Biochemical reactor (BCR) | No pre-treatment | Formosa 1 Adit discharge | N | BCR without pre-treatment | Aerobic polishing cell (APC) | Data not provided | Pilot | July 2013- October 2013 | Arsenic | As, dissolved | mg/L | N | N/A | 0.039 | ND | 53.8462 | [9 empty] | Data not provided | Data not provided | Data not provided | Data not provided | Data not provided | Data not provided | Data not provided | Data not provided | Data not provided | Influent | 3.37 | 0.54 | mg/L | 11.08 | °C | Data not provided | N/A | Data not provided | N/A | 357.3 | mV | 1366 | µS/cm | None | N/A | Data not provided | Data not provided | Data not provided | Data not provided | Data not provided | Data not provided | Y | The necessity and effectiveness of pre‐treatment to condition the water for BCR treatment, MIW loading rate for each BCR medium to achieve effective metal reduction and pH neutralization, Metals removal efficiency (MRE) and sulfate reduction rate for assessing reduction of contaminant toxicity, mass, and volume, through treatment using BCRs, Residuals generation rates (i.e. sludge from precipitation) for operation and maintenance (O&M) consideration, Replacement rate for spent treatment media (substrate for biochemical reactor or limestone in a pre‐treatment process) for O&M consideration, Impacts of wet weather on the treatment effectiveness and how the BCRs would respond to such changes | Data not provided | Data not provided | Data not provided | Data not provided | Data not provided | Data not provided | Data not provided | Smallest value above detection limit. ND = below detection limit (0.036)
Final Treatability Study Technical Memorandum Formosa Mine Superfund Site Douglas County, Oregon | FORMOSA MINE | ORN001002616 | N/A | OU2 | BCR2 01-02 | Abandoned | Sulfate-reducing bacteria (SRB) BCR without pre-treatment | Passive | Biochemical reactor (BCR) | No pre-treatment | Formosa 1 Adit discharge | N | BCR without pre-treatment | Aerobic polishing cell (APC) | Data not provided | Pilot | July 2013- October 2013 | Arsenic | As, dissolved | mg/L | N | N/A |  |  |  | 0.039 | ND | 53.8462 | [6 empty] | Data not provided | Data not provided | Data not provided | Data not provided | Data not provided | Data not provided | Data not provided | Data not provided | Data not provided | Influent | 3.37 | 0.54 | mg/L | 11.08 | °C | Data not provided | N/A | Data not provided | N/A | 357.3 | mV | 1366 | µS/cm | None | N/A | Data not provided | Data not provided | Data not provided | Data not provided | Data not provided | Data not provided | Y | The necessity and effectiveness of pre‐treatment to condition the water for BCR treatment, MIW loading rate for each BCR medium to achieve effective metal reduction and pH neutralization, Metals removal efficiency (MRE) and sulfate reduction rate for assessing reduction of contaminant toxicity, mass, and volume, through treatment using BCRs, Residuals generation rates (i.e. sludge from precipitation) for operation and maintenance (O&M) consideration, Replacement rate for spent treatment media (substrate for biochemical reactor or limestone in a pre‐treatment process) for O&M consideration, Impacts of wet weather on the treatment effectiveness and how the BCRs would respond to such changes | Data not provided | Data not provided | Data not provided | Data not provided | Data not provided | Data not provided | Data not provided | Smallest value above detection limit. ND = below detection limit (0.036)
Final Treatability Study Technical Memorandum Formosa Mine Superfund Site Douglas County, Oregon | FORMOSA MINE | ORN001002616 | N/A | OU2 | BCR2 01-02 | Abandoned | Sulfate-reducing bacteria (SRB) BCR without pre-treatment | Passive | Biochemical reactor (BCR) | No pre-treatment | Formosa 1 Adit discharge | N | BCR without pre-treatment | Aerobic polishing cell (APC) | Data not provided | Pilot | July 2013- October 2013 | Arsenic | As, dissolved | mg/L | N | N/A | [9 empty] | 0.29 | ND | Not Applicable | Data not provided | Data not provided | Data not provided | Data not provided | Data not provided | Data not provided | Data not provided | Data not provided | Data not provided | Effluent | 6.54 | 0.48 | mg/L | 18.24 | °C | Data not provided | N/A | Data not provided | N/A | -162.9 | mV | 20550 | µS/cm | None | N/A | Data not provided | Data not provided | Data not provided | Data not provided | Data not provided | Data not provided | Y | The necessity and effectiveness of pre‐treatment to condition the water for BCR treatment, MIW loading rate for each BCR medium to achieve effective metal reduction and pH neutralization, Metals removal efficiency (MRE) and sulfate reduction rate for assessing reduction of contaminant toxicity, mass, and volume, through treatment using BCRs, Residuals generation rates (i.e. sludge from precipitation) for operation and maintenance (O&M) consideration, Replacement rate for spent treatment media (substrate for biochemical reactor or limestone in a pre‐treatment process) for O&M consideration, Impacts of wet weather on the treatment effectiveness and how the BCRs would respond to such changes | Data not provided | Data not provided | Data not provided | Data not provided | Data not provided | Data not provided | Data not provided | Smallest value above detection limit. ND = below detection limit (0.036)
Final Treatability Study Technical Memorandum Formosa Mine Superfund Site Douglas County, Oregon | FORMOSA MINE | ORN001002616 | N/A | OU2 | BCR3 01-03 | Abandoned | Sulfate-reducing bacteria (SRB) BCR with SAPS pre-treatment | Passive | Biochemical reactor (BCR) | Pre-treatment | Formosa 1 Adit discharge | Y | Entire system | Aerobic polishing cell (APC) | Data not provided | Pilot | July 2013- October 2013 | Arsenic | As, dissolved | mg/L | N | N/A | 0.039 | ND | 53.8462 | [9 empty] | Data not provided | Data not provided | Data not provided | Data not provided | Data not provided | Data not provided | Data not provided | Data not provided | Data not provided | Influent | 3.37 | 0.54 | mg/L | 11.08 | °C | Data not provided | N/A | Data not provided | N/A | 357.3 | mV | 1366 | µS/cm | None | N/A | Data not provided | Data not provided | Data not provided | Data not provided | Data not provided | Data not provided | Y | The necessity and effectiveness of pre‐treatment to condition the water for BCR treatment, MIW loading rate for each BCR medium to achieve effective metal reduction and pH neutralization, Metals removal efficiency (MRE) and sulfate reduction rate for assessing reduction of contaminant toxicity, mass, and volume, through treatment using BCRs, Residuals generation rates (i.e. sludge from precipitation) for operation and maintenance (O&M) consideration, Replacement rate for spent treatment media (substrate for biochemical reactor or limestone in a pre‐treatment process) for O&M consideration, Impacts of wet weather on the treatment effectiveness and how the BCRs would respond to such changes | Data not provided | Data not provided | Data not provided | Data not provided | Data not provided | Data not provided | Data not provided | Smallest value above detection limit. ND = below detection limit (0.036)
Final Treatability Study Technical Memorandum Formosa Mine Superfund Site Douglas County, Oregon | FORMOSA MINE | ORN001002616 | N/A | OU2 | BCR3 01-03 | Abandoned | Sulfate-reducing bacteria (SRB) BCR with SAPS pre-treatment | Passive | Biochemical reactor (BCR) | Pre-treatment | Formosa 1 Adit discharge | Y | Entire system | Aerobic polishing cell (APC) | Data not provided | Pilot | July 2013- October 2013 | Arsenic | As, dissolved | mg/L | N | N/A |  |  |  | 0.039 | ND | 53.8462 | [6 empty] | Data not provided | Data not provided | Data not provided | Data not provided | Data not provided | Data not provided | Data not provided | Data not provided | Data not provided | Influent | 3.37 | 0.54 | mg/L | 11.08 | °C | Data not provided | N/A | Data not provided | N/A | 357.3 | mV | 1366 | µS/cm | None | N/A | Data not provided | Data not provided | Data not provided | Data not provided | Data not provided | Data not provided | Y | The necessity and effectiveness of pre‐treatment to condition the water for BCR treatment, MIW loading rate for each BCR medium to achieve effective metal reduction and pH neutralization, Metals removal efficiency (MRE) and sulfate reduction rate for assessing reduction of contaminant toxicity, mass, and volume, through treatment using BCRs, Residuals generation rates (i.e. sludge from precipitation) for operation and maintenance (O&M) consideration, Replacement rate for spent treatment media (substrate for biochemical reactor or limestone in a pre‐treatment process) for O&M consideration, Impacts of wet weather on the treatment effectiveness and how the BCRs would respond to such changes | Data not provided | Data not provided | Data not provided | Data not provided | Data not provided | Data not provided | Data not provided | Smallest value above detection limit. ND = below detection limit (0.036)
Final Treatability Study Technical Memorandum Formosa Mine Superfund Site Douglas County, Oregon | FORMOSA MINE | ORN001002616 | N/A | OU2 | BCR4 01-04 | Abandoned | Sulfate-reducing bacteria (SRB) BCR with SAPS pre-treatment | Passive | Biochemical reactor (BCR) | Pre-treatment | Formosa 1 Adit discharge | Y | Entire system | Aerobic polishing cell (APC) | Data not provided | Pilot | July 2013- October 2013 | Arsenic | As, dissolved | mg/L | N | N/A | 0.039 | ND | 53.8462 | [9 empty] | Data not provided | Data not provided | Data not provided | Data not provided | Data not provided | Data not provided | Data not provided | Data not provided | Data not provided | Influent | 3.37 | 0.54 | mg/L | 11.08 | °C | Data not provided | N/A | Data not provided | N/A | 357.3 | mV | 1366 | µS/cm | None | N/A | Data not provided | Data not provided | Data not provided | Data not provided | Data not provided | Data not provided | Y | The necessity and effectiveness of pre‐treatment to condition the water for BCR treatment, MIW loading rate for each BCR medium to achieve effective metal reduction and pH neutralization, Metals removal efficiency (MRE) and sulfate reduction rate for assessing reduction of contaminant toxicity, mass, and volume, through treatment using BCRs, Residuals generation rates (i.e. sludge from precipitation) for operation and maintenance (O&M) consideration, Replacement rate for spent treatment media (substrate for biochemical reactor or limestone in a pre‐treatment process) for O&M consideration, Impacts of wet weather on the treatment effectiveness and how the BCRs would respond to such changes | Data not provided | Data not provided | Data not provided | Data not provided | Data not provided | Data not provided | Data not provided | Smallest value above detection limit. ND = below detection limit (0.036)
Final Treatability Study Technical Memorandum Formosa Mine Superfund Site Douglas County, Oregon | FORMOSA MINE | ORN001002616 | N/A | OU2 | BCR4 01-04 | Abandoned | Sulfate-reducing bacteria (SRB) BCR with SAPS pre-treatment | Passive | Biochemical reactor (BCR) | Pre-treatment | Formosa 1 Adit discharge | Y | Entire system | Aerobic polishing cell (APC) | Data not provided | Pilot | July 2013- October 2013 | Arsenic | As, dissolved | mg/L | N | N/A |  |  |  | 0.039 | ND | 53.8462 | [6 empty] | Data not provided | Data not provided | Data not provided | Data not provided | Data not provided | Data not provided | Data not provided | Data not provided | Data not provided | Influent | 3.37 | 0.54 | mg/L | 11.08 | °C | Data not provided | N/A | Data not provided | N/A | 357.3 | mV | 1366 | µS/cm | None | N/A | Data not provided | Data not provided | Data not provided | Data not provided | Data not provided | Data not provided | Y | The necessity and effectiveness of pre‐treatment to condition the water for BCR treatment, MIW loading rate for each BCR medium to achieve effective metal reduction and pH neutralization, Metals removal efficiency (MRE) and sulfate reduction rate for assessing reduction of contaminant toxicity, mass, and volume, through treatment using BCRs, Residuals generation rates (i.e. sludge from precipitation) for operation and maintenance (O&M) consideration, Replacement rate for spent treatment media (substrate for biochemical reactor or limestone in a pre‐treatment process) for O&M consideration, Impacts of wet weather on the treatment effectiveness and how the BCRs would respond to such changes | Data not provided | Data not provided | Data not provided | Data not provided | Data not provided | Data not provided | Data not provided | Smallest value above detection limit. ND = below detection limit (0.036)
Final Treatability Study Technical Memorandum Formosa Mine Superfund Site Douglas County, Oregon | FORMOSA MINE | ORN001002616 | N/A | OU2 | BCR4 01-04 | Abandoned | Sulfate-reducing bacteria (SRB) BCR with SAPS pre-treatment | Passive | Biochemical reactor (BCR) | Pre-treatment | Formosa 1 Adit discharge | Y | Entire system | Aerobic polishing cell (APC) | Data not provided | Pilot | July 2013- October 2013 | Arsenic | As, dissolved | mg/L | N | N/A | [9 empty] | 0.037 | ND | Not Applicable | Data not provided | Data not provided | Data not provided | Data not provided | Data not provided | Data not provided | Data not provided | Data not provided | Data not provided | Effluent | 6.26 | 0.9 | mg/L | 17.98 | °C | Data not provided | N/A | Data not provided | N/A | -167.9 | mV | 9600 | µS/cm | None | N/A | Data not provided | Data not provided | Data not provided | Data not provided | Data not provided | Data not provided | Y | The necessity and effectiveness of pre‐treatment to condition the water for BCR treatment, MIW loading rate for each BCR medium to achieve effective metal reduction and pH neutralization, Metals removal efficiency (MRE) and sulfate reduction rate for assessing reduction of contaminant toxicity, mass, and volume, through treatment using BCRs, Residuals generation rates (i.e. sludge from precipitation) for operation and maintenance (O&M) consideration, Replacement rate for spent treatment media (substrate for biochemical reactor or limestone in a pre‐treatment process) for O&M consideration, Impacts of wet weather on the treatment effectiveness and how the BCRs would respond to such changes | Data not provided | Data not provided | Data not provided | Data not provided | Data not provided | Data not provided | Data not provided | Smallest value above detection limit. ND = below detection limit (0.036)
Final Treatability Study Technical Memorandum Formosa Mine Superfund Site Douglas County, Oregon | FORMOSA MINE | ORN001002616 | N/A | OU2 | BCR5 01-05 | Abandoned | Sulfate-reducing bacteria (SRB) BCR with ChitoRem pre-treatment | Passive | Biochemical reactor (BCR) | Pre-treatment | Formosa 1 Adit discharge | Y | Entire system | Aerobic polishing cell (APC) | Data not provided | Pilot | July 2013- October 2013 | Arsenic | As, dissolved | mg/L | N | N/A | 0.039 | ND | 53.8462 | [9 empty] | Data not provided | Data not provided | Data not provided | Data not provided | Data not provided | Data not provided | Data not provided | Data not provided | Data not provided | Influent | 3.37 | 0.54 | mg/L | 11.08 | °C | Data not provided | N/A | Data not provided | N/A | 357.3 | mV | 1366 | µS/cm | None | N/A | Data not provided | Data not provided | Data not provided | Data not provided | Data not provided | Data not provided | Y | The necessity and effectiveness of pre‐treatment to condition the water for BCR treatment, MIW loading rate for each BCR medium to achieve effective metal reduction and pH neutralization, Metals removal efficiency (MRE) and sulfate reduction rate for assessing reduction of contaminant toxicity, mass, and volume, through treatment using BCRs, Residuals generation rates (i.e. sludge from precipitation) for operation and maintenance (O&M) consideration, Replacement rate for spent treatment media (substrate for biochemical reactor or limestone in a pre‐treatment process) for O&M consideration, Impacts of wet weather on the treatment effectiveness and how the BCRs would respond to such changes | Data not provided | Data not provided | Data not provided | Data not provided | Data not provided | Data not provided | Data not provided | Smallest value above detection limit. ND = below detection limit (0.036)
Final Treatability Study Technical Memorandum Formosa Mine Superfund Site Douglas County, Oregon | FORMOSA MINE | ORN001002616 | N/A | OU2 | BCR5 01-05 | Abandoned | Sulfate-reducing bacteria (SRB) BCR with ChitoRem pre-treatment | Passive | Biochemical reactor (BCR) | Pre-treatment | Formosa 1 Adit discharge | Y | Entire system | Aerobic polishing cell (APC) | Data not provided | Pilot | July 2013- October 2013 | Arsenic | As, dissolved | mg/L | N | N/A |  |  |  | 0.039 | ND | 53.8462 | [6 empty] | Data not provided | Data not provided | Data not provided | Data not provided | Data not provided | Data not provided | Data not provided | Data not provided | Data not provided | Influent | 3.37 | 0.54 | mg/L | 11.08 | °C | Data not provided | N/A | Data not provided | N/A | 357.3 | mV | 1366 | µS/cm | None | N/A | Data not provided | Data not provided | Data not provided | Data not provided | Data not provided | Data not provided | Y | The necessity and effectiveness of pre‐treatment to condition the water for BCR treatment, MIW loading rate for each BCR medium to achieve effective metal reduction and pH neutralization, Metals removal efficiency (MRE) and sulfate reduction rate for assessing reduction of contaminant toxicity, mass, and volume, through treatment using BCRs, Residuals generation rates (i.e. sludge from precipitation) for operation and maintenance (O&M) consideration, Replacement rate for spent treatment media (substrate for biochemical reactor or limestone in a pre‐treatment process) for O&M consideration, Impacts of wet weather on the treatment effectiveness and how the BCRs would respond to such changes | Data not provided | Data not provided | Data not provided | Data not provided | Data not provided | Data not provided | Data not provided | Smallest value above detection limit. ND = below detection limit (0.036)
Final Treatability Study Technical Memorandum Formosa Mine Superfund Site Douglas County, Oregon | FORMOSA MINE | ORN001002616 | N/A | OU2 | BCR6 01-06 | Abandoned | Sulfate-reducing bacteria (SRB) BCR with ChitoRem pre-treatment | Passive | Biochemical reactor (BCR) | Pre-treatment | Formosa 1 Adit discharge | Y | Entire system | Aerobic polishing cell (APC) | Data not provided | Pilot | July 2013- October 2013 | Arsenic | As, dissolved | mg/L | N | N/A | 0.039 | 0.045 | 53.8462 | [9 empty] | Data not provided | Data not provided | Data not provided | Data not provided | Data not provided | Data not provided | Data not provided | Data not provided | Data not provided | Influent | 3.37 | 0.54 | mg/L | 11.08 | °C | Data not provided | N/A | Data not provided | N/A | 357.3 | mV | 1366 | µS/cm | None | N/A | Data not provided | Data not provided | Data not provided | Data not provided | Data not provided | Data not provided | Y | The necessity and effectiveness of pre‐treatment to condition the water for BCR treatment, MIW loading rate for each BCR medium to achieve effective metal reduction and pH neutralization, Metals removal efficiency (MRE) and sulfate reduction rate for assessing reduction of contaminant toxicity, mass, and volume, through treatment using BCRs, Residuals generation rates (i.e. sludge from precipitation) for operation and maintenance (O&M) consideration, Replacement rate for spent treatment media (substrate for biochemical reactor or limestone in a pre‐treatment process) for O&M consideration, Impacts of wet weather on the treatment effectiveness and how the BCRs would respond to such changes | Data not provided | Data not provided | Data not provided | Data not provided | Data not provided | Data not provided | Data not provided | Smallest value above detection limit. ND = below detection limit (0.036)
Final Treatability Study Technical Memorandum Formosa Mine Superfund Site Douglas County, Oregon | FORMOSA MINE | ORN001002616 | N/A | OU2 | BCR6 01-06 | Abandoned | Sulfate-reducing bacteria (SRB) BCR with ChitoRem pre-treatment | Passive | Biochemical reactor (BCR) | Pre-treatment | Formosa 1 Adit discharge | Y | Entire system | Aerobic polishing cell (APC) | Data not provided | Pilot | July 2013- October 2013 | Arsenic | As, dissolved | mg/L | N | N/A |  |  |  | 0.039 | 0.045 | -15.3846 | [6 empty] | Data not provided | Data not provided | Data not provided | Data not provided | Data not provided | Data not provided | Data not provided | Data not provided | Data not provided | Influent | 3.37 | 0.54 | mg/L | 11.08 | °C | Data not provided | N/A | Data not provided | N/A | 357.3 | mV | 1366 | µS/cm | None | N/A | Data not provided | Data not provided | Data not provided | Data not provided | Data not provided | Data not provided | Y | The necessity and effectiveness of pre‐treatment to condition the water for BCR treatment, MIW loading rate for each BCR medium to achieve effective metal reduction and pH neutralization, Metals removal efficiency (MRE) and sulfate reduction rate for assessing reduction of contaminant toxicity, mass, and volume, through treatment using BCRs, Residuals generation rates (i.e. sludge from precipitation) for operation and maintenance (O&M) consideration, Replacement rate for spent treatment media (substrate for biochemical reactor or limestone in a pre‐treatment process) for O&M consideration, Impacts of wet weather on the treatment effectiveness and how the BCRs would respond to such changes | Data not provided | Data not provided | Data not provided | Data not provided | Data not provided | Data not provided | Data not provided | Smallest value above detection limit. ND = below detection limit (0.036)
Final Treatability Study Technical Memorandum Formosa Mine Superfund Site Douglas County, Oregon | FORMOSA MINE | ORN001002616 | N/A | OU2 | BCR6 01-06 | Abandoned | Sulfate-reducing bacteria (SRB) BCR with ChitoRem pre-treatment | Passive | Biochemical reactor (BCR) | Pre-treatment | Formosa 1 Adit discharge | Y | Entire system | Aerobic polishing cell (APC) | Data not provided | Pilot | July 2013- October 2013 | Arsenic | As, dissolved | mg/L | N | N/A | [9 empty] | 0.045 | 0.039 | -15.3846 | Data not provided | Data not provided | Data not provided | Data not provided | Data not provided | Data not provided | Data not provided | Data not provided | Data not provided | Effluent | 6.32 | 0.38 | mg/L | 16.21 | °C | Data not provided | N/A | Data not provided | N/A | -207.9 | mV | 4551 | µS/cm | None | N/A | Data not provided | Data not provided | Data not provided | Data not provided | Data not provided | Data not provided | Y | The necessity and effectiveness of pre‐treatment to condition the water for BCR treatment, MIW loading rate for each BCR medium to achieve effective metal reduction and pH neutralization, Metals removal efficiency (MRE) and sulfate reduction rate for assessing reduction of contaminant toxicity, mass, and volume, through treatment using BCRs, Residuals generation rates (i.e. sludge from precipitation) for operation and maintenance (O&M) consideration, Replacement rate for spent treatment media (substrate for biochemical reactor or limestone in a pre‐treatment process) for O&M consideration, Impacts of wet weather on the treatment effectiveness and how the BCRs would respond to such changes | Data not provided | Data not provided | Data not provided | Data not provided | Data not provided | Data not provided | Data not provided | Smallest value above detection limit. ND = below detection limit (0.036)
Final Treatability Study Technical Memorandum Formosa Mine Superfund Site Douglas County, Oregon | FORMOSA MINE | ORN001002616 | N/A | OU2 | BCR1 01-01 | Abandoned | Sulfate-reducing bacteria (SRB) BCR without pre-treatment | Passive | Biochemical reactor (BCR) | No pre-treatment | Formosa 1 Adit discharge | N | BCR without pre-treatment | Aerobic polishing cell (APC) | Data not provided | Pilot | July 2013- October 2013 | Arsenic | As, total | mg/L | N | N/A |  |  |  | 0.051 | ND | 60.7843 | [6 empty] | Data not provided | Data not provided | Data not provided | Data not provided | Data not provided | Data not provided | Data not provided | Data not provided | Data not provided | Influent | 3.37 | 0.05 | mg/L | 11.08 | °C | Data not provided | N/A | Data not provided | N/A | 357.3 | mV | 1366 | µS/cm | None | N/A | Data not provided | Data not provided | Data not provided | Data not provided | Data not provided | Data not provided | Y | The necessity and effectiveness of pre‐treatment to condition the water for BCR treatment, MIW loading rate for each BCR medium to achieve effective metal reduction and pH neutralization, Metals removal efficiency (MRE) and sulfate reduction rate for assessing reduction of contaminant toxicity, mass, and volume, through treatment using BCRs, Residuals generation rates (i.e. sludge from precipitation) for operation and maintenance (O&M) consideration, Replacement rate for spent treatment media (substrate for biochemical reactor or limestone in a pre‐treatment process) for O&M consideration, Impacts of wet weather on the treatment effectiveness and how the BCRs would respond to such changes | Data not provided | Data not provided | Data not provided | Data not provided | Data not provided | Data not provided | Data not provided | Smallest value above detection limit. ND = below detection limit (0.04)
Final Treatability Study Technical Memorandum Formosa Mine Superfund Site Douglas County, Oregon | FORMOSA MINE | ORN001002616 | N/A | OU2 | BCR2 01-02 | Abandoned | Sulfate-reducing bacteria (SRB) BCR without pre-treatment | Passive | Biochemical reactor (BCR) | No pre-treatment | Formosa 1 Adit discharge | N | BCR without pre-treatment | Aerobic polishing cell (APC) | Data not provided | Pilot | July 2013- October 2013 | Arsenic | As, total | mg/L | N | N/A |  |  |  | 0.051 | ND | 60.7843 | [6 empty] | Data not provided | Data not provided | Data not provided | Data not provided | Data not provided | Data not provided | Data not provided | Data not provided | Data not provided | Influent | 3.37 | 0.05 | mg/L | 11.08 | °C | Data not provided | N/A | Data not provided | N/A | 357.3 | mV | 1366 | µS/cm | None | N/A | Data not provided | Data not provided | Data not provided | Data not provided | Data not provided | Data not provided | Y | The necessity and effectiveness of pre‐treatment to condition the water for BCR treatment, MIW loading rate for each BCR medium to achieve effective metal reduction and pH neutralization, Metals removal efficiency (MRE) and sulfate reduction rate for assessing reduction of contaminant toxicity, mass, and volume, through treatment using BCRs, Residuals generation rates (i.e. sludge from precipitation) for operation and maintenance (O&M) consideration, Replacement rate for spent treatment media (substrate for biochemical reactor or limestone in a pre‐treatment process) for O&M consideration, Impacts of wet weather on the treatment effectiveness and how the BCRs would respond to such changes | Data not provided | Data not provided | Data not provided | Data not provided | Data not provided | Data not provided | Data not provided | Smallest value above detection limit. ND = below detection limit (0.04)
Final Treatability Study Technical Memorandum Formosa Mine Superfund Site Douglas County, Oregon | FORMOSA MINE | ORN001002616 | N/A | OU2 | BCR3 01-03 | Abandoned | Sulfate-reducing bacteria (SRB) BCR with SAPS pre-treatment | Passive | Biochemical reactor (BCR) | Pre-treatment | Formosa 1 Adit discharge | Y | Entire system | Aerobic polishing cell (APC) | Data not provided | Pilot | July 2013- October 2013 | Arsenic | As, total | mg/L | N | N/A |  |  |  | 0.051 | ND | 60.7843 | [6 empty] | Data not provided | Data not provided | Data not provided | Data not provided | Data not provided | Data not provided | Data not provided | Data not provided | Data not provided | Influent | 3.37 | 0.05 | mg/L | 11.08 | °C | Data not provided | N/A | Data not provided | N/A | 357.3 | mV | 1366 | µS/cm | None | N/A | Data not provided | Data not provided | Data not provided | Data not provided | Data not provided | Data not provided | Y | The necessity and effectiveness of pre‐treatment to condition the water for BCR treatment, MIW loading rate for each BCR medium to achieve effective metal reduction and pH neutralization, Metals removal efficiency (MRE) and sulfate reduction rate for assessing reduction of contaminant toxicity, mass, and volume, through treatment using BCRs, Residuals generation rates (i.e. sludge from precipitation) for operation and maintenance (O&M) consideration, Replacement rate for spent treatment media (substrate for biochemical reactor or limestone in a pre‐treatment process) for O&M consideration, Impacts of wet weather on the treatment effectiveness and how the BCRs would respond to such changes | Data not provided | Data not provided | Data not provided | Data not provided | Data not provided | Data not provided | Data not provided | Smallest value above detection limit. ND = below detection limit (0.04)
Final Treatability Study Technical Memorandum Formosa Mine Superfund Site Douglas County, Oregon | FORMOSA MINE | ORN001002616 | N/A | OU2 | BCR4 01-04 | Abandoned | Sulfate-reducing bacteria (SRB) BCR with SAPS pre-treatment | Passive | Biochemical reactor (BCR) | Pre-treatment | Formosa 1 Adit discharge | Y | Entire system | Aerobic polishing cell (APC) | Data not provided | Pilot | July 2013- October 2013 | Arsenic | As, total | mg/L | N | N/A | [9 empty] | 0.098 | ND, 0.055 | Not Applicable | Data not provided | Data not provided | Data not provided | Data not provided | Data not provided | Data not provided | Data not provided | Data not provided | Data not provided | Effluent | 6.59, 6.26 | 0.33, 0.9 | mg/L | 20.23, 17.98 | °C | Data not provided | N/A | Data not provided | N/A | (-)162.9, (-)167.9 | mV | 14510, 9600 | µS/cm | None | N/A | Data not provided | Data not provided | Data not provided | Data not provided | Data not provided | Data not provided | Y | The necessity and effectiveness of pre‐treatment to condition the water for BCR treatment, MIW loading rate for each BCR medium to achieve effective metal reduction and pH neutralization, Metals removal efficiency (MRE) and sulfate reduction rate for assessing reduction of contaminant toxicity, mass, and volume, through treatment using BCRs, Residuals generation rates (i.e. sludge from precipitation) for operation and maintenance (O&M) consideration, Replacement rate for spent treatment media (substrate for biochemical reactor or limestone in a pre‐treatment process) for O&M consideration, Impacts of wet weather on the treatment effectiveness and how the BCRs would respond to such changes | Data not provided | Data not provided | Data not provided | Data not provided | Data not provided | Data not provided | Data not provided | Smallest value above detection limit. ND = below detection limit (0.04)
Final Treatability Study Technical Memorandum Formosa Mine Superfund Site Douglas County, Oregon | FORMOSA MINE | ORN001002616 | N/A | OU2 | BCR5 01-05 | Abandoned | Sulfate-reducing bacteria (SRB) BCR with ChitoRem pre-treatment | Passive | Biochemical reactor (BCR) | Pre-treatment | Formosa 1 Adit discharge | Y | Entire system | Aerobic polishing cell (APC) | Data not provided | Pilot | July 2013- October 2013 | Arsenic | As, total | mg/L | N | N/A |  |  |  | 0.051 | ND | 60.7843 | [6 empty] | Data not provided | Data not provided | Data not provided | Data not provided | Data not provided | Data not provided | Data not provided | Data not provided | Data not provided | Influent | 3.37 | 0.05 | mg/L | 11.08 | °C | Data not provided | N/A | Data not provided | N/A | 357.3 | mV | 1366 | µS/cm | None | N/A | Data not provided | Data not provided | Data not provided | Data not provided | Data not provided | Data not provided | Y | The necessity and effectiveness of pre‐treatment to condition the water for BCR treatment, MIW loading rate for each BCR medium to achieve effective metal reduction and pH neutralization, Metals removal efficiency (MRE) and sulfate reduction rate for assessing reduction of contaminant toxicity, mass, and volume, through treatment using BCRs, Residuals generation rates (i.e. sludge from precipitation) for operation and maintenance (O&M) consideration, Replacement rate for spent treatment media (substrate for biochemical reactor or limestone in a pre‐treatment process) for O&M consideration, Impacts of wet weather on the treatment effectiveness and how the BCRs would respond to such changes | Data not provided | Data not provided | Data not provided | Data not provided | Data not provided | Data not provided | Data not provided | Smallest value above detection limit. ND = below detection limit (0.04)
Final Treatability Study Technical Memorandum Formosa Mine Superfund Site Douglas County, Oregon | FORMOSA MINE | ORN001002616 | N/A | OU2 | BCR2 01-02 | Abandoned | Sulfate-reducing bacteria (SRB) BCR without pre-treatment | Passive | Biochemical reactor (BCR) | No pre-treatment | Formosa 1 Adit discharge | N | BCR without pre-treatment | Aerobic polishing cell (APC) | Data not provided | Pilot | July 2013- October 2013 | Arsenic | As, total | mg/L | N | N/A | [9 empty] | 0.264 | ND, 0.055 | Not Applicable | Data not provided | Data not provided | Data not provided | Data not provided | Data not provided | Data not provided | Data not provided | Data not provided | Data not provided | Effluent | 6.54, 6.44 | 0.48, 0.82 | mg/L | 18.24, 18.16 | °C | Data not provided | N/A | Data not provided | N/A | -162.9 | mV | 20550, 8045 | µS/cm | None | N/A | Data not provided | Data not provided | Data not provided | Data not provided | Data not provided | Data not provided | Y | The necessity and effectiveness of pre‐treatment to condition the water for BCR treatment, MIW loading rate for each BCR medium to achieve effective metal reduction and pH neutralization, Metals removal efficiency (MRE) and sulfate reduction rate for assessing reduction of contaminant toxicity, mass, and volume, through treatment using BCRs, Residuals generation rates (i.e. sludge from precipitation) for operation and maintenance (O&M) consideration, Replacement rate for spent treatment media (substrate for biochemical reactor or limestone in a pre‐treatment process) for O&M consideration, Impacts of wet weather on the treatment effectiveness and how the BCRs would respond to such changes | Data not provided | Data not provided | Data not provided | Data not provided | Data not provided | Data not provided | Data not provided | Smallest value above detection limit. ND = below detection limit (0.04). 2 days with the same effluent.
Final Treatability Study Technical Memorandum Formosa Mine Superfund Site Douglas County, Oregon | FORMOSA MINE | ORN001002616 | N/A | OU2 | BCR6 01-06 | Abandoned | Sulfate-reducing bacteria (SRB) BCR with ChitoRem pre-treatment | Passive | Biochemical reactor (BCR) | Pre-treatment | Formosa 1 Adit discharge | Y | Entire system | Aerobic polishing cell (APC) | Data not provided | Pilot | July 2013- October 2013 | Arsenic | As, total | mg/L | N | N/A | [9 empty] | 0.053 | ND, 0.055 | Not Applicable | Data not provided | Data not provided | Data not provided | Data not provided | Data not provided | Data not provided | Data not provided | Data not provided | Data not provided | Effluent | 6.3, 6.41 | 0.34, 0.74 | mg/L | 19.02, 18.48 | °C | Data not provided | N/A | Data not provided | N/A | (-)284.7, (-)192.9 | mV | 12030, 13770 | µS/cm | None | N/A | Data not provided | Data not provided | Data not provided | Data not provided | Data not provided | Data not provided | Y | The necessity and effectiveness of pre‐treatment to condition the water for BCR treatment, MIW loading rate for each BCR medium to achieve effective metal reduction and pH neutralization, Metals removal efficiency (MRE) and sulfate reduction rate for assessing reduction of contaminant toxicity, mass, and volume, through treatment using BCRs, Residuals generation rates (i.e. sludge from precipitation) for operation and maintenance (O&M) consideration, Replacement rate for spent treatment media (substrate for biochemical reactor or limestone in a pre‐treatment process) for O&M consideration, Impacts of wet weather on the treatment effectiveness and how the BCRs would respond to such changes | Data not provided | Data not provided | Data not provided | Data not provided | Data not provided | Data not provided | Data not provided | Smallest value above detection limit. ND = below detection limit (0.04). 2 days with the same effluent.
Final Treatability Study Technical Memorandum Formosa Mine Superfund Site Douglas County, Oregon | FORMOSA MINE | ORN001002616 | N/A | OU2 | BCR3 01-03 | Abandoned | Sulfate-reducing bacteria (SRB) BCR with SAPS pre-treatment | Passive | Biochemical reactor (BCR) | Pre-treatment | Formosa 1 Adit discharge | Y | Entire system | Aerobic polishing cell (APC) | Data not provided | Pilot | July 2013- October 2013 | Nickel | Ni, dissolved | mg/L | N | N/A | [9 empty] | 0.035 | 0.049 | 28.5714 | Data not provided | Data not provided | Data not provided | Data not provided | Data not provided | Data not provided | Data not provided | Data not provided | Data not provided | Effluent | 6.41 | 0.13 | mg/L | 20.83 | °C | Data not provided | N/A | Data not provided | N/A | 149.5 | mV | 7404 | µS/cm | None | N/A | Data not provided | Data not provided | Data not provided | Data not provided | Data not provided | Data not provided | Y | The necessity and effectiveness of pre‐treatment to condition the water for BCR treatment, MIW loading rate for each BCR medium to achieve effective metal reduction and pH neutralization, Metals removal efficiency (MRE) and sulfate reduction rate for assessing reduction of contaminant toxicity, mass, and volume, through treatment using BCRs, Residuals generation rates (i.e. sludge from precipitation) for operation and maintenance (O&M) consideration, Replacement rate for spent treatment media (substrate for biochemical reactor or limestone in a pre‐treatment process) for O&M consideration, Impacts of wet weather on the treatment effectiveness and how the BCRs would respond to such changes | Data not provided | Data not provided | Data not provided | Data not provided | Data not provided | Data not provided | Data not provided | Smallest value that isn't ND (0.004).
Final Treatability Study Technical Memorandum Formosa Mine Superfund Site Douglas County, Oregon | FORMOSA MINE | ORN001002616 | N/A | OU2 | BCR3 01-03 | Abandoned | Sulfate-reducing bacteria (SRB) BCR with SAPS pre-treatment | Passive | Biochemical reactor (BCR) | Pre-treatment | Formosa 1 Adit discharge | Y | Entire system | Aerobic polishing cell (APC) | Data not provided | Pilot | July 2013- October 2013 | Nickel | Ni, total | mg/L | N | N/A | [9 empty] | 0.044 | 0.048 | 8.3333 | Data not provided | Data not provided | Data not provided | Data not provided | Data not provided | Data not provided | Data not provided | Data not provided | Data not provided | Effluent | 6.67 | 0.13 | mg/L | 20.83 | °C | Data not provided | N/A | Data not provided | N/A | 149.5 | mV | 7404 | µS/cm | None | N/A | Data not provided | Data not provided | Data not provided | Data not provided | Data not provided | Data not provided | Y | The necessity and effectiveness of pre‐treatment to condition the water for BCR treatment, MIW loading rate for each BCR medium to achieve effective metal reduction and pH neutralization, Metals removal efficiency (MRE) and sulfate reduction rate for assessing reduction of contaminant toxicity, mass, and volume, through treatment using BCRs, Residuals generation rates (i.e. sludge from precipitation) for operation and maintenance (O&M) consideration, Replacement rate for spent treatment media (substrate for biochemical reactor or limestone in a pre‐treatment process) for O&M consideration, Impacts of wet weather on the treatment effectiveness and how the BCRs would respond to such changes | Data not provided | Data not provided | Data not provided | Data not provided | Data not provided | Data not provided | Data not provided | Smallest value that isn't ND (0.005)
Final Treatability Study Technical Memorandum Formosa Mine Superfund Site Douglas County, Oregon | FORMOSA MINE | ORN001002616 | N/A | OU2 | BCR5 01-05 | Abandoned | Sulfate-reducing bacteria (SRB) BCR with ChitoRem pre-treatment | Passive | Biochemical reactor (BCR) | Pre-treatment | Formosa 1 Adit discharge | Y | Entire system | Aerobic polishing cell (APC) | Data not provided | Pilot | July 2013- October 2013 | Nickel | Ni, total | mg/L | N | N/A | [9 empty] | 0.006 | 0.045, 0.033 | 81.8 - 86.7 | Data not provided | Data not provided | Data not provided | Data not provided | Data not provided | Data not provided | Data not provided | Data not provided | Data not provided | Effluent | 6.64, 6.62 | 0.35, 0.08 | mg/L | 19.66, 15.42 | °C | Data not provided | N/A | Data not provided | N/A | (-)299, (-)231.3 | mV | 4790, 2087 | µS/cm | None | N/A | Data not provided | Data not provided | Data not provided | Data not provided | Data not provided | Data not provided | Y | The necessity and effectiveness of pre‐treatment to condition the water for BCR treatment, MIW loading rate for each BCR medium to achieve effective metal reduction and pH neutralization, Metals removal efficiency (MRE) and sulfate reduction rate for assessing reduction of contaminant toxicity, mass, and volume, through treatment using BCRs, Residuals generation rates (i.e. sludge from precipitation) for operation and maintenance (O&M) consideration, Replacement rate for spent treatment media (substrate for biochemical reactor or limestone in a pre‐treatment process) for O&M consideration, Impacts of wet weather on the treatment effectiveness and how the BCRs would respond to such changes | Data not provided | Data not provided | Data not provided | Data not provided | Data not provided | Data not provided | Data not provided | Smallest value that isn't ND (0.005). Two days with the same effluent.
Final Treatability Study Technical Memorandum Formosa Mine Superfund Site Douglas County, Oregon | FORMOSA MINE | ORN001002616 | N/A | OU2 | BCR4 01-04 | Abandoned | Sulfate-reducing bacteria (SRB) BCR with SAPS pre-treatment | Passive | Biochemical reactor (BCR) | Pre-treatment | Formosa 1 Adit discharge | Y | Entire system | Aerobic polishing cell (APC) | Data not provided | Pilot | July 2013- October 2013 | Sulfide | Sulfide, total | mg/L | N | N/A | [9 empty] | 1.9 | NR | Not Applicable | Data not provided | Data not provided | Data not provided | Data not provided | Data not provided | Data not provided | Data not provided | Data not provided | Data not provided | Effluent | 6.25 | 1.51 | mg/L | 16.04 | °C | Data not provided | N/A | Data not provided | N/A | -247.6 | mV | 2076 | µS/cm | None | N/A | Data not provided | Data not provided | Data not provided | Data not provided | Data not provided | Data not provided | Data not provided | Data not provided | Data not provided | Data not provided | Data not provided | Data not provided | Data not provided | Data not provided | Data not provided | Smallest value that was reported. NR = not reported.
Final Treatability Study Technical Memorandum Formosa Mine Superfund Site Douglas County, Oregon | FORMOSA MINE | ORN001002616 | N/A | OU2 | BCR1 01-01 | Abandoned | Sulfate-reducing bacteria (SRB) BCR without pre-treatment | Passive | Biochemical reactor (BCR) | No pre-treatment | Formosa 1 Adit discharge | N | BCR without pre-treatment | Aerobic polishing cell (APC) | Data not provided | Pilot | July 2013- October 2013 | Barium | Ba, total | mg/L | N | N/A |  |  |  | 0.016 | 0.213 | -1231.25 | [6 empty] | Data not provided | Data not provided | Data not provided | Data not provided | Data not provided | Data not provided | Data not provided | Data not provided | Data not provided | Influent | 3.18 | 2.04 | mg/L | 13.17 | °C | Data not provided | N/A | Data not provided | N/A | 389.1 | mV | 1470 | µS/cm | None | N/A | Data not provided | Data not provided | Data not provided | Data not provided | Data not provided | Data not provided | Y | The necessity and effectiveness of pre‐treatment to condition the water for BCR treatment, MIW loading rate for each BCR medium to achieve effective metal reduction and pH neutralization, Metals removal efficiency (MRE) and sulfate reduction rate for assessing reduction of contaminant toxicity, mass, and volume, through treatment using BCRs, Residuals generation rates (i.e. sludge from precipitation) for operation and maintenance (O&M) consideration, Replacement rate for spent treatment media (substrate for biochemical reactor or limestone in a pre‐treatment process) for O&M consideration, Impacts of wet weather on the treatment effectiveness and how the BCRs would respond to such changes | Data not provided | Data not provided | Data not provided | Data not provided | Data not provided | Data not provided | Data not provided | The table in the study has this influent value marked as J (estimated); however, it is below the detection limit (0.017). Possible data entry error. Values were estimated. Sample date should be 07/15/2013 but is marked as 07/10/2013 in the parameters table in the PDF.
Final Treatability Study Technical Memorandum Formosa Mine Superfund Site Douglas County, Oregon | FORMOSA MINE | ORN001002616 | N/A | OU2 | BCR2 01-02 | Abandoned | Sulfate-reducing bacteria (SRB) BCR without pre-treatment | Passive | Biochemical reactor (BCR) | No pre-treatment | Formosa 1 Adit discharge | N | BCR without pre-treatment | Aerobic polishing cell (APC) | Data not provided | Pilot | July 2013- October 2013 | Barium | Ba, total | mg/L | N | N/A |  |  |  | 0.016 | 0.672 | -4100 | [6 empty] | Data not provided | Data not provided | Data not provided | Data not provided | Data not provided | Data not provided | Data not provided | Data not provided | Data not provided | Influent | 3.18 | 2.04 | mg/L | 13.17 | °C | Data not provided | N/A | Data not provided | N/A | 389.1 | mV | 1470 | µS/cm | None | N/A | Data not provided | Data not provided | Data not provided | Data not provided | Data not provided | Data not provided | Y | The necessity and effectiveness of pre‐treatment to condition the water for BCR treatment, MIW loading rate for each BCR medium to achieve effective metal reduction and pH neutralization, Metals removal efficiency (MRE) and sulfate reduction rate for assessing reduction of contaminant toxicity, mass, and volume, through treatment using BCRs, Residuals generation rates (i.e. sludge from precipitation) for operation and maintenance (O&M) consideration, Replacement rate for spent treatment media (substrate for biochemical reactor or limestone in a pre‐treatment process) for O&M consideration, Impacts of wet weather on the treatment effectiveness and how the BCRs would respond to such changes | Data not provided | Data not provided | Data not provided | Data not provided | Data not provided | Data not provided | Data not provided | The table in the study has this influent value marked as J (estimated); however, it is below the detection limit (0.017). Possible data entry error. Values were estimated. Sample date should be 07/15/2013 but is marked as 07/10/2013 in the parameters table in the PDF.
Final Treatability Study Technical Memorandum Formosa Mine Superfund Site Douglas County, Oregon | FORMOSA MINE | ORN001002616 | N/A | OU2 | BCR3 01-03 | Abandoned | Sulfate-reducing bacteria (SRB) BCR with SAPS pre-treatment | Passive | Biochemical reactor (BCR) | Pre-treatment | Formosa 1 Adit discharge | Y | Entire system | Aerobic polishing cell (APC) | Data not provided | Pilot | July 2013- October 2013 | Barium | Ba, total | mg/L | N | N/A |  |  |  | 0.016 | 0.486 | -2937.5 | [6 empty] | Data not provided | Data not provided | Data not provided | Data not provided | Data not provided | Data not provided | Data not provided | Data not provided | Data not provided | Influent | 3.18 | 2.04 | mg/L | 13.17 | °C | Data not provided | N/A | Data not provided | N/A | 389.1 | mV | 1470 | µS/cm | None | N/A | Data not provided | Data not provided | Data not provided | Data not provided | Data not provided | Data not provided | Y | The necessity and effectiveness of pre‐treatment to condition the water for BCR treatment, MIW loading rate for each BCR medium to achieve effective metal reduction and pH neutralization, Metals removal efficiency (MRE) and sulfate reduction rate for assessing reduction of contaminant toxicity, mass, and volume, through treatment using BCRs, Residuals generation rates (i.e. sludge from precipitation) for operation and maintenance (O&M) consideration, Replacement rate for spent treatment media (substrate for biochemical reactor or limestone in a pre‐treatment process) for O&M consideration, Impacts of wet weather on the treatment effectiveness and how the BCRs would respond to such changes | Data not provided | Data not provided | Data not provided | Data not provided | Data not provided | Data not provided | Data not provided | The table in the study has this influent value marked as J (estimated); however, it is below the detection limit (0.017). Possible data entry error. Values were estimated. Sample date should be 07/15/2013 but is marked as 07/10/2013 in the parameters table in the PDF.
Final Treatability Study Technical Memorandum Formosa Mine Superfund Site Douglas County, Oregon | FORMOSA MINE | ORN001002616 | N/A | OU2 | BCR4 01-04 | Abandoned | Sulfate-reducing bacteria (SRB) BCR with SAPS pre-treatment | Passive | Biochemical reactor (BCR) | Pre-treatment | Formosa 1 Adit discharge | Y | Entire system | Aerobic polishing cell (APC) | Data not provided | Pilot | July 2013- October 2013 | Barium | Ba, total | mg/L | N | N/A |  |  |  | 0.016 | 0.495 | -2993.75 | [6 empty] | Data not provided | Data not provided | Data not provided | Data not provided | Data not provided | Data not provided | Data not provided | Data not provided | Data not provided | Influent | 3.18 | 2.04 | mg/L | 13.17 | °C | Data not provided | N/A | Data not provided | N/A | 389.1 | mV | 1470 | µS/cm | None | N/A | Data not provided | Data not provided | Data not provided | Data not provided | Data not provided | Data not provided | Y | The necessity and effectiveness of pre‐treatment to condition the water for BCR treatment, MIW loading rate for each BCR medium to achieve effective metal reduction and pH neutralization, Metals removal efficiency (MRE) and sulfate reduction rate for assessing reduction of contaminant toxicity, mass, and volume, through treatment using BCRs, Residuals generation rates (i.e. sludge from precipitation) for operation and maintenance (O&M) consideration, Replacement rate for spent treatment media (substrate for biochemical reactor or limestone in a pre‐treatment process) for O&M consideration, Impacts of wet weather on the treatment effectiveness and how the BCRs would respond to such changes | Data not provided | Data not provided | Data not provided | Data not provided | Data not provided | Data not provided | Data not provided | The table in the study has this influent value marked as J (estimated); however, it is below the detection limit (0.017). Possible data entry error. Values were estimated. Sample date should be 07/15/2013 but is marked as 07/10/2013 in the parameters table in the PDF.
Final Treatability Study Technical Memorandum Formosa Mine Superfund Site Douglas County, Oregon | FORMOSA MINE | ORN001002616 | N/A | OU2 | BCR5 01-05 | Abandoned | Sulfate-reducing bacteria (SRB) BCR with ChitoRem pre-treatment | Passive | Biochemical reactor (BCR) | Pre-treatment | Formosa 1 Adit discharge | Y | Entire system | Aerobic polishing cell (APC) | Data not provided | Pilot | July 2013- October 2013 | Barium | Ba, total | mg/L | N | N/A |  |  |  | 0.016 | 0.697 | -4256.25 | [6 empty] | Data not provided | Data not provided | Data not provided | Data not provided | Data not provided | Data not provided | Data not provided | Data not provided | Data not provided | Influent | 3.18 | 2.04 | mg/L | 13.17 | °C | Data not provided | N/A | Data not provided | N/A | 389.1 | mV | 1470 | µS/cm | None | N/A | Data not provided | Data not provided | Data not provided | Data not provided | Data not provided | Data not provided | Y | The necessity and effectiveness of pre‐treatment to condition the water for BCR treatment, MIW loading rate for each BCR medium to achieve effective metal reduction and pH neutralization, Metals removal efficiency (MRE) and sulfate reduction rate for assessing reduction of contaminant toxicity, mass, and volume, through treatment using BCRs, Residuals generation rates (i.e. sludge from precipitation) for operation and maintenance (O&M) consideration, Replacement rate for spent treatment media (substrate for biochemical reactor or limestone in a pre‐treatment process) for O&M consideration, Impacts of wet weather on the treatment effectiveness and how the BCRs would respond to such changes | Data not provided | Data not provided | Data not provided | Data not provided | Data not provided | Data not provided | Data not provided | The table in the study has this influent value marked as J (estimated); however, it is below the detection limit (0.017). Possible data entry error. Values were estimated. Sample date should be 07/15/2013 but is marked as 07/10/2013 in the parameters table in the PDF.
Final Treatability Study Technical Memorandum Formosa Mine Superfund Site Douglas County, Oregon | FORMOSA MINE | ORN001002616 | N/A | OU2 | BCR6 01-06 | Abandoned | Sulfate-reducing bacteria (SRB) BCR with ChitoRem pre-treatment | Passive | Biochemical reactor (BCR) | Pre-treatment | Formosa 1 Adit discharge | Y | Entire system | Aerobic polishing cell (APC) | Data not provided | Pilot | July 2013- October 2013 | Barium | Ba, total | mg/L | N | N/A |  |  |  | 0.016 | 0.679 | -4143.75 | [6 empty] | Data not provided | Data not provided | Data not provided | Data not provided | Data not provided | Data not provided | Data not provided | Data not provided | Data not provided | Influent | 3.18 | 2.04 | mg/L | 13.17 | °C | Data not provided | N/A | Data not provided | N/A | 389.1 | mV | 1470 | µS/cm | None | N/A | Data not provided | Data not provided | Data not provided | Data not provided | Data not provided | Data not provided | Y | The necessity and effectiveness of pre‐treatment to condition the water for BCR treatment, MIW loading rate for each BCR medium to achieve effective metal reduction and pH neutralization, Metals removal efficiency (MRE) and sulfate reduction rate for assessing reduction of contaminant toxicity, mass, and volume, through treatment using BCRs, Residuals generation rates (i.e. sludge from precipitation) for operation and maintenance (O&M) consideration, Replacement rate for spent treatment media (substrate for biochemical reactor or limestone in a pre‐treatment process) for O&M consideration, Impacts of wet weather on the treatment effectiveness and how the BCRs would respond to such changes | Data not provided | Data not provided | Data not provided | Data not provided | Data not provided | Data not provided | Data not provided | The table in the study has this influent value marked as J (estimated); however, it is below the detection limit (0.017). Possible data entry error. Values were estimated. Sample date should be 07/15/2013 but is marked as 07/10/2013 in the parameters table in the PDF.
Final Treatability Study Technical Memorandum Formosa Mine Superfund Site Douglas County, Oregon | FORMOSA MINE | ORN001002616 | N/A | OU2 | BCR1 01-01 | Abandoned | Sulfate-reducing bacteria (SRB) BCR without pre-treatment | Passive | Biochemical reactor (BCR) | No pre-treatment | Formosa 1 Adit discharge | N | BCR without pre-treatment | Aerobic polishing cell (APC) | Data not provided | Pilot | July 2013- October 2013 | Barium | Ba, dissolved | mg/L | N | N/A |  |  |  | ND | 0.126 | Not Applicable | [6 empty] | Data not provided | Data not provided | Data not provided | Data not provided | Data not provided | Data not provided | Data not provided | Data not provided | Data not provided | Influent | 3.14 | 1.59 | mg/L | 10.71 | °C | Data not provided | N/A | Data not provided | N/A | 389.1 | mV | 1470 | µS/cm | None | N/A | Data not provided | Data not provided | Data not provided | Data not provided | Data not provided | Data not provided | Y | The necessity and effectiveness of pre‐treatment to condition the water for BCR treatment, MIW loading rate for each BCR medium to achieve effective metal reduction and pH neutralization, Metals removal efficiency (MRE) and sulfate reduction rate for assessing reduction of contaminant toxicity, mass, and volume, through treatment using BCRs, Residuals generation rates (i.e. sludge from precipitation) for operation and maintenance (O&M) consideration, Replacement rate for spent treatment media (substrate for biochemical reactor or limestone in a pre‐treatment process) for O&M consideration, Impacts of wet weather on the treatment effectiveness and how the BCRs would respond to such changes | Data not provided | Data not provided | Data not provided | Data not provided | Data not provided | Data not provided | Data not provided | The table in the study has this value marked as below the detection limit, however the detection limit is 0.015. Possible data entry error.
Final Treatability Study Technical Memorandum Formosa Mine Superfund Site Douglas County, Oregon | FORMOSA MINE | ORN001002616 | N/A | OU2 | BCR2 01-02 | Abandoned | Sulfate-reducing bacteria (SRB) BCR without pre-treatment | Passive | Biochemical reactor (BCR) | No pre-treatment | Formosa 1 Adit discharge | N | BCR without pre-treatment | Aerobic polishing cell (APC) | Data not provided | Pilot | July 2013- October 2013 | Barium | Ba, dissolved | mg/L | N | N/A |  |  |  | ND | 0.477 | Not Applicable | [6 empty] | Data not provided | Data not provided | Data not provided | Data not provided | Data not provided | Data not provided | Data not provided | Data not provided | Data not provided | Influent | 3.14 | 1.59 | mg/L | 10.71 | °C | Data not provided | N/A | Data not provided | N/A | 389.1 | mV | 1470 | µS/cm | None | N/A | Data not provided | Data not provided | Data not provided | Data not provided | Data not provided | Data not provided | Y | The necessity and effectiveness of pre‐treatment to condition the water for BCR treatment, MIW loading rate for each BCR medium to achieve effective metal reduction and pH neutralization, Metals removal efficiency (MRE) and sulfate reduction rate for assessing reduction of contaminant toxicity, mass, and volume, through treatment using BCRs, Residuals generation rates (i.e. sludge from precipitation) for operation and maintenance (O&M) consideration, Replacement rate for spent treatment media (substrate for biochemical reactor or limestone in a pre‐treatment process) for O&M consideration, Impacts of wet weather on the treatment effectiveness and how the BCRs would respond to such changes | Data not provided | Data not provided | Data not provided | Data not provided | Data not provided | Data not provided | Data not provided | The table in the study has this value marked as below the detection limit, however the detection limit is 0.015. Possible data entry error.
Final Treatability Study Technical Memorandum Formosa Mine Superfund Site Douglas County, Oregon | FORMOSA MINE | ORN001002616 | N/A | OU2 | BCR3 01-03 | Abandoned | Sulfate-reducing bacteria (SRB) BCR with SAPS pre-treatment | Passive | Biochemical reactor (BCR) | Pre-treatment | Formosa 1 Adit discharge | Y | Entire system | Aerobic polishing cell (APC) | Data not provided | Pilot | July 2013- October 2013 | Barium | Ba, dissolved | mg/L | N | N/A |  |  |  | ND | 0.094 | Not Applicable | [6 empty] | Data not provided | Data not provided | Data not provided | Data not provided | Data not provided | Data not provided | Data not provided | Data not provided | Data not provided | Influent | 3.14 | 1.59 | mg/L | 10.71 | °C | Data not provided | N/A | Data not provided | N/A | 389.1 | mV | 1470 | µS/cm | None | N/A | Data not provided | Data not provided | Data not provided | Data not provided | Data not provided | Data not provided | Y | The necessity and effectiveness of pre‐treatment to condition the water for BCR treatment, MIW loading rate for each BCR medium to achieve effective metal reduction and pH neutralization, Metals removal efficiency (MRE) and sulfate reduction rate for assessing reduction of contaminant toxicity, mass, and volume, through treatment using BCRs, Residuals generation rates (i.e. sludge from precipitation) for operation and maintenance (O&M) consideration, Replacement rate for spent treatment media (substrate for biochemical reactor or limestone in a pre‐treatment process) for O&M consideration, Impacts of wet weather on the treatment effectiveness and how the BCRs would respond to such changes | Data not provided | Data not provided | Data not provided | Data not provided | Data not provided | Data not provided | Data not provided | The table in the study has this value marked as below the detection limit, however the detection limit is 0.015. Possible data entry error.
Final Treatability Study Technical Memorandum Formosa Mine Superfund Site Douglas County, Oregon | FORMOSA MINE | ORN001002616 | N/A | OU2 | BCR4 01-04 | Abandoned | Sulfate-reducing bacteria (SRB) BCR with SAPS pre-treatment | Passive | Biochemical reactor (BCR) | Pre-treatment | Formosa 1 Adit discharge | Y | Entire system | Aerobic polishing cell (APC) | Data not provided | Pilot | July 2013- October 2013 | Barium | Ba, dissolved | mg/L | N | N/A |  |  |  | ND | 0.381 | Not Applicable | [6 empty] | Data not provided | Data not provided | Data not provided | Data not provided | Data not provided | Data not provided | Data not provided | Data not provided | Data not provided | Influent | 3.14 | 1.59 | mg/L | 10.71 | °C | Data not provided | N/A | Data not provided | N/A | 389.1 | mV | 1470 | µS/cm | None | N/A | Data not provided | Data not provided | Data not provided | Data not provided | Data not provided | Data not provided | Y | The necessity and effectiveness of pre‐treatment to condition the water for BCR treatment, MIW loading rate for each BCR medium to achieve effective metal reduction and pH neutralization, Metals removal efficiency (MRE) and sulfate reduction rate for assessing reduction of contaminant toxicity, mass, and volume, through treatment using BCRs, Residuals generation rates (i.e. sludge from precipitation) for operation and maintenance (O&M) consideration, Replacement rate for spent treatment media (substrate for biochemical reactor or limestone in a pre‐treatment process) for O&M consideration, Impacts of wet weather on the treatment effectiveness and how the BCRs would respond to such changes | Data not provided | Data not provided | Data not provided | Data not provided | Data not provided | Data not provided | Data not provided | The table in the study has this value marked as below the detection limit, however the detection limit is 0.015. Possible data entry error.
Final Treatability Study Technical Memorandum Formosa Mine Superfund Site Douglas County, Oregon | FORMOSA MINE | ORN001002616 | N/A | OU2 | BCR5 01-05 | Abandoned | Sulfate-reducing bacteria (SRB) BCR with ChitoRem pre-treatment | Passive | Biochemical reactor (BCR) | Pre-treatment | Formosa 1 Adit discharge | Y | Entire system | Aerobic polishing cell (APC) | Data not provided | Pilot | July 2013- October 2013 | Barium | Ba, dissolved | mg/L | N | N/A |  |  |  | ND | 0.258 | Not Applicable | [6 empty] | Data not provided | Data not provided | Data not provided | Data not provided | Data not provided | Data not provided | Data not provided | Data not provided | Data not provided | Influent | 3.14 | 1.59 | mg/L | 10.71 | °C | Data not provided | N/A | Data not provided | N/A | 389.1 | mV | 1470 | µS/cm | None | N/A | Data not provided | Data not provided | Data not provided | Data not provided | Data not provided | Data not provided | Y | The necessity and effectiveness of pre‐treatment to condition the water for BCR treatment, MIW loading rate for each BCR medium to achieve effective metal reduction and pH neutralization, Metals removal efficiency (MRE) and sulfate reduction rate for assessing reduction of contaminant toxicity, mass, and volume, through treatment using BCRs, Residuals generation rates (i.e. sludge from precipitation) for operation and maintenance (O&M) consideration, Replacement rate for spent treatment media (substrate for biochemical reactor or limestone in a pre‐treatment process) for O&M consideration, Impacts of wet weather on the treatment effectiveness and how the BCRs would respond to such changes | Data not provided | Data not provided | Data not provided | Data not provided | Data not provided | Data not provided | Data not provided | The table in the study has this value marked as below the detection limit, however the detection limit is 0.015. Possible data entry error.
Final Treatability Study Technical Memorandum Formosa Mine Superfund Site Douglas County, Oregon | FORMOSA MINE | ORN001002616 | N/A | OU2 | BCR6 01-06 | Abandoned | Sulfate-reducing bacteria (SRB) BCR with ChitoRem pre-treatment | Passive | Biochemical reactor (BCR) | Pre-treatment | Formosa 1 Adit discharge | Y | Entire system | Aerobic polishing cell (APC) | Data not provided | Pilot | July 2013- October 2013 | Barium | Ba, dissolved | mg/L | N | N/A |  |  |  | ND | 0.465 | Not Applicable | [6 empty] | Data not provided | Data not provided | Data not provided | Data not provided | Data not provided | Data not provided | Data not provided | Data not provided | Data not provided | Influent | 3.14 | 1.59 | mg/L | 10.71 | °C | Data not provided | N/A | Data not provided | N/A | 389.1 | mV | 1470 | µS/cm | None | N/A | Data not provided | Data not provided | Data not provided | Data not provided | Data not provided | Data not provided | Y | The necessity and effectiveness of pre‐treatment to condition the water for BCR treatment, MIW loading rate for each BCR medium to achieve effective metal reduction and pH neutralization, Metals removal efficiency (MRE) and sulfate reduction rate for assessing reduction of contaminant toxicity, mass, and volume, through treatment using BCRs, Residuals generation rates (i.e. sludge from precipitation) for operation and maintenance (O&M) consideration, Replacement rate for spent treatment media (substrate for biochemical reactor or limestone in a pre‐treatment process) for O&M consideration, Impacts of wet weather on the treatment effectiveness and how the BCRs would respond to such changes | Data not provided | Data not provided | Data not provided | Data not provided | Data not provided | Data not provided | Data not provided | The table in the study has this value marked as below the detection limit, however the detection limit is 0.015. Possible data entry error.
Final Treatability Study Technical Memorandum Formosa Mine Superfund Site Douglas County, Oregon | FORMOSA MINE | ORN001002616 | N/A | OU2 | BCR2 01-02 | Abandoned | Sulfate-reducing bacteria (SRB) BCR without pre-treatment | Passive | Biochemical reactor (BCR) | No pre-treatment | Formosa 1 Adit discharge | N | BCR without pre-treatment | Aerobic polishing cell (APC) | Data not provided | Pilot | July 2013- October 2013 | Barium | Ba, dissolved | mg/L | N | N/A | 0.174 | 0.714 | 95.6897 | [9 empty] | Data not provided | Data not provided | Data not provided | Data not provided | Data not provided | Data not provided | Data not provided | Data not provided | Data not provided | Influent | 3.26 | 1.1 | mg/L | 10.13 | °C | Data not provided | N/A | Data not provided | N/A | 320.9 | mV | 1532 | µS/cm | None | N/A | Data not provided | Data not provided | Data not provided | Data not provided | Data not provided | Data not provided | Y | The necessity and effectiveness of pre‐treatment to condition the water for BCR treatment, MIW loading rate for each BCR medium to achieve effective metal reduction and pH neutralization, Metals removal efficiency (MRE) and sulfate reduction rate for assessing reduction of contaminant toxicity, mass, and volume, through treatment using BCRs, Residuals generation rates (i.e. sludge from precipitation) for operation and maintenance (O&M) consideration, Replacement rate for spent treatment media (substrate for biochemical reactor or limestone in a pre‐treatment process) for O&M consideration, Impacts of wet weather on the treatment effectiveness and how the BCRs would respond to such changes | Data not provided | Data not provided | Data not provided | Data not provided | Data not provided | Data not provided | Data not provided | The table in the study has this value marked as below the detection limit, however the detection limit is 0.015. Possible data entry error. Effluent value is estimated.
Final Treatability Study Technical Memorandum Formosa Mine Superfund Site Douglas County, Oregon | FORMOSA MINE | ORN001002616 | N/A | OU2 | BCR4 01-04 | Abandoned | Sulfate-reducing bacteria (SRB) BCR with SAPS pre-treatment | Passive | Biochemical reactor (BCR) | Pre-treatment | Formosa 1 Adit discharge | Y | Entire system | Aerobic polishing cell (APC) | Data not provided | Pilot | July 2013- October 2013 | Barium | Ba, dissolved | mg/L | N | N/A | 0.174 | 0.595 | 95.6897 | [9 empty] | Data not provided | Data not provided | Data not provided | Data not provided | Data not provided | Data not provided | Data not provided | Data not provided | Data not provided | Influent | 3.26 | 1.1 | mg/L | 10.13 | °C | Data not provided | N/A | Data not provided | N/A | 320.9 | mV | 1532 | µS/cm | None | N/A | Data not provided | Data not provided | Data not provided | Data not provided | Data not provided | Data not provided | Y | The necessity and effectiveness of pre‐treatment to condition the water for BCR treatment, MIW loading rate for each BCR medium to achieve effective metal reduction and pH neutralization, Metals removal efficiency (MRE) and sulfate reduction rate for assessing reduction of contaminant toxicity, mass, and volume, through treatment using BCRs, Residuals generation rates (i.e. sludge from precipitation) for operation and maintenance (O&M) consideration, Replacement rate for spent treatment media (substrate for biochemical reactor or limestone in a pre‐treatment process) for O&M consideration, Impacts of wet weather on the treatment effectiveness and how the BCRs would respond to such changes | Data not provided | Data not provided | Data not provided | Data not provided | Data not provided | Data not provided | Data not provided | The table in the study has this value marked as below the detection limit, however the detection limit is 0.015. Possible data entry error. Effluent value is estimated.
Final Treatability Study Technical Memorandum Formosa Mine Superfund Site Douglas County, Oregon | FORMOSA MINE | ORN001002616 | N/A | OU2 | BCR5 01-05 | Abandoned | Sulfate-reducing bacteria (SRB) BCR with ChitoRem pre-treatment | Passive | Biochemical reactor (BCR) | Pre-treatment | Formosa 1 Adit discharge | Y | Entire system | Aerobic polishing cell (APC) | Data not provided | Pilot | July 2013- October 2013 | Barium | Ba, dissolved | mg/L | N | N/A | 0.174 | 0.6 | 95.6897 | [9 empty] | Data not provided | Data not provided | Data not provided | Data not provided | Data not provided | Data not provided | Data not provided | Data not provided | Data not provided | Influent | 3.26 | 1.1 | mg/L | 10.13 | °C | Data not provided | N/A | Data not provided | N/A | 320.9 | mV | 1532 | µS/cm | None | N/A | Data not provided | Data not provided | Data not provided | Data not provided | Data not provided | Data not provided | Y | The necessity and effectiveness of pre‐treatment to condition the water for BCR treatment, MIW loading rate for each BCR medium to achieve effective metal reduction and pH neutralization, Metals removal efficiency (MRE) and sulfate reduction rate for assessing reduction of contaminant toxicity, mass, and volume, through treatment using BCRs, Residuals generation rates (i.e. sludge from precipitation) for operation and maintenance (O&M) consideration, Replacement rate for spent treatment media (substrate for biochemical reactor or limestone in a pre‐treatment process) for O&M consideration, Impacts of wet weather on the treatment effectiveness and how the BCRs would respond to such changes | Data not provided | Data not provided | Data not provided | Data not provided | Data not provided | Data not provided | Data not provided | The table in the study has this value marked as below the detection limit, however the detection limit is 0.015. Possible data entry error. Effluent value is estimated.
Final Treatability Study Technical Memorandum Formosa Mine Superfund Site Douglas County, Oregon | FORMOSA MINE | ORN001002616 | N/A | OU2 | BCR6 01-06 | Abandoned | Sulfate-reducing bacteria (SRB) BCR with ChitoRem pre-treatment | Passive | Biochemical reactor (BCR) | Pre-treatment | Formosa 1 Adit discharge | Y | Entire system | Aerobic polishing cell (APC) | Data not provided | Pilot | July 2013- October 2013 | Barium | Ba, dissolved | mg/L | N | N/A | 0.174 | 0.706 | 95.6897 | [9 empty] | Data not provided | Data not provided | Data not provided | Data not provided | Data not provided | Data not provided | Data not provided | Data not provided | Data not provided | Influent | 3.26 | 1.1 | mg/L | 10.13 | °C | Data not provided | N/A | Data not provided | N/A | 320.9 | mV | 1532 | µS/cm | None | N/A | Data not provided | Data not provided | Data not provided | Data not provided | Data not provided | Data not provided | Y | The necessity and effectiveness of pre‐treatment to condition the water for BCR treatment, MIW loading rate for each BCR medium to achieve effective metal reduction and pH neutralization, Metals removal efficiency (MRE) and sulfate reduction rate for assessing reduction of contaminant toxicity, mass, and volume, through treatment using BCRs, Residuals generation rates (i.e. sludge from precipitation) for operation and maintenance (O&M) consideration, Replacement rate for spent treatment media (substrate for biochemical reactor or limestone in a pre‐treatment process) for O&M consideration, Impacts of wet weather on the treatment effectiveness and how the BCRs would respond to such changes | Data not provided | Data not provided | Data not provided | Data not provided | Data not provided | Data not provided | Data not provided | The table in the study has this value marked as below the detection limit, however the detection limit is 0.015. Possible data entry error. Effluent value is estimated.
Final Treatability Study Technical Memorandum Formosa Mine Superfund Site Douglas County, Oregon | FORMOSA MINE | ORN001002616 | N/A | OU2 | BCR3 01-03 | Abandoned | Sulfate-reducing bacteria (SRB) BCR with SAPS pre-treatment | Passive | Biochemical reactor (BCR) | Pre-treatment | Formosa 1 Adit discharge | Y | Entire system | Aerobic polishing cell (APC) | Data not provided | Pilot | July 2013- October 2013 | Barium | Ba, dissolved | mg/L | N | N/A | 0.174 | 0.267 | 95.6897 | [9 empty] | Data not provided | Data not provided | Data not provided | Data not provided | Data not provided | Data not provided | Data not provided | Data not provided | Data not provided | Influent | 3.26 | 1.1 | mg/L | 10.13 | °C | Data not provided | N/A | Data not provided | N/A | 320.9 | mV | 1532 | µS/cm | None | N/A | Data not provided | Data not provided | Data not provided | Data not provided | Data not provided | Data not provided | Y | The necessity and effectiveness of pre‐treatment to condition the water for BCR treatment, MIW loading rate for each BCR medium to achieve effective metal reduction and pH neutralization, Metals removal efficiency (MRE) and sulfate reduction rate for assessing reduction of contaminant toxicity, mass, and volume, through treatment using BCRs, Residuals generation rates (i.e. sludge from precipitation) for operation and maintenance (O&M) consideration, Replacement rate for spent treatment media (substrate for biochemical reactor or limestone in a pre‐treatment process) for O&M consideration, Impacts of wet weather on the treatment effectiveness and how the BCRs would respond to such changes | Data not provided | Data not provided | Data not provided | Data not provided | Data not provided | Data not provided | Data not provided | The table in the study has this value marked as below the detection limit, however the detection limit is 0.015. Possible data entry error. This is true for the influent and effluent value here.
Final Treatability Study Technical Memorandum Formosa Mine Superfund Site Douglas County, Oregon | FORMOSA MINE | ORN001002616 | N/A | OU2 | BCR1 01-01 | Abandoned | Sulfate-reducing bacteria (SRB) BCR without pre-treatment | Passive | Biochemical reactor (BCR) | No pre-treatment | Formosa 1 Adit discharge | N | BCR without pre-treatment | Aerobic polishing cell (APC) | Data not provided | Pilot | July 2013- October 2013 | Copper | Cu, total | mg/L | N | N/A | [6 empty] | 0.442 | 5.01, 4.39 | 89.9 - 91.2 |  |  |  | Data not provided | Data not provided | Data not provided | Data not provided | Data not provided | Data not provided | Data not provided | Data not provided | Data not provided | Effluent | 5.96, 5.91 | 0.7, 0.86 | mg/L | 18.75, 18.63 | °C | Data not provided | N/A | Data not provided | N/A | (-)16.6, 5.6 | mV | 1484, 1395 | µS/cm | None | N/A | Data not provided | Data not provided | Data not provided | Data not provided | Data not provided | Data not provided | Y | The necessity and effectiveness of pre‐treatment to condition the water for BCR treatment, MIW loading rate for each BCR medium to achieve effective metal reduction and pH neutralization, Metals removal efficiency (MRE) and sulfate reduction rate for assessing reduction of contaminant toxicity, mass, and volume, through treatment using BCRs, Residuals generation rates (i.e. sludge from precipitation) for operation and maintenance (O&M) consideration, Replacement rate for spent treatment media (substrate for biochemical reactor or limestone in a pre‐treatment process) for O&M consideration, Impacts of wet weather on the treatment effectiveness and how the BCRs would respond to such changes | Data not provided | Data not provided | Data not provided | Data not provided | Data not provided | Data not provided | Data not provided | There were two sampling instances that were both 0.442 mg/L.
Final Treatability Study Technical Memorandum Formosa Mine Superfund Site Douglas County, Oregon | FORMOSA MINE | ORN001002616 | N/A | OU2 | BCR2 01-02 | Abandoned | Sulfate-reducing bacteria (SRB) BCR without pre-treatment | Passive | Biochemical reactor (BCR) | No pre-treatment | Formosa 1 Adit discharge | N | BCR without pre-treatment | Aerobic polishing cell (APC) | Data not provided | Pilot | July 2013- October 2013 | Chromium | Cr, dissolved | mg/L | N | N/A | [9 empty] | 0.014 | 0.261 | 94.636 | Data not provided | Data not provided | Data not provided | Data not provided | Data not provided | Data not provided | Data not provided | Data not provided | Data not provided | Effluent | 6.54 | 0.48 | mg/L | 18.24 | °C | Data not provided | N/A | Data not provided | N/A | -162.9 | mV | 20550 | µS/cm | None | N/A | Data not provided | Data not provided | Data not provided | Data not provided | Data not provided | Data not provided | Y | The necessity and effectiveness of pre‐treatment to condition the water for BCR treatment, MIW loading rate for each BCR medium to achieve effective metal reduction and pH neutralization, Metals removal efficiency (MRE) and sulfate reduction rate for assessing reduction of contaminant toxicity, mass, and volume, through treatment using BCRs, Residuals generation rates (i.e. sludge from precipitation) for operation and maintenance (O&M) consideration, Replacement rate for spent treatment media (substrate for biochemical reactor or limestone in a pre‐treatment process) for O&M consideration, Impacts of wet weather on the treatment effectiveness and how the BCRs would respond to such changes | Data not provided | Data not provided | Data not provided | Data not provided | Data not provided | Data not provided | Data not provided | This value is actually below the detection limit (0.022). Possibly a typo in the report?
Final Treatability Study Technical Memorandum Formosa Mine Superfund Site Douglas County, Oregon | FORMOSA MINE | ORN001002616 | N/A | OU2 | BCR4 01-04 | Abandoned | Sulfate-reducing bacteria (SRB) BCR with SAPS pre-treatment | Passive | Biochemical reactor (BCR) | Pre-treatment | Formosa 1 Adit discharge | Y | Entire system | Aerobic polishing cell (APC) | Data not provided | Pilot | July 2013- October 2013 | Zinc | Zn, total | mg/L | N | N/A | [9 empty] | 0.016 | 68.4 | 99.9766 | Data not provided | Data not provided | Data not provided | Data not provided | Data not provided | Data not provided | Data not provided | Data not provided | Data not provided | Effluent | 6.26 | 0.9 | mg/L | 17.98 | °C | Data not provided | N/A | Data not provided | N/A | -167.9 | mV | 9600 | µS/cm | None | N/A | Data not provided | Data not provided | Data not provided | Data not provided | Data not provided | Data not provided | Y | The necessity and effectiveness of pre‐treatment to condition the water for BCR treatment, MIW loading rate for each BCR medium to achieve effective metal reduction and pH neutralization, Metals removal efficiency (MRE) and sulfate reduction rate for assessing reduction of contaminant toxicity, mass, and volume, through treatment using BCRs, Residuals generation rates (i.e. sludge from precipitation) for operation and maintenance (O&M) consideration, Replacement rate for spent treatment media (substrate for biochemical reactor or limestone in a pre‐treatment process) for O&M consideration, Impacts of wet weather on the treatment effectiveness and how the BCRs would respond to such changes | Data not provided | Data not provided | Data not provided | Data not provided | Data not provided | Data not provided | Data not provided | Value is estimated
Final Treatability Study Technical Memorandum Formosa Mine Superfund Site Douglas County, Oregon | FORMOSA MINE | ORN001002616 | N/A | OU2 | BCR4 01-04 | Abandoned | Sulfate-reducing bacteria (SRB) BCR with SAPS pre-treatment | Passive | Biochemical reactor (BCR) | Pre-treatment | Formosa 1 Adit discharge | Y | Entire system | Aerobic polishing cell (APC) | Data not provided | Pilot | July 2013- October 2013 | Zinc | Zn, dissolved | mg/L | N | N/A | [9 empty] | 0.034 | 63.8 | 99.9467 | Data not provided | Data not provided | Data not provided | Data not provided | Data not provided | Data not provided | Data not provided | Data not provided | Data not provided | Effluent | 6.59 | 0.33 | mg/L | 20.23 | °C | Data not provided | N/A | Data not provided | N/A | -162.9 | mV | 14510 | µS/cm | None | N/A | Data not provided | Data not provided | Data not provided | Data not provided | Data not provided | Data not provided | Y | The necessity and effectiveness of pre‐treatment to condition the water for BCR treatment, MIW loading rate for each BCR medium to achieve effective metal reduction and pH neutralization, Metals removal efficiency (MRE) and sulfate reduction rate for assessing reduction of contaminant toxicity, mass, and volume, through treatment using BCRs, Residuals generation rates (i.e. sludge from precipitation) for operation and maintenance (O&M) consideration, Replacement rate for spent treatment media (substrate for biochemical reactor or limestone in a pre‐treatment process) for O&M consideration, Impacts of wet weather on the treatment effectiveness and how the BCRs would respond to such changes | Data not provided | Data not provided | Data not provided | Data not provided | Data not provided | Data not provided | Data not provided | Lowest value that is not ND (ND varies)
Final Treatability Study Technical Memorandum Formosa Mine Superfund Site Douglas County, Oregon | FORMOSA MINE | ORN001002616 | N/A | OU2 | BCR5 01-05 | Abandoned | Sulfate-reducing bacteria (SRB) BCR with ChitoRem pre-treatment | Passive | Biochemical reactor (BCR) | Pre-treatment | Formosa 1 Adit discharge | Y | Entire system | Aerobic polishing cell (APC) | Data not provided | Pilot | July 2013- October 2013 | Zinc | Zn, total | mg/L | N | N/A | [9 empty] | 0.041 | 68.4 | 99.9401 | Data not provided | Data not provided | Data not provided | Data not provided | Data not provided | Data not provided | Data not provided | Data not provided | Data not provided | Effluent | 6.19 | 0.56 | mg/L | 19.18 | °C | Data not provided | N/A | Data not provided | N/A | -216.4 | mV | 2766 | µS/cm | None | N/A | Data not provided | Data not provided | Data not provided | Data not provided | Data not provided | Data not provided | Y | The necessity and effectiveness of pre‐treatment to condition the water for BCR treatment, MIW loading rate for each BCR medium to achieve effective metal reduction and pH neutralization, Metals removal efficiency (MRE) and sulfate reduction rate for assessing reduction of contaminant toxicity, mass, and volume, through treatment using BCRs, Residuals generation rates (i.e. sludge from precipitation) for operation and maintenance (O&M) consideration, Replacement rate for spent treatment media (substrate for biochemical reactor or limestone in a pre‐treatment process) for O&M consideration, Impacts of wet weather on the treatment effectiveness and how the BCRs would respond to such changes | Data not provided | Data not provided | Data not provided | Data not provided | Data not provided | Data not provided | Data not provided | Value is estimated
Final Treatability Study Technical Memorandum Formosa Mine Superfund Site Douglas County, Oregon | FORMOSA MINE | ORN001002616 | N/A | OU2 | BCR6 01-06 | Abandoned | Sulfate-reducing bacteria (SRB) BCR with ChitoRem pre-treatment | Passive | Biochemical reactor (BCR) | Pre-treatment | Formosa 1 Adit discharge | Y | Entire system | Aerobic polishing cell (APC) | Data not provided | Pilot | July 2013- October 2013 | Zinc | Zn, total | mg/L | N | N/A | [9 empty] | 0.026 | 66.5 | 99.9609 | Data not provided | Data not provided | Data not provided | Data not provided | Data not provided | Data not provided | Data not provided | Data not provided | Data not provided | Effluent | 6.34 | 1.86 | mg/L | 15.34 | °C | Data not provided | N/A | Data not provided | N/A | -311.4 | mV | 9983 | µS/cm | None | N/A | Data not provided | Data not provided | Data not provided | Data not provided | Data not provided | Data not provided | Y | The necessity and effectiveness of pre‐treatment to condition the water for BCR treatment, MIW loading rate for each BCR medium to achieve effective metal reduction and pH neutralization, Metals removal efficiency (MRE) and sulfate reduction rate for assessing reduction of contaminant toxicity, mass, and volume, through treatment using BCRs, Residuals generation rates (i.e. sludge from precipitation) for operation and maintenance (O&M) consideration, Replacement rate for spent treatment media (substrate for biochemical reactor or limestone in a pre‐treatment process) for O&M consideration, Impacts of wet weather on the treatment effectiveness and how the BCRs would respond to such changes | Data not provided | Data not provided | Data not provided | Data not provided | Data not provided | Data not provided | Data not provided | Value is estimated
Final Treatability Study Technical Memorandum Formosa Mine Superfund Site Douglas County, Oregon | FORMOSA MINE | ORN001002616 | N/A | OU2 | BCR3 01-03 | Abandoned | Sulfate-reducing bacteria (SRB) BCR with SAPS pre-treatment | Passive | Biochemical reactor (BCR) | Pre-treatment | Formosa 1 Adit discharge | Y | Entire system | Aerobic polishing cell (APC) | Data not provided | Pilot | July 2013- October 2013 | Aluminum | Al, dissolved | mg/L | N | N/A | [6 empty] | 0.367 | 13.8 | 97.3406 |  |  |  | Data not provided | Data not provided | Data not provided | Data not provided | Data not provided | Data not provided | Data not provided | Data not provided | Data not provided | Effluent | 5.99 | 0.37 | mg/L | 19.36 | °C | Data not provided | N/A | Data not provided | N/A | -118.8 | mV | 1448 | µS/cm | None | N/A | Data not provided | Data not provided | Data not provided | Data not provided | Data not provided | Data not provided | Y | The necessity and effectiveness of pre‐treatment to condition the water for BCR treatment, MIW loading rate for each BCR medium to achieve effective metal reduction and pH neutralization, Metals removal efficiency (MRE) and sulfate reduction rate for assessing reduction of contaminant toxicity, mass, and volume, through treatment using BCRs, Residuals generation rates (i.e. sludge from precipitation) for operation and maintenance (O&M) consideration, Replacement rate for spent treatment media (substrate for biochemical reactor or limestone in a pre‐treatment process) for O&M consideration, Impacts of wet weather on the treatment effectiveness and how the BCRs would respond to such changes | Data not provided | Data not provided | Data not provided | Data not provided | Data not provided | Data not provided | Data not provided | Value was estimated
Final Treatability Study Technical Memorandum Formosa Mine Superfund Site Douglas County, Oregon | FORMOSA MINE | ORN001002616 | N/A | OU2 | BCR1 01-01 | Abandoned | Sulfate-reducing bacteria (SRB) BCR without pre-treatment | Passive | Biochemical reactor (BCR) | No pre-treatment | Formosa 1 Adit discharge | N | BCR without pre-treatment | Aerobic polishing cell (APC) | Data not provided | Pilot | July 2013- October 2013 | Barium | Ba, total | mg/L | N | N/A | [6 empty] | 0.213 | 0.016 | -1231.25 |  |  |  | Data not provided | Data not provided | Data not provided | Data not provided | Data not provided | Data not provided | Data not provided | Data not provided | Data not provided | Effluent | 6.25 | 0.11 | mg/L | 21.04 | °C | Data not provided | N/A | Data not provided | N/A | -158.5 | mV | 3928 | µS/cm | None | N/A | Data not provided | Data not provided | Data not provided | Data not provided | Data not provided | Data not provided | Y | The necessity and effectiveness of pre‐treatment to condition the water for BCR treatment, MIW loading rate for each BCR medium to achieve effective metal reduction and pH neutralization, Metals removal efficiency (MRE) and sulfate reduction rate for assessing reduction of contaminant toxicity, mass, and volume, through treatment using BCRs, Residuals generation rates (i.e. sludge from precipitation) for operation and maintenance (O&M) consideration, Replacement rate for spent treatment media (substrate for biochemical reactor or limestone in a pre‐treatment process) for O&M consideration, Impacts of wet weather on the treatment effectiveness and how the BCRs would respond to such changes | Data not provided | Data not provided | Data not provided | Data not provided | Data not provided | Data not provided | Data not provided | Value was estimated
Final Treatability Study Technical Memorandum Formosa Mine Superfund Site Douglas County, Oregon | FORMOSA MINE | ORN001002616 | N/A | OU2 | BCR2 01-02 | Abandoned | Sulfate-reducing bacteria (SRB) BCR without pre-treatment | Passive | Biochemical reactor (BCR) | No pre-treatment | Formosa 1 Adit discharge | N | BCR without pre-treatment | Aerobic polishing cell (APC) | Data not provided | Pilot | July 2013- October 2013 | Barium | Ba, total | mg/L | N | N/A | [6 empty] | 0.672 | 0.016 | -4100 |  |  |  | Data not provided | Data not provided | Data not provided | Data not provided | Data not provided | Data not provided | Data not provided | Data not provided | Data not provided | Effluent | 6.64 | 0.29 | mg/L | 21.63 | °C | Data not provided | N/A | Data not provided | N/A | -195.4 | mV | 35860 | µS/cm | None | N/A | Data not provided | Data not provided | Data not provided | Data not provided | Data not provided | Data not provided | Y | The necessity and effectiveness of pre‐treatment to condition the water for BCR treatment, MIW loading rate for each BCR medium to achieve effective metal reduction and pH neutralization, Metals removal efficiency (MRE) and sulfate reduction rate for assessing reduction of contaminant toxicity, mass, and volume, through treatment using BCRs, Residuals generation rates (i.e. sludge from precipitation) for operation and maintenance (O&M) consideration, Replacement rate for spent treatment media (substrate for biochemical reactor or limestone in a pre‐treatment process) for O&M consideration, Impacts of wet weather on the treatment effectiveness and how the BCRs would respond to such changes | Data not provided | Data not provided | Data not provided | Data not provided | Data not provided | Data not provided | Data not provided | Value was estimated
Final Treatability Study Technical Memorandum Formosa Mine Superfund Site Douglas County, Oregon | FORMOSA MINE | ORN001002616 | N/A | OU2 | BCR1 01-01 | Abandoned | Sulfate-reducing bacteria (SRB) BCR without pre-treatment | Passive | Biochemical reactor (BCR) | No pre-treatment | Formosa 1 Adit discharge | N | BCR without pre-treatment | Aerobic polishing cell (APC) | Data not provided | Pilot | July 2013- October 2013 | Cadmium | Cd, total | mg/L | N | N/A | [9 empty] | 0.006 | 0.154 | 96.1039 | Data not provided | Data not provided | Data not provided | Data not provided | Data not provided | Data not provided | Data not provided | Data not provided | Data not provided | Effluent | 5.9 | 1.91 | mg/L | 16.56 | °C | Data not provided | N/A | Data not provided | N/A | -21.4 | mV | 1215 | µS/cm | None | N/A | Data not provided | Data not provided | Data not provided | Data not provided | Data not provided | Data not provided | Y | The necessity and effectiveness of pre‐treatment to condition the water for BCR treatment, MIW loading rate for each BCR medium to achieve effective metal reduction and pH neutralization, Metals removal efficiency (MRE) and sulfate reduction rate for assessing reduction of contaminant toxicity, mass, and volume, through treatment using BCRs, Residuals generation rates (i.e. sludge from precipitation) for operation and maintenance (O&M) consideration, Replacement rate for spent treatment media (substrate for biochemical reactor or limestone in a pre‐treatment process) for O&M consideration, Impacts of wet weather on the treatment effectiveness and how the BCRs would respond to such changes | Data not provided | Data not provided | Data not provided | Data not provided | Data not provided | Data not provided | Data not provided | Value was estimated
Final Treatability Study Technical Memorandum Formosa Mine Superfund Site Douglas County, Oregon | FORMOSA MINE | ORN001002616 | N/A | OU2 | BCR3 01-03 | Abandoned | Sulfate-reducing bacteria (SRB) BCR with SAPS pre-treatment | Passive | Biochemical reactor (BCR) | Pre-treatment | Formosa 1 Adit discharge | Y | Entire system | Aerobic polishing cell (APC) | Data not provided | Pilot | July 2013- October 2013 | Barium | Ba, total | mg/L | N | N/A | [6 empty] | 0.486 | 0.016 | -2937.5 |  |  |  | Data not provided | Data not provided | Data not provided | Data not provided | Data not provided | Data not provided | Data not provided | Data not provided | Data not provided | Effluent | 6.67 | 0.13 | mg/L | 20.83 | °C | Data not provided | N/A | Data not provided | N/A | 149.5 | mV | 7404 | µS/cm | None | N/A | Data not provided | Data not provided | Data not provided | Data not provided | Data not provided | Data not provided | Y | The necessity and effectiveness of pre‐treatment to condition the water for BCR treatment, MIW loading rate for each BCR medium to achieve effective metal reduction and pH neutralization, Metals removal efficiency (MRE) and sulfate reduction rate for assessing reduction of contaminant toxicity, mass, and volume, through treatment using BCRs, Residuals generation rates (i.e. sludge from precipitation) for operation and maintenance (O&M) consideration, Replacement rate for spent treatment media (substrate for biochemical reactor or limestone in a pre‐treatment process) for O&M consideration, Impacts of wet weather on the treatment effectiveness and how the BCRs would respond to such changes | Data not provided | Data not provided | Data not provided | Data not provided | Data not provided | Data not provided | Data not provided | Values were estimated.
Final Treatability Study Technical Memorandum Formosa Mine Superfund Site Douglas County, Oregon | FORMOSA MINE | ORN001002616 | N/A | OU2 | BCR4 01-04 | Abandoned | Sulfate-reducing bacteria (SRB) BCR with SAPS pre-treatment | Passive | Biochemical reactor (BCR) | Pre-treatment | Formosa 1 Adit discharge | Y | Entire system | Aerobic polishing cell (APC) | Data not provided | Pilot | July 2013- October 2013 | Barium | Ba, total | mg/L | N | N/A | [6 empty] | 0.495 | 0.016 | -2993.75 |  |  |  | Data not provided | Data not provided | Data not provided | Data not provided | Data not provided | Data not provided | Data not provided | Data not provided | Data not provided | Effluent | 6.82 | 0.17 | mg/L | 21.21 | °C | Data not provided | N/A | Data not provided | N/A | -178.9 | mV | 23850 | µS/cm | None | N/A | Data not provided | Data not provided | Data not provided | Data not provided | Data not provided | Data not provided | Y | The necessity and effectiveness of pre‐treatment to condition the water for BCR treatment, MIW loading rate for each BCR medium to achieve effective metal reduction and pH neutralization, Metals removal efficiency (MRE) and sulfate reduction rate for assessing reduction of contaminant toxicity, mass, and volume, through treatment using BCRs, Residuals generation rates (i.e. sludge from precipitation) for operation and maintenance (O&M) consideration, Replacement rate for spent treatment media (substrate for biochemical reactor or limestone in a pre‐treatment process) for O&M consideration, Impacts of wet weather on the treatment effectiveness and how the BCRs would respond to such changes | Data not provided | Data not provided | Data not provided | Data not provided | Data not provided | Data not provided | Data not provided | Values were estimated.
Final Treatability Study Technical Memorandum Formosa Mine Superfund Site Douglas County, Oregon | FORMOSA MINE | ORN001002616 | N/A | OU2 | BCR5 01-05 | Abandoned | Sulfate-reducing bacteria (SRB) BCR with ChitoRem pre-treatment | Passive | Biochemical reactor (BCR) | Pre-treatment | Formosa 1 Adit discharge | Y | Entire system | Aerobic polishing cell (APC) | Data not provided | Pilot | July 2013- October 2013 | Barium | Ba, total | mg/L | N | N/A | [6 empty] | 0.697 | 0.016 | -4256.25 |  |  |  | Data not provided | Data not provided | Data not provided | Data not provided | Data not provided | Data not provided | Data not provided | Data not provided | Data not provided | Effluent | 6.71 | 0.06 | mg/L | 21.53 | °C | Data not provided | N/A | Data not provided | N/A | -158.1 | mV | 14800 | µS/cm | None | N/A | Data not provided | Data not provided | Data not provided | Data not provided | Data not provided | Data not provided | Y | The necessity and effectiveness of pre‐treatment to condition the water for BCR treatment, MIW loading rate for each BCR medium to achieve effective metal reduction and pH neutralization, Metals removal efficiency (MRE) and sulfate reduction rate for assessing reduction of contaminant toxicity, mass, and volume, through treatment using BCRs, Residuals generation rates (i.e. sludge from precipitation) for operation and maintenance (O&M) consideration, Replacement rate for spent treatment media (substrate for biochemical reactor or limestone in a pre‐treatment process) for O&M consideration, Impacts of wet weather on the treatment effectiveness and how the BCRs would respond to such changes | Data not provided | Data not provided | Data not provided | Data not provided | Data not provided | Data not provided | Data not provided | Values were estimated.
Final Treatability Study Technical Memorandum Formosa Mine Superfund Site Douglas County, Oregon | FORMOSA MINE | ORN001002616 | N/A | OU2 | BCR6 01-06 | Abandoned | Sulfate-reducing bacteria (SRB) BCR with ChitoRem pre-treatment | Passive | Biochemical reactor (BCR) | Pre-treatment | Formosa 1 Adit discharge | Y | Entire system | Aerobic polishing cell (APC) | Data not provided | Pilot | July 2013- October 2013 | Barium | Ba, total | mg/L | N | N/A | [6 empty] | 0.679 | 0.016 | -4143.75 |  |  |  | Data not provided | Data not provided | Data not provided | Data not provided | Data not provided | Data not provided | Data not provided | Data not provided | Data not provided | Effluent | 6.87 | 0.2 | mg/L | 21.81 | °C | Data not provided | N/A | Data not provided | N/A | -178.5 | mV | 37260 | µS/cm | None | N/A | Data not provided | Data not provided | Data not provided | Data not provided | Data not provided | Data not provided | Y | The necessity and effectiveness of pre‐treatment to condition the water for BCR treatment, MIW loading rate for each BCR medium to achieve effective metal reduction and pH neutralization, Metals removal efficiency (MRE) and sulfate reduction rate for assessing reduction of contaminant toxicity, mass, and volume, through treatment using BCRs, Residuals generation rates (i.e. sludge from precipitation) for operation and maintenance (O&M) consideration, Replacement rate for spent treatment media (substrate for biochemical reactor or limestone in a pre‐treatment process) for O&M consideration, Impacts of wet weather on the treatment effectiveness and how the BCRs would respond to such changes | Data not provided | Data not provided | Data not provided | Data not provided | Data not provided | Data not provided | Data not provided | Values were estimated.
Final Treatability Study Technical Memorandum Formosa Mine Superfund Site Douglas County, Oregon | FORMOSA MINE | ORN001002616 | N/A | OU2 | BCR1 01-01 | Abandoned | Sulfate-reducing bacteria (SRB) BCR without pre-treatment | Passive | Biochemical reactor (BCR) | No pre-treatment | Formosa 1 Adit discharge | N | BCR without pre-treatment | Aerobic polishing cell (APC) | Data not provided | Pilot | July 2013- October 2013 | Aluminum | Al, total | mg/L | N | N/A |  |  |  | 12.6 | 1.72 | 86.3492 | [6 empty] | Data not provided | Data not provided | Data not provided | Data not provided | Data not provided | Data not provided | Data not provided | Data not provided | Data not provided | Influent | 3.36 | 0.05 | mg/L | 11.08 | °C | Data not provided | N/A | Data not provided | N/A | 357.3 | mV | 1366 | µS/cm | None | N/A | Data not provided | Data not provided | Data not provided | Data not provided | Data not provided | Data not provided | Y | The necessity and effectiveness of pre‐treatment to condition the water for BCR treatment, MIW loading rate for each BCR medium to achieve effective metal reduction and pH neutralization, Metals removal efficiency (MRE) and sulfate reduction rate for assessing reduction of contaminant toxicity, mass, and volume, through treatment using BCRs, Residuals generation rates (i.e. sludge from precipitation) for operation and maintenance (O&M) consideration, Replacement rate for spent treatment media (substrate for biochemical reactor or limestone in a pre‐treatment process) for O&M consideration, Impacts of wet weather on the treatment effectiveness and how the BCRs would respond to such changes | Data not provided | Data not provided | Data not provided | Data not provided | Data not provided | Data not provided | Data not provided
Final Treatability Study Technical Memorandum Formosa Mine Superfund Site Douglas County, Oregon | FORMOSA MINE | ORN001002616 | N/A | OU2 | BCR1 01-01 | Abandoned | Sulfate-reducing bacteria (SRB) BCR without pre-treatment | Passive | Biochemical reactor (BCR) | No pre-treatment | Formosa 1 Adit discharge | N | BCR without pre-treatment | Aerobic polishing cell (APC) | Data not provided | Pilot | July 2013- October 2013 | Aluminum | Al, total | mg/L | N | N/A | [6 empty] | 3.19 | 13.6 | 76.5441 |  |  |  | Data not provided | Data not provided | Data not provided | Data not provided | Data not provided | Data not provided | Data not provided | Data not provided | Data not provided | Effluent | 5.91 | 0.86 | mg/L | 18.63 | °C | Data not provided | N/A | Data not provided | N/A | -16.6 | mV | 1395 | µS/cm | None | N/A | Data not provided | Data not provided | Data not provided | Data not provided | Data not provided | Data not provided | Y | The necessity and effectiveness of pre‐treatment to condition the water for BCR treatment, MIW loading rate for each BCR medium to achieve effective metal reduction and pH neutralization, Metals removal efficiency (MRE) and sulfate reduction rate for assessing reduction of contaminant toxicity, mass, and volume, through treatment using BCRs, Residuals generation rates (i.e. sludge from precipitation) for operation and maintenance (O&M) consideration, Replacement rate for spent treatment media (substrate for biochemical reactor or limestone in a pre‐treatment process) for O&M consideration, Impacts of wet weather on the treatment effectiveness and how the BCRs would respond to such changes | Data not provided | Data not provided | Data not provided | Data not provided | Data not provided | Data not provided | Data not provided
Final Treatability Study Technical Memorandum Formosa Mine Superfund Site Douglas County, Oregon | FORMOSA MINE | ORN001002616 | N/A | OU2 | BCR1 01-01 | Abandoned | Sulfate-reducing bacteria (SRB) BCR without pre-treatment | Passive | Biochemical reactor (BCR) | No pre-treatment | Formosa 1 Adit discharge | N | BCR without pre-treatment | Aerobic polishing cell (APC) | Data not provided | Pilot | July 2013- October 2013 | Aluminum | Al, dissolved | mg/L | N | N/A |  |  |  | 12.4 | 1.55 | 87.5 | [6 empty] | Data not provided | Data not provided | Data not provided | Data not provided | Data not provided | Data not provided | Data not provided | Data not provided | Data not provided | Influent | 3.36 | 0.05 | mg/L | 11.08 | °C | Data not provided | N/A | Data not provided | N/A | 357.3 | mV | 1366 | µS/cm | None | N/A | Data not provided | Data not provided | Data not provided | Data not provided | Data not provided | Data not provided | Y | The necessity and effectiveness of pre‐treatment to condition the water for BCR treatment, MIW loading rate for each BCR medium to achieve effective metal reduction and pH neutralization, Metals removal efficiency (MRE) and sulfate reduction rate for assessing reduction of contaminant toxicity, mass, and volume, through treatment using BCRs, Residuals generation rates (i.e. sludge from precipitation) for operation and maintenance (O&M) consideration, Replacement rate for spent treatment media (substrate for biochemical reactor or limestone in a pre‐treatment process) for O&M consideration, Impacts of wet weather on the treatment effectiveness and how the BCRs would respond to such changes | Data not provided | Data not provided | Data not provided | Data not provided | Data not provided | Data not provided | Data not provided
Final Treatability Study Technical Memorandum Formosa Mine Superfund Site Douglas County, Oregon | FORMOSA MINE | ORN001002616 | N/A | OU2 | BCR1 01-01 | Abandoned | Sulfate-reducing bacteria (SRB) BCR without pre-treatment | Passive | Biochemical reactor (BCR) | No pre-treatment | Formosa 1 Adit discharge | N | BCR without pre-treatment | Aerobic polishing cell (APC) | Data not provided | Pilot | July 2013- October 2013 | Aluminum | Al, dissolved | mg/L | N | N/A | [6 empty] | 1.55 | 12.4 | 87.5 |  |  |  | Data not provided | Data not provided | Data not provided | Data not provided | Data not provided | Data not provided | Data not provided | Data not provided | Data not provided | Effluent | 5.67 | 0.42 | mg/L | 15.49 | °C | Data not provided | N/A | Data not provided | N/A | 53.5 | mV | 1196 | µS/cm | None | N/A | Data not provided | Data not provided | Data not provided | Data not provided | Data not provided | Data not provided | Y | The necessity and effectiveness of pre‐treatment to condition the water for BCR treatment, MIW loading rate for each BCR medium to achieve effective metal reduction and pH neutralization, Metals removal efficiency (MRE) and sulfate reduction rate for assessing reduction of contaminant toxicity, mass, and volume, through treatment using BCRs, Residuals generation rates (i.e. sludge from precipitation) for operation and maintenance (O&M) consideration, Replacement rate for spent treatment media (substrate for biochemical reactor or limestone in a pre‐treatment process) for O&M consideration, Impacts of wet weather on the treatment effectiveness and how the BCRs would respond to such changes | Data not provided | Data not provided | Data not provided | Data not provided | Data not provided | Data not provided | Data not provided
Final Treatability Study Technical Memorandum Formosa Mine Superfund Site Douglas County, Oregon | FORMOSA MINE | ORN001002616 | N/A | OU2 | BCR1 01-01 | Abandoned | Sulfate-reducing bacteria (SRB) BCR without pre-treatment | Passive | Biochemical reactor (BCR) | No pre-treatment | Formosa 1 Adit discharge | N | BCR without pre-treatment | Aerobic polishing cell (APC) | Data not provided | Pilot | July 2013- October 2013 | Aluminum | Al, dissolved | mg/L | N | N/A | [9 empty] | 0.095 | 14.2 | 99.331 | Data not provided | Data not provided | Data not provided | Data not provided | Data not provided | Data not provided | Data not provided | Data not provided | Data not provided | Effluent | 6.36 | 0.11 | mg/L | 21.04 | °C | Data not provided | N/A | Data not provided | N/A | -158.5 | mV | 3928 | µS/cm | None | N/A | Data not provided | Data not provided | Data not provided | Data not provided | Data not provided | Data not provided | Y | The necessity and effectiveness of pre‐treatment to condition the water for BCR treatment, MIW loading rate for each BCR medium to achieve effective metal reduction and pH neutralization, Metals removal efficiency (MRE) and sulfate reduction rate for assessing reduction of contaminant toxicity, mass, and volume, through treatment using BCRs, Residuals generation rates (i.e. sludge from precipitation) for operation and maintenance (O&M) consideration, Replacement rate for spent treatment media (substrate for biochemical reactor or limestone in a pre‐treatment process) for O&M consideration, Impacts of wet weather on the treatment effectiveness and how the BCRs would respond to such changes | Data not provided | Data not provided | Data not provided | Data not provided | Data not provided | Data not provided | Data not provided
Final Treatability Study Technical Memorandum Formosa Mine Superfund Site Douglas County, Oregon | FORMOSA MINE | ORN001002616 | N/A | OU2 | BCR2 01-02 | Abandoned | Sulfate-reducing bacteria (SRB) BCR without pre-treatment | Passive | Biochemical reactor (BCR) | No pre-treatment | Formosa 1 Adit discharge | N | BCR without pre-treatment | Aerobic polishing cell (APC) | Data not provided | Pilot | July 2013- October 2013 | Aluminum | Al, total | mg/L | N | N/A | [6 empty] | 4.49 | 14.1 | 68.156 |  |  |  | Data not provided | Data not provided | Data not provided | Data not provided | Data not provided | Data not provided | Data not provided | Data not provided | Data not provided | Effluent | 6.64 | 29 | mg/L | 21.63 | °C | Data not provided | N/A | Data not provided | N/A | -195.4 | mV | 35860 | µS/cm | None | N/A | Data not provided | Data not provided | Data not provided | Data not provided | Data not provided | Data not provided | Y | The necessity and effectiveness of pre‐treatment to condition the water for BCR treatment, MIW loading rate for each BCR medium to achieve effective metal reduction and pH neutralization, Metals removal efficiency (MRE) and sulfate reduction rate for assessing reduction of contaminant toxicity, mass, and volume, through treatment using BCRs, Residuals generation rates (i.e. sludge from precipitation) for operation and maintenance (O&M) consideration, Replacement rate for spent treatment media (substrate for biochemical reactor or limestone in a pre‐treatment process) for O&M consideration, Impacts of wet weather on the treatment effectiveness and how the BCRs would respond to such changes | Data not provided | Data not provided | Data not provided | Data not provided | Data not provided | Data not provided | Data not provided
Final Treatability Study Technical Memorandum Formosa Mine Superfund Site Douglas County, Oregon | FORMOSA MINE | ORN001002616 | N/A | OU2 | BCR2 01-02 | Abandoned | Sulfate-reducing bacteria (SRB) BCR without pre-treatment | Passive | Biochemical reactor (BCR) | No pre-treatment | Formosa 1 Adit discharge | N | BCR without pre-treatment | Aerobic polishing cell (APC) | Data not provided | Pilot | July 2013- October 2013 | Aluminum | Al, dissolved | mg/L | N | N/A | [6 empty] | 4.2 | 14.2 | 70.4225 |  |  |  | Data not provided | Data not provided | Data not provided | Data not provided | Data not provided | Data not provided | Data not provided | Data not provided | Data not provided | Effluent | 6.64 | 0.48 | mg/L | 18.24 | °C | Data not provided | N/A | Data not provided | N/A | -162.9 | mV | 20550 | µS/cm | None | N/A | Data not provided | Data not provided | Data not provided | Data not provided | Data not provided | Data not provided | Y | The necessity and effectiveness of pre‐treatment to condition the water for BCR treatment, MIW loading rate for each BCR medium to achieve effective metal reduction and pH neutralization, Metals removal efficiency (MRE) and sulfate reduction rate for assessing reduction of contaminant toxicity, mass, and volume, through treatment using BCRs, Residuals generation rates (i.e. sludge from precipitation) for operation and maintenance (O&M) consideration, Replacement rate for spent treatment media (substrate for biochemical reactor or limestone in a pre‐treatment process) for O&M consideration, Impacts of wet weather on the treatment effectiveness and how the BCRs would respond to such changes | Data not provided | Data not provided | Data not provided | Data not provided | Data not provided | Data not provided | Data not provided
Final Treatability Study Technical Memorandum Formosa Mine Superfund Site Douglas County, Oregon | FORMOSA MINE | ORN001002616 | N/A | OU2 | BCR3 01-03 | Abandoned | Sulfate-reducing bacteria (SRB) BCR with SAPS pre-treatment | Passive | Biochemical reactor (BCR) | Pre-treatment | Formosa 1 Adit discharge | Y | Entire system | Aerobic polishing cell (APC) | Data not provided | Pilot | July 2013- October 2013 | Aluminum | Al, total | mg/L | N | N/A | [6 empty] | 1.61 | 14.1 | 88.5816 |  |  |  | Data not provided | Data not provided | Data not provided | Data not provided | Data not provided | Data not provided | Data not provided | Data not provided | Data not provided | Effluent | 6.67 | 0.13 | mg/L | 20.83 | °C | Data not provided | N/A | Data not provided | N/A | 149.5 | mV | 7404 | µS/cm | None | N/A | Data not provided | Data not provided | Data not provided | Data not provided | Data not provided | Data not provided | Y | The necessity and effectiveness of pre‐treatment to condition the water for BCR treatment, MIW loading rate for each BCR medium to achieve effective metal reduction and pH neutralization, Metals removal efficiency (MRE) and sulfate reduction rate for assessing reduction of contaminant toxicity, mass, and volume, through treatment using BCRs, Residuals generation rates (i.e. sludge from precipitation) for operation and maintenance (O&M) consideration, Replacement rate for spent treatment media (substrate for biochemical reactor or limestone in a pre‐treatment process) for O&M consideration, Impacts of wet weather on the treatment effectiveness and how the BCRs would respond to such changes | Data not provided | Data not provided | Data not provided | Data not provided | Data not provided | Data not provided | Data not provided
Final Treatability Study Technical Memorandum Formosa Mine Superfund Site Douglas County, Oregon | FORMOSA MINE | ORN001002616 | N/A | OU2 | BCR4 01-04 | Abandoned | Sulfate-reducing bacteria (SRB) BCR with SAPS pre-treatment | Passive | Biochemical reactor (BCR) | Pre-treatment | Formosa 1 Adit discharge | Y | Entire system | Aerobic polishing cell (APC) | Data not provided | Pilot | July 2013- October 2013 | Aluminum | Al, total | mg/L | N | N/A | [6 empty] | 3.52 | 14.1 | 75.0355 |  |  |  | Data not provided | Data not provided | Data not provided | Data not provided | Data not provided | Data not provided | Data not provided | Data not provided | Data not provided | Effluent | 6.82 | 0.17 | mg/L | 21.21 | °C | Data not provided | N/A | Data not provided | N/A | -178.9 | mV | 23850 | µS/cm | None | N/A | Data not provided | Data not provided | Data not provided | Data not provided | Data not provided | Data not provided | Y | The necessity and effectiveness of pre‐treatment to condition the water for BCR treatment, MIW loading rate for each BCR medium to achieve effective metal reduction and pH neutralization, Metals removal efficiency (MRE) and sulfate reduction rate for assessing reduction of contaminant toxicity, mass, and volume, through treatment using BCRs, Residuals generation rates (i.e. sludge from precipitation) for operation and maintenance (O&M) consideration, Replacement rate for spent treatment media (substrate for biochemical reactor or limestone in a pre‐treatment process) for O&M consideration, Impacts of wet weather on the treatment effectiveness and how the BCRs would respond to such changes | Data not provided | Data not provided | Data not provided | Data not provided | Data not provided | Data not provided | Data not provided
Final Treatability Study Technical Memorandum Formosa Mine Superfund Site Douglas County, Oregon | FORMOSA MINE | ORN001002616 | N/A | OU2 | BCR4 01-04 | Abandoned | Sulfate-reducing bacteria (SRB) BCR with SAPS pre-treatment | Passive | Biochemical reactor (BCR) | Pre-treatment | Formosa 1 Adit discharge | Y | Entire system | Aerobic polishing cell (APC) | Data not provided | Pilot | July 2013- October 2013 | Aluminum | Al, dissolved | mg/L | N | N/A | [6 empty] | 3.06 | 14.2 | 78.4507 |  |  |  | Data not provided | Data not provided | Data not provided | Data not provided | Data not provided | Data not provided | Data not provided | Data not provided | Data not provided | Effluent | 6.7 | 0.17 | mg/L | 21.21 | °C | Data not provided | N/A | Data not provided | N/A | -178.9 | mV | 23850 | µS/cm | None | N/A | Data not provided | Data not provided | Data not provided | Data not provided | Data not provided | Data not provided | Y | The necessity and effectiveness of pre‐treatment to condition the water for BCR treatment, MIW loading rate for each BCR medium to achieve effective metal reduction and pH neutralization, Metals removal efficiency (MRE) and sulfate reduction rate for assessing reduction of contaminant toxicity, mass, and volume, through treatment using BCRs, Residuals generation rates (i.e. sludge from precipitation) for operation and maintenance (O&M) consideration, Replacement rate for spent treatment media (substrate for biochemical reactor or limestone in a pre‐treatment process) for O&M consideration, Impacts of wet weather on the treatment effectiveness and how the BCRs would respond to such changes | Data not provided | Data not provided | Data not provided | Data not provided | Data not provided | Data not provided | Data not provided
Final Treatability Study Technical Memorandum Formosa Mine Superfund Site Douglas County, Oregon | FORMOSA MINE | ORN001002616 | N/A | OU2 | BCR5 01-05 | Abandoned | Sulfate-reducing bacteria (SRB) BCR with ChitoRem pre-treatment | Passive | Biochemical reactor (BCR) | Pre-treatment | Formosa 1 Adit discharge | Y | Entire system | Aerobic polishing cell (APC) | Data not provided | Pilot | July 2013- October 2013 | Aluminum | Al, total | mg/L | N | N/A | [6 empty] | 2.11 | 14.1 | 85.0355 |  |  |  | Data not provided | Data not provided | Data not provided | Data not provided | Data not provided | Data not provided | Data not provided | Data not provided | Data not provided | Effluent | 6.71 | 0.06 | mg/L | 21.53 | °C | Data not provided | N/A | Data not provided | N/A | -158.1 | mV | 14800 | µS/cm | None | N/A | Data not provided | Data not provided | Data not provided | Data not provided | Data not provided | Data not provided | Y | The necessity and effectiveness of pre‐treatment to condition the water for BCR treatment, MIW loading rate for each BCR medium to achieve effective metal reduction and pH neutralization, Metals removal efficiency (MRE) and sulfate reduction rate for assessing reduction of contaminant toxicity, mass, and volume, through treatment using BCRs, Residuals generation rates (i.e. sludge from precipitation) for operation and maintenance (O&M) consideration, Replacement rate for spent treatment media (substrate for biochemical reactor or limestone in a pre‐treatment process) for O&M consideration, Impacts of wet weather on the treatment effectiveness and how the BCRs would respond to such changes | Data not provided | Data not provided | Data not provided | Data not provided | Data not provided | Data not provided | Data not provided
Final Treatability Study Technical Memorandum Formosa Mine Superfund Site Douglas County, Oregon | FORMOSA MINE | ORN001002616 | N/A | OU2 | BCR5 01-05 | Abandoned | Sulfate-reducing bacteria (SRB) BCR with ChitoRem pre-treatment | Passive | Biochemical reactor (BCR) | Pre-treatment | Formosa 1 Adit discharge | Y | Entire system | Aerobic polishing cell (APC) | Data not provided | Pilot | July 2013- October 2013 | Aluminum | Al, dissolved | mg/L | N | N/A | [6 empty] | 1.23 | 14.2 | 91.338 |  |  |  | Data not provided | Data not provided | Data not provided | Data not provided | Data not provided | Data not provided | Data not provided | Data not provided | Data not provided | Effluent | 6.51 | 0.06 | mg/L | 21.53 | °C | Data not provided | N/A | Data not provided | N/A | -158.1 | mV | 14800 | µS/cm | None | N/A | Data not provided | Data not provided | Data not provided | Data not provided | Data not provided | Data not provided | Y | The necessity and effectiveness of pre‐treatment to condition the water for BCR treatment, MIW loading rate for each BCR medium to achieve effective metal reduction and pH neutralization, Metals removal efficiency (MRE) and sulfate reduction rate for assessing reduction of contaminant toxicity, mass, and volume, through treatment using BCRs, Residuals generation rates (i.e. sludge from precipitation) for operation and maintenance (O&M) consideration, Replacement rate for spent treatment media (substrate for biochemical reactor or limestone in a pre‐treatment process) for O&M consideration, Impacts of wet weather on the treatment effectiveness and how the BCRs would respond to such changes | Data not provided | Data not provided | Data not provided | Data not provided | Data not provided | Data not provided | Data not provided
Final Treatability Study Technical Memorandum Formosa Mine Superfund Site Douglas County, Oregon | FORMOSA MINE | ORN001002616 | N/A | OU2 | BCR6 01-06 | Abandoned | Sulfate-reducing bacteria (SRB) BCR with ChitoRem pre-treatment | Passive | Biochemical reactor (BCR) | Pre-treatment | Formosa 1 Adit discharge | Y | Entire system | Aerobic polishing cell (APC) | Data not provided | Pilot | July 2013- October 2013 | Aluminum | Al, total | mg/L | N | N/A | [6 empty] | 4.8 | 14.1 | 65.9574 |  |  |  | Data not provided | Data not provided | Data not provided | Data not provided | Data not provided | Data not provided | Data not provided | Data not provided | Data not provided | Effluent | 6.87 | 0.2 | mg/L | 21.81 | °C | Data not provided | N/A | Data not provided | N/A | -178.5 | mV | 37260 | µS/cm | None | N/A | Data not provided | Data not provided | Data not provided | Data not provided | Data not provided | Data not provided | Y | The necessity and effectiveness of pre‐treatment to condition the water for BCR treatment, MIW loading rate for each BCR medium to achieve effective metal reduction and pH neutralization, Metals removal efficiency (MRE) and sulfate reduction rate for assessing reduction of contaminant toxicity, mass, and volume, through treatment using BCRs, Residuals generation rates (i.e. sludge from precipitation) for operation and maintenance (O&M) consideration, Replacement rate for spent treatment media (substrate for biochemical reactor or limestone in a pre‐treatment process) for O&M consideration, Impacts of wet weather on the treatment effectiveness and how the BCRs would respond to such changes | Data not provided | Data not provided | Data not provided | Data not provided | Data not provided | Data not provided | Data not provided
Final Treatability Study Technical Memorandum Formosa Mine Superfund Site Douglas County, Oregon | FORMOSA MINE | ORN001002616 | N/A | OU2 | BCR6 01-06 | Abandoned | Sulfate-reducing bacteria (SRB) BCR with ChitoRem pre-treatment | Passive | Biochemical reactor (BCR) | Pre-treatment | Formosa 1 Adit discharge | Y | Entire system | Aerobic polishing cell (APC) | Data not provided | Pilot | July 2013- October 2013 | Aluminum | Al, dissolved | mg/L | N | N/A | [6 empty] | 4.8 | 14.2 | 66.1972 |  |  |  | Data not provided | Data not provided | Data not provided | Data not provided | Data not provided | Data not provided | Data not provided | Data not provided | Data not provided | Effluent | 6.69 | 0.2 | mg/L | 21.81 | °C | Data not provided | N/A | Data not provided | N/A | -178.5 | mV | 37260 | µS/cm | None | N/A | Data not provided | Data not provided | Data not provided | Data not provided | Data not provided | Data not provided | Y | The necessity and effectiveness of pre‐treatment to condition the water for BCR treatment, MIW loading rate for each BCR medium to achieve effective metal reduction and pH neutralization, Metals removal efficiency (MRE) and sulfate reduction rate for assessing reduction of contaminant toxicity, mass, and volume, through treatment using BCRs, Residuals generation rates (i.e. sludge from precipitation) for operation and maintenance (O&M) consideration, Replacement rate for spent treatment media (substrate for biochemical reactor or limestone in a pre‐treatment process) for O&M consideration, Impacts of wet weather on the treatment effectiveness and how the BCRs would respond to such changes | Data not provided | Data not provided | Data not provided | Data not provided | Data not provided | Data not provided | Data not provided
Final Treatability Study Technical Memorandum Formosa Mine Superfund Site Douglas County, Oregon | FORMOSA MINE | ORN001002616 | N/A | OU2 | BCR1 01-01 | Abandoned | Sulfate-reducing bacteria (SRB) BCR without pre-treatment | Passive | Biochemical reactor (BCR) | No pre-treatment | Formosa 1 Adit discharge | N | BCR without pre-treatment | Aerobic polishing cell (APC) | Data not provided | Pilot | July 2013- October 2013 | Alkalinity | Total | mg/L | N | N/A | 5 | 125–2,000 | (-)39900 - (-)2400 | [9 empty] | Data not provided | Data not provided | Data not provided | Data not provided | Data not provided | Data not provided | Data not provided | Data not provided | Data not provided | Influent | 3.07–3.37 | 0.05–2.04 | mg/L | 10.13–13.17 | °C | Data not provided | N/A | Data not provided | N/A | 320.9–403.8 | mV | 1,366–1,541 | µS/cm | None | N/A | Data not provided | Data not provided | Data not provided | Data not provided | Data not provided | Data not provided | Data not provided | Data not provided | Data not provided | Data not provided | Data not provided | Data not provided | Data not provided | Data not provided | Data not provided
Final Treatability Study Technical Memorandum Formosa Mine Superfund Site Douglas County, Oregon | FORMOSA MINE | ORN001002616 | N/A | OU2 | BCR1 01-01 | Abandoned | Sulfate-reducing bacteria (SRB) BCR without pre-treatment | Passive | Biochemical reactor (BCR) | No pre-treatment | Formosa 1 Adit discharge | N | BCR without pre-treatment | Aerobic polishing cell (APC) | Data not provided | Pilot | July 2013- October 2013 | Alkalinity | Total | mg/L | N | N/A |  |  |  | 5 | 125–2,000 | (-)39900 - (-)2400 | [6 empty] | Data not provided | Data not provided | Data not provided | Data not provided | Data not provided | Data not provided | Data not provided | Data not provided | Data not provided | Influent | 3.07–3.37 | 0.05–2.04 | mg/L | 10.13–13.17 | °C | Data not provided | N/A | Data not provided | N/A | 320.9–403.8 | mV | 1,366–1,541 | µS/cm | None | N/A | Data not provided | Data not provided | Data not provided | Data not provided | Data not provided | Data not provided | Data not provided | Data not provided | Data not provided | Data not provided | Data not provided | Data not provided | Data not provided | Data not provided | Data not provided
Final Treatability Study Technical Memorandum Formosa Mine Superfund Site Douglas County, Oregon | FORMOSA MINE | ORN001002616 | N/A | OU2 | BCR1 01-01 | Abandoned | Sulfate-reducing bacteria (SRB) BCR without pre-treatment | Passive | Biochemical reactor (BCR) | No pre-treatment | Formosa 1 Adit discharge | N | BCR without pre-treatment | Aerobic polishing cell (APC) | Data not provided | Pilot | July 2013- October 2013 | Alkalinity | Total | mg/L | N | N/A | [6 empty] | 2000 | 5 | -39900 |  |  |  | Data not provided | Data not provided | Data not provided | Data not provided | Data not provided | Data not provided | Data not provided | Data not provided | Data not provided | Effluent | 6.25 | 0.11 | mg/L | 21.04 | °C | Data not provided | N/A | Data not provided | N/A | -158.5 | mV | 3928 | µS/cm | None | N/A | Data not provided | Data not provided | Data not provided | Data not provided | Data not provided | Data not provided | Data not provided | Data not provided | Data not provided | Data not provided | Data not provided | Data not provided | Data not provided | Data not provided | Data not provided
Final Treatability Study Technical Memorandum Formosa Mine Superfund Site Douglas County, Oregon | FORMOSA MINE | ORN001002616 | N/A | OU2 | BCR1 01-01 | Abandoned | Sulfate-reducing bacteria (SRB) BCR without pre-treatment | Passive | Biochemical reactor (BCR) | No pre-treatment | Formosa 1 Adit discharge | N | BCR without pre-treatment | Aerobic polishing cell (APC) | Data not provided | Pilot | July 2013- October 2013 | Alkalinity | Total | mg/L | N | N/A | [9 empty] | 125 | 5 | -2400 | Data not provided | Data not provided | Data not provided | Data not provided | Data not provided | Data not provided | Data not provided | Data not provided | Data not provided | Effluent | 5.38, 5.62 | 0.86, 0.42 | mg/L | 18.63, 15.49 | °C | Data not provided | N/A | Data not provided | N/A | (-)16.6, 53.5 | mV | 1395, 1196 | µS/cm | None | N/A | Data not provided | Data not provided | Data not provided | Data not provided | Data not provided | Data not provided | Data not provided | Data not provided | Data not provided | Data not provided | Data not provided | Data not provided | Data not provided | Data not provided | Data not provided | 2 dates with the same effluent values
Final Treatability Study Technical Memorandum Formosa Mine Superfund Site Douglas County, Oregon | FORMOSA MINE | ORN001002616 | N/A | OU2 | BCR2 01-02 | Abandoned | Sulfate-reducing bacteria (SRB) BCR without pre-treatment | Passive | Biochemical reactor (BCR) | No pre-treatment | Formosa 1 Adit discharge | N | BCR without pre-treatment | Aerobic polishing cell (APC) | Data not provided | Pilot | July 2013- October 2013 | Alkalinity | Total | mg/L | N | N/A | 5 | 3,440–30,000 | (-)599900 - (-)68700 | [9 empty] | Data not provided | Data not provided | Data not provided | Data not provided | Data not provided | Data not provided | Data not provided | Data not provided | Data not provided | Influent | 3.07–3.37 | 0.05–2.04 | mg/L | 10.13–13.17 | °C | Data not provided | N/A | Data not provided | N/A | 320.9–403.8 | mV | 1,366–1,541 | µS/cm | None | N/A | Data not provided | Data not provided | Data not provided | Data not provided | Data not provided | Data not provided | Data not provided | Data not provided | Data not provided | Data not provided | Data not provided | Data not provided | Data not provided | Data not provided | Data not provided
Final Treatability Study Technical Memorandum Formosa Mine Superfund Site Douglas County, Oregon | FORMOSA MINE | ORN001002616 | N/A | OU2 | BCR2 01-02 | Abandoned | Sulfate-reducing bacteria (SRB) BCR without pre-treatment | Passive | Biochemical reactor (BCR) | No pre-treatment | Formosa 1 Adit discharge | N | BCR without pre-treatment | Aerobic polishing cell (APC) | Data not provided | Pilot | July 2013- October 2013 | Alkalinity | Total | mg/L | N | N/A |  |  |  | 5 | 3,440–30,000 | (-)599900 - (-)68700 | [6 empty] | Data not provided | Data not provided | Data not provided | Data not provided | Data not provided | Data not provided | Data not provided | Data not provided | Data not provided | Influent | 3.07–3.37 | 0.05–2.04 | mg/L | 10.13–13.17 | °C | Data not provided | N/A | Data not provided | N/A | 320.9–403.8 | mV | 1,366–1,541 | µS/cm | None | N/A | Data not provided | Data not provided | Data not provided | Data not provided | Data not provided | Data not provided | Data not provided | Data not provided | Data not provided | Data not provided | Data not provided | Data not provided | Data not provided | Data not provided | Data not provided
Final Treatability Study Technical Memorandum Formosa Mine Superfund Site Douglas County, Oregon | FORMOSA MINE | ORN001002616 | N/A | OU2 | BCR2 01-02 | Abandoned | Sulfate-reducing bacteria (SRB) BCR without pre-treatment | Passive | Biochemical reactor (BCR) | No pre-treatment | Formosa 1 Adit discharge | N | BCR without pre-treatment | Aerobic polishing cell (APC) | Data not provided | Pilot | July 2013- October 2013 | Alkalinity | Total | mg/L | N | N/A | [6 empty] | 30000 | 5 | -599900 |  |  |  | Data not provided | Data not provided | Data not provided | Data not provided | Data not provided | Data not provided | Data not provided | Data not provided | Data not provided | Effluent | 6.34 | 0.29 | mg/L | 21.63 | °C | Data not provided | N/A | Data not provided | N/A | -195.4 | mV | 35860 | µS/cm | None | N/A | Data not provided | Data not provided | Data not provided | Data not provided | Data not provided | Data not provided | Data not provided | Data not provided | Data not provided | Data not provided | Data not provided | Data not provided | Data not provided | Data not provided | Data not provided
Final Treatability Study Technical Memorandum Formosa Mine Superfund Site Douglas County, Oregon | FORMOSA MINE | ORN001002616 | N/A | OU2 | BCR2 01-02 | Abandoned | Sulfate-reducing bacteria (SRB) BCR without pre-treatment | Passive | Biochemical reactor (BCR) | No pre-treatment | Formosa 1 Adit discharge | N | BCR without pre-treatment | Aerobic polishing cell (APC) | Data not provided | Pilot | July 2013- October 2013 | Alkalinity | Total | mg/L | N | N/A | [9 empty] | 3440 | 5 | -68700 | Data not provided | Data not provided | Data not provided | Data not provided | Data not provided | Data not provided | Data not provided | Data not provided | Data not provided | Effluent | 6.64 | 0.27 | mg/L | 15.09 | °C | Data not provided | N/A | Data not provided | N/A | -181 | mV | 4367 | µS/cm | None | N/A | Data not provided | Data not provided | Data not provided | Data not provided | Data not provided | Data not provided | Data not provided | Data not provided | Data not provided | Data not provided | Data not provided | Data not provided | Data not provided | Data not provided | Data not provided
Final Treatability Study Technical Memorandum Formosa Mine Superfund Site Douglas County, Oregon | FORMOSA MINE | ORN001002616 | N/A | OU2 | BCR3 01-03 | Abandoned | Sulfate-reducing bacteria (SRB) BCR with SAPS pre-treatment | Passive | Biochemical reactor (BCR) | Pre-treatment | Formosa 1 Adit discharge | Y | Entire system | Aerobic polishing cell (APC) | Data not provided | Pilot | July 2013- October 2013 | Alkalinity | Total | mg/L | N | N/A | 5 | 250–5,000 | (-)99900 - (-)4900 | [9 empty] | Data not provided | Data not provided | Data not provided | Data not provided | Data not provided | Data not provided | Data not provided | Data not provided | Data not provided | Influent | 3.07–3.37 | 0.05–2.04 | mg/L | 10.13–13.17 | °C | Data not provided | N/A | Data not provided | N/A | 320.9–403.8 | mV | 1,366–1,541 | µS/cm | None | N/A | Data not provided | Data not provided | Data not provided | Data not provided | Data not provided | Data not provided | Data not provided | Data not provided | Data not provided | Data not provided | Data not provided | Data not provided | Data not provided | Data not provided | Data not provided
Final Treatability Study Technical Memorandum Formosa Mine Superfund Site Douglas County, Oregon | FORMOSA MINE | ORN001002616 | N/A | OU2 | BCR3 01-03 | Abandoned | Sulfate-reducing bacteria (SRB) BCR with SAPS pre-treatment | Passive | Biochemical reactor (BCR) | Pre-treatment | Formosa 1 Adit discharge | Y | Entire system | Aerobic polishing cell (APC) | Data not provided | Pilot | July 2013- October 2013 | Alkalinity | Total | mg/L | N | N/A |  |  |  | 5 | 250–5,000 | (-)99900 - (-)4900 | [6 empty] | Data not provided | Data not provided | Data not provided | Data not provided | Data not provided | Data not provided | Data not provided | Data not provided | Data not provided | Influent | 3.07–3.37 | 0.05–2.04 | mg/L | 10.13–13.17 | °C | Data not provided | N/A | Data not provided | N/A | 320.9–403.8 | mV | 1,366–1,541 | µS/cm | None | N/A | Data not provided | Data not provided | Data not provided | Data not provided | Data not provided | Data not provided | Data not provided | Data not provided | Data not provided | Data not provided | Data not provided | Data not provided | Data not provided | Data not provided | Data not provided
Final Treatability Study Technical Memorandum Formosa Mine Superfund Site Douglas County, Oregon | FORMOSA MINE | ORN001002616 | N/A | OU2 | BCR3 01-03 | Abandoned | Sulfate-reducing bacteria (SRB) BCR with SAPS pre-treatment | Passive | Biochemical reactor (BCR) | Pre-treatment | Formosa 1 Adit discharge | Y | Entire system | Aerobic polishing cell (APC) | Data not provided | Pilot | July 2013- October 2013 | Alkalinity | Total | mg/L | N | N/A | [6 empty] | 5000 | 5 | -99900 |  |  |  | Data not provided | Data not provided | Data not provided | Data not provided | Data not provided | Data not provided | Data not provided | Data not provided | Data not provided | Effluent | 6.41 | 0.13 | mg/L | 20.83 | °C | Data not provided | N/A | Data not provided | N/A | 149.5 | mV | 7404 | µS/cm | None | N/A | Data not provided | Data not provided | Data not provided | Data not provided | Data not provided | Data not provided | Data not provided | Data not provided | Data not provided | Data not provided | Data not provided | Data not provided | Data not provided | Data not provided | Data not provided
Final Treatability Study Technical Memorandum Formosa Mine Superfund Site Douglas County, Oregon | FORMOSA MINE | ORN001002616 | N/A | OU2 | BCR3 01-03 | Abandoned | Sulfate-reducing bacteria (SRB) BCR with SAPS pre-treatment | Passive | Biochemical reactor (BCR) | Pre-treatment | Formosa 1 Adit discharge | Y | Entire system | Aerobic polishing cell (APC) | Data not provided | Pilot | July 2013- October 2013 | Alkalinity | Total | mg/L | N | N/A | [9 empty] | 250 | 5 | -4900 | Data not provided | Data not provided | Data not provided | Data not provided | Data not provided | Data not provided | Data not provided | Data not provided | Data not provided | Effluent | 6.26 | 0.32 | mg/L | 15.33 | °C | Data not provided | N/A | Data not provided | N/A | -171.2 | mV | 1237 | µS/cm | None | N/A | Data not provided | Data not provided | Data not provided | Data not provided | Data not provided | Data not provided | Data not provided | Data not provided | Data not provided | Data not provided | Data not provided | Data not provided | Data not provided | Data not provided | Data not provided
Final Treatability Study Technical Memorandum Formosa Mine Superfund Site Douglas County, Oregon | FORMOSA MINE | ORN001002616 | N/A | OU2 | BCR4 01-04 | Abandoned | Sulfate-reducing bacteria (SRB) BCR with SAPS pre-treatment | Passive | Biochemical reactor (BCR) | Pre-treatment | Formosa 1 Adit discharge | Y | Entire system | Aerobic polishing cell (APC) | Data not provided | Pilot | July 2013- October 2013 | Alkalinity | Total | mg/L | N | N/A | 5 | 2,880–20,000 | (-)399900 - (-)57500 | [9 empty] | Data not provided | Data not provided | Data not provided | Data not provided | Data not provided | Data not provided | Data not provided | Data not provided | Data not provided | Influent | 3.07–3.37 | 0.05–2.04 | mg/L | 10.13–13.17 | °C | Data not provided | N/A | Data not provided | N/A | 320.9–403.8 | mV | 1,366–1,541 | µS/cm | None | N/A | Data not provided | Data not provided | Data not provided | Data not provided | Data not provided | Data not provided | Data not provided | Data not provided | Data not provided | Data not provided | Data not provided | Data not provided | Data not provided | Data not provided | Data not provided
Final Treatability Study Technical Memorandum Formosa Mine Superfund Site Douglas County, Oregon | FORMOSA MINE | ORN001002616 | N/A | OU2 | BCR4 01-04 | Abandoned | Sulfate-reducing bacteria (SRB) BCR with SAPS pre-treatment | Passive | Biochemical reactor (BCR) | Pre-treatment | Formosa 1 Adit discharge | Y | Entire system | Aerobic polishing cell (APC) | Data not provided | Pilot | July 2013- October 2013 | Alkalinity | Total | mg/L | N | N/A |  |  |  | 5 | 2,880–20,000 | (-)399900 - (-)57500 | [6 empty] | Data not provided | Data not provided | Data not provided | Data not provided | Data not provided | Data not provided | Data not provided | Data not provided | Data not provided | Influent | 3.07–3.37 | 0.05–2.04 | mg/L | 10.13–13.17 | °C | Data not provided | N/A | Data not provided | N/A | 320.9–403.8 | mV | 1,366–1,541 | µS/cm | None | N/A | Data not provided | Data not provided | Data not provided | Data not provided | Data not provided | Data not provided | Data not provided | Data not provided | Data not provided | Data not provided | Data not provided | Data not provided | Data not provided | Data not provided | Data not provided
Final Treatability Study Technical Memorandum Formosa Mine Superfund Site Douglas County, Oregon | FORMOSA MINE | ORN001002616 | N/A | OU2 | BCR4 01-04 | Abandoned | Sulfate-reducing bacteria (SRB) BCR with SAPS pre-treatment | Passive | Biochemical reactor (BCR) | Pre-treatment | Formosa 1 Adit discharge | Y | Entire system | Aerobic polishing cell (APC) | Data not provided | Pilot | July 2013- October 2013 | Alkalinity | Total | mg/L | N | N/A | [6 empty] | 20000 | 5 | -399900 |  |  |  | Data not provided | Data not provided | Data not provided | Data not provided | Data not provided | Data not provided | Data not provided | Data not provided | Data not provided | Effluent | 6.7 | 0.17 | mg/L | 21.21 | °C | Data not provided | N/A | Data not provided | N/A | -178.9 | mV | 23850 | µS/cm | None | N/A | Data not provided | Data not provided | Data not provided | Data not provided | Data not provided | Data not provided | Data not provided | Data not provided | Data not provided | Data not provided | Data not provided | Data not provided | Data not provided | Data not provided | Data not provided
Final Treatability Study Technical Memorandum Formosa Mine Superfund Site Douglas County, Oregon | FORMOSA MINE | ORN001002616 | N/A | OU2 | BCR4 01-04 | Abandoned | Sulfate-reducing bacteria (SRB) BCR with SAPS pre-treatment | Passive | Biochemical reactor (BCR) | Pre-treatment | Formosa 1 Adit discharge | Y | Entire system | Aerobic polishing cell (APC) | Data not provided | Pilot | July 2013- October 2013 | Alkalinity | Total | mg/L | N | N/A | [9 empty] | 2880 | 5 | -57500 | Data not provided | Data not provided | Data not provided | Data not provided | Data not provided | Data not provided | Data not provided | Data not provided | Data not provided | Effluent | 6.31 | 0.16 | mg/L | 15.14 | °C | Data not provided | N/A | Data not provided | N/A | -236.6 | mV | 2943 | µS/cm | None | N/A | Data not provided | Data not provided | Data not provided | Data not provided | Data not provided | Data not provided | Data not provided | Data not provided | Data not provided | Data not provided | Data not provided | Data not provided | Data not provided | Data not provided | Data not provided
Final Treatability Study Technical Memorandum Formosa Mine Superfund Site Douglas County, Oregon | FORMOSA MINE | ORN001002616 | N/A | OU2 | BCR5 01-05 | Abandoned | Sulfate-reducing bacteria (SRB) BCR with ChitoRem pre-treatment | Passive | Biochemical reactor (BCR) | Pre-treatment | Formosa 1 Adit discharge | Y | Entire system | Aerobic polishing cell (APC) | Data not provided | Pilot | July 2013- October 2013 | Alkalinity | Total | mg/L | N | N/A | 5 | 1,630–13,000 | (-)259900 - (-)32500 | [9 empty] | Data not provided | Data not provided | Data not provided | Data not provided | Data not provided | Data not provided | Data not provided | Data not provided | Data not provided | Influent | 3.07–3.37 | 0.05–2.04 | mg/L | 10.13–13.17 | °C | Data not provided | N/A | Data not provided | N/A | 320.9–403.8 | mV | 1,366–1,541 | µS/cm | None | N/A | Data not provided | Data not provided | Data not provided | Data not provided | Data not provided | Data not provided | Data not provided | Data not provided | Data not provided | Data not provided | Data not provided | Data not provided | Data not provided | Data not provided | Data not provided
Final Treatability Study Technical Memorandum Formosa Mine Superfund Site Douglas County, Oregon | FORMOSA MINE | ORN001002616 | N/A | OU2 | BCR5 01-05 | Abandoned | Sulfate-reducing bacteria (SRB) BCR with ChitoRem pre-treatment | Passive | Biochemical reactor (BCR) | Pre-treatment | Formosa 1 Adit discharge | Y | Entire system | Aerobic polishing cell (APC) | Data not provided | Pilot | July 2013- October 2013 | Alkalinity | Total | mg/L | N | N/A |  |  |  | 5 | 1,630–13,000 | (-)259900 - (-)32500 | [6 empty] | Data not provided | Data not provided | Data not provided | Data not provided | Data not provided | Data not provided | Data not provided | Data not provided | Data not provided | Influent | 3.07–3.37 | 0.05–2.04 | mg/L | 10.13–13.17 | °C | Data not provided | N/A | Data not provided | N/A | 320.9–403.8 | mV | 1,366–1,541 | µS/cm | None | N/A | Data not provided | Data not provided | Data not provided | Data not provided | Data not provided | Data not provided | Data not provided | Data not provided | Data not provided | Data not provided | Data not provided | Data not provided | Data not provided | Data not provided | Data not provided
Final Treatability Study Technical Memorandum Formosa Mine Superfund Site Douglas County, Oregon | FORMOSA MINE | ORN001002616 | N/A | OU2 | BCR5 01-05 | Abandoned | Sulfate-reducing bacteria (SRB) BCR with ChitoRem pre-treatment | Passive | Biochemical reactor (BCR) | Pre-treatment | Formosa 1 Adit discharge | Y | Entire system | Aerobic polishing cell (APC) | Data not provided | Pilot | July 2013- October 2013 | Alkalinity | Total | mg/L | N | N/A | [6 empty] | 13000 | 5 | -259900 |  |  |  | Data not provided | Data not provided | Data not provided | Data not provided | Data not provided | Data not provided | Data not provided | Data not provided | Data not provided | Effluent | 6.51 | 0.06 | mg/L | 21.53 | °C | Data not provided | N/A | Data not provided | N/A | -158.1 | mV | 14800 | µS/cm | None | N/A | Data not provided | Data not provided | Data not provided | Data not provided | Data not provided | Data not provided | Data not provided | Data not provided | Data not provided | Data not provided | Data not provided | Data not provided | Data not provided | Data not provided | Data not provided
Final Treatability Study Technical Memorandum Formosa Mine Superfund Site Douglas County, Oregon | FORMOSA MINE | ORN001002616 | N/A | OU2 | BCR5 01-05 | Abandoned | Sulfate-reducing bacteria (SRB) BCR with ChitoRem pre-treatment | Passive | Biochemical reactor (BCR) | Pre-treatment | Formosa 1 Adit discharge | Y | Entire system | Aerobic polishing cell (APC) | Data not provided | Pilot | July 2013- October 2013 | Alkalinity | Total | mg/L | N | N/A | [9 empty] | 1630 | 5 | -32500 | Data not provided | Data not provided | Data not provided | Data not provided | Data not provided | Data not provided | Data not provided | Data not provided | Data not provided | Effluent | 6.62 | 0.08 | mg/L | 15.42 | °C | Data not provided | N/A | Data not provided | N/A | -231.3 | mV | 2087 | µS/cm | None | N/A | Data not provided | Data not provided | Data not provided | Data not provided | Data not provided | Data not provided | Data not provided | Data not provided | Data not provided | Data not provided | Data not provided | Data not provided | Data not provided | Data not provided | Data not provided
Final Treatability Study Technical Memorandum Formosa Mine Superfund Site Douglas County, Oregon | FORMOSA MINE | ORN001002616 | N/A | OU2 | BCR6 01-06 | Abandoned | Sulfate-reducing bacteria (SRB) BCR with ChitoRem pre-treatment | Passive | Biochemical reactor (BCR) | Pre-treatment | Formosa 1 Adit discharge | Y | Entire system | Aerobic polishing cell (APC) | Data not provided | Pilot | July 2013- October 2013 | Alkalinity | Total | mg/L | N | N/A | 5 | 6,000–32,000 | (-)639900 - (-)119900 | [9 empty] | Data not provided | Data not provided | Data not provided | Data not provided | Data not provided | Data not provided | Data not provided | Data not provided | Data not provided | Influent | 3.07–3.37 | 0.05–2.04 | mg/L | 10.13–13.17 | °C | Data not provided | N/A | Data not provided | N/A | 320.9–403.8 | mV | 1,366–1,541 | µS/cm | None | N/A | Data not provided | Data not provided | Data not provided | Data not provided | Data not provided | Data not provided | Data not provided | Data not provided | Data not provided | Data not provided | Data not provided | Data not provided | Data not provided | Data not provided | Data not provided
Final Treatability Study Technical Memorandum Formosa Mine Superfund Site Douglas County, Oregon | FORMOSA MINE | ORN001002616 | N/A | OU2 | BCR6 01-06 | Abandoned | Sulfate-reducing bacteria (SRB) BCR with ChitoRem pre-treatment | Passive | Biochemical reactor (BCR) | Pre-treatment | Formosa 1 Adit discharge | Y | Entire system | Aerobic polishing cell (APC) | Data not provided | Pilot | July 2013- October 2013 | Alkalinity | Total | mg/L | N | N/A |  |  |  | 5 | 6,000–32,000 | (-)639900 - (-)119900 | [6 empty] | Data not provided | Data not provided | Data not provided | Data not provided | Data not provided | Data not provided | Data not provided | Data not provided | Data not provided | Influent | 3.07–3.37 | 0.05–2.04 | mg/L | 10.13–13.17 | °C | Data not provided | N/A | Data not provided | N/A | 320.9–403.8 | mV | 1,366–1,541 | µS/cm | None | N/A | Data not provided | Data not provided | Data not provided | Data not provided | Data not provided | Data not provided | Data not provided | Data not provided | Data not provided | Data not provided | Data not provided | Data not provided | Data not provided | Data not provided | Data not provided
Final Treatability Study Technical Memorandum Formosa Mine Superfund Site Douglas County, Oregon | FORMOSA MINE | ORN001002616 | N/A | OU2 | BCR6 01-06 | Abandoned | Sulfate-reducing bacteria (SRB) BCR with ChitoRem pre-treatment | Passive | Biochemical reactor (BCR) | Pre-treatment | Formosa 1 Adit discharge | Y | Entire system | Aerobic polishing cell (APC) | Data not provided | Pilot | July 2013- October 2013 | Alkalinity | Total | mg/L | N | N/A | [6 empty] | 32000 | 5 | -639900 |  |  |  | Data not provided | Data not provided | Data not provided | Data not provided | Data not provided | Data not provided | Data not provided | Data not provided | Data not provided | Effluent | 6.69 | 0.2 | mg/L | 21.81 | °C | Data not provided | N/A | Data not provided | N/A | -178.5 | mV | 37260 | µS/cm | None | N/A | Data not provided | Data not provided | Data not provided | Data not provided | Data not provided | Data not provided | Data not provided | Data not provided | Data not provided | Data not provided | Data not provided | Data not provided | Data not provided | Data not provided | Data not provided
Final Treatability Study Technical Memorandum Formosa Mine Superfund Site Douglas County, Oregon | FORMOSA MINE | ORN001002616 | N/A | OU2 | BCR6 01-06 | Abandoned | Sulfate-reducing bacteria (SRB) BCR with ChitoRem pre-treatment | Passive | Biochemical reactor (BCR) | Pre-treatment | Formosa 1 Adit discharge | Y | Entire system | Aerobic polishing cell (APC) | Data not provided | Pilot | July 2013- October 2013 | Alkalinity | Total | mg/L | N | N/A | [9 empty] | 6000 | 5 | -119900 | Data not provided | Data not provided | Data not provided | Data not provided | Data not provided | Data not provided | Data not provided | Data not provided | Data not provided | Effluent | 6.32 | 0.38 | mg/L | 16.21 | °C | Data not provided | N/A | Data not provided | N/A | -207.9 | mV | 4551 | µS/cm | None | N/A | Data not provided | Data not provided | Data not provided | Data not provided | Data not provided | Data not provided | Data not provided | Data not provided | Data not provided | Data not provided | Data not provided | Data not provided | Data not provided | Data not provided | Data not provided
Final Treatability Study Technical Memorandum Formosa Mine Superfund Site Douglas County, Oregon | FORMOSA MINE | ORN001002616 | N/A | OU2 | BCR2 01-02 | Abandoned | Sulfate-reducing bacteria (SRB) BCR without pre-treatment | Passive | Biochemical reactor (BCR) | No pre-treatment | Formosa 1 Adit discharge | N | BCR without pre-treatment | Aerobic polishing cell (APC) | Data not provided | Pilot | July 2013- October 2013 | Arsenic | As, total | mg/L | N | N/A | [6 empty] | 1.48 | 0.052 | -2746.1538 |  |  |  | Data not provided | Data not provided | Data not provided | Data not provided | Data not provided | Data not provided | Data not provided | Data not provided | Data not provided | Effluent | 6.64 | 0.29 | mg/L | 21.63 | °C | Data not provided | N/A | Data not provided | N/A | -195.4 | mV | 35860 | µS/cm | None | N/A | Data not provided | Data not provided | Data not provided | Data not provided | Data not provided | Data not provided | Y | The necessity and effectiveness of pre‐treatment to condition the water for BCR treatment, MIW loading rate for each BCR medium to achieve effective metal reduction and pH neutralization, Metals removal efficiency (MRE) and sulfate reduction rate for assessing reduction of contaminant toxicity, mass, and volume, through treatment using BCRs, Residuals generation rates (i.e. sludge from precipitation) for operation and maintenance (O&M) consideration, Replacement rate for spent treatment media (substrate for biochemical reactor or limestone in a pre‐treatment process) for O&M consideration, Impacts of wet weather on the treatment effectiveness and how the BCRs would respond to such changes | Data not provided | Data not provided | Data not provided | Data not provided | Data not provided | Data not provided | Data not provided
Final Treatability Study Technical Memorandum Formosa Mine Superfund Site Douglas County, Oregon | FORMOSA MINE | ORN001002616 | N/A | OU2 | BCR4 01-04 | Abandoned | Sulfate-reducing bacteria (SRB) BCR with SAPS pre-treatment | Passive | Biochemical reactor (BCR) | Pre-treatment | Formosa 1 Adit discharge | Y | Entire system | Aerobic polishing cell (APC) | Data not provided | Pilot | July 2013- October 2013 | Arsenic | As, total | mg/L | N | N/A | [6 empty] | 0.895 | 0.052 | -1621.1538 |  |  |  | Data not provided | Data not provided | Data not provided | Data not provided | Data not provided | Data not provided | Data not provided | Data not provided | Data not provided | Effluent | 6.7 | 0.17 | mg/L | 21.21 | °C | Data not provided | N/A | Data not provided | N/A | -178.9 | mV | 23850 | µS/cm | None | N/A | Data not provided | Data not provided | Data not provided | Data not provided | Data not provided | Data not provided | Y | The necessity and effectiveness of pre‐treatment to condition the water for BCR treatment, MIW loading rate for each BCR medium to achieve effective metal reduction and pH neutralization, Metals removal efficiency (MRE) and sulfate reduction rate for assessing reduction of contaminant toxicity, mass, and volume, through treatment using BCRs, Residuals generation rates (i.e. sludge from precipitation) for operation and maintenance (O&M) consideration, Replacement rate for spent treatment media (substrate for biochemical reactor or limestone in a pre‐treatment process) for O&M consideration, Impacts of wet weather on the treatment effectiveness and how the BCRs would respond to such changes | Data not provided | Data not provided | Data not provided | Data not provided | Data not provided | Data not provided | Data not provided
Final Treatability Study Technical Memorandum Formosa Mine Superfund Site Douglas County, Oregon | FORMOSA MINE | ORN001002616 | N/A | OU2 | BCR5 01-05 | Abandoned | Sulfate-reducing bacteria (SRB) BCR with ChitoRem pre-treatment | Passive | Biochemical reactor (BCR) | Pre-treatment | Formosa 1 Adit discharge | Y | Entire system | Aerobic polishing cell (APC) | Data not provided | Pilot | July 2013- October 2013 | Arsenic | As, total | mg/L | N | N/A | [6 empty] | 0.09 | 0.052 | -73.0769 |  |  |  | Data not provided | Data not provided | Data not provided | Data not provided | Data not provided | Data not provided | Data not provided | Data not provided | Data not provided | Effluent | 6.51 | 0.06 | mg/L | 21.53 | °C | Data not provided | N/A | Data not provided | N/A | -158.1 | mV | 14800 | µS/cm | None | N/A | Data not provided | Data not provided | Data not provided | Data not provided | Data not provided | Data not provided | Y | The necessity and effectiveness of pre‐treatment to condition the water for BCR treatment, MIW loading rate for each BCR medium to achieve effective metal reduction and pH neutralization, Metals removal efficiency (MRE) and sulfate reduction rate for assessing reduction of contaminant toxicity, mass, and volume, through treatment using BCRs, Residuals generation rates (i.e. sludge from precipitation) for operation and maintenance (O&M) consideration, Replacement rate for spent treatment media (substrate for biochemical reactor or limestone in a pre‐treatment process) for O&M consideration, Impacts of wet weather on the treatment effectiveness and how the BCRs would respond to such changes | Data not provided | Data not provided | Data not provided | Data not provided | Data not provided | Data not provided | Data not provided
Final Treatability Study Technical Memorandum Formosa Mine Superfund Site Douglas County, Oregon | FORMOSA MINE | ORN001002616 | N/A | OU2 | BCR6 01-06 | Abandoned | Sulfate-reducing bacteria (SRB) BCR with ChitoRem pre-treatment | Passive | Biochemical reactor (BCR) | Pre-treatment | Formosa 1 Adit discharge | Y | Entire system | Aerobic polishing cell (APC) | Data not provided | Pilot | July 2013- October 2013 | Arsenic | As, total | mg/L | N | N/A | [6 empty] | 1.58 | 0.052 | -2938.4615 |  |  |  | Data not provided | Data not provided | Data not provided | Data not provided | Data not provided | Data not provided | Data not provided | Data not provided | Data not provided | Effluent | 6.69 | 0.2 | mg/L | 21.81 | °C | Data not provided | N/A | Data not provided | N/A | -178.5 | mV | 37260 | µS/cm | None | N/A | Data not provided | Data not provided | Data not provided | Data not provided | Data not provided | Data not provided | Y | The necessity and effectiveness of pre‐treatment to condition the water for BCR treatment, MIW loading rate for each BCR medium to achieve effective metal reduction and pH neutralization, Metals removal efficiency (MRE) and sulfate reduction rate for assessing reduction of contaminant toxicity, mass, and volume, through treatment using BCRs, Residuals generation rates (i.e. sludge from precipitation) for operation and maintenance (O&M) consideration, Replacement rate for spent treatment media (substrate for biochemical reactor or limestone in a pre‐treatment process) for O&M consideration, Impacts of wet weather on the treatment effectiveness and how the BCRs would respond to such changes | Data not provided | Data not provided | Data not provided | Data not provided | Data not provided | Data not provided | Data not provided
Final Treatability Study Technical Memorandum Formosa Mine Superfund Site Douglas County, Oregon | FORMOSA MINE | ORN001002616 | N/A | OU2 | BCR1 01-01 | Abandoned | Sulfate-reducing bacteria (SRB) BCR without pre-treatment | Passive | Biochemical reactor (BCR) | No pre-treatment | Formosa 1 Adit discharge | N | BCR without pre-treatment | Aerobic polishing cell (APC) | Data not provided | Pilot | July 2013- October 2013 | Barium | Ba, total | mg/L | N | N/A | 0.018 | 0.13 | -622.2222 | [9 empty] | Data not provided | Data not provided | Data not provided | Data not provided | Data not provided | Data not provided | Data not provided | Data not provided | Data not provided | Influent | 3.3 | 1.59 | mg/L | 10.71 | °C | Data not provided | N/A | Data not provided | N/A | 397.6 | mV | 1541 | µS/cm | None | N/A | Data not provided | Data not provided | Data not provided | Data not provided | Data not provided | Data not provided | Y | The necessity and effectiveness of pre‐treatment to condition the water for BCR treatment, MIW loading rate for each BCR medium to achieve effective metal reduction and pH neutralization, Metals removal efficiency (MRE) and sulfate reduction rate for assessing reduction of contaminant toxicity, mass, and volume, through treatment using BCRs, Residuals generation rates (i.e. sludge from precipitation) for operation and maintenance (O&M) consideration, Replacement rate for spent treatment media (substrate for biochemical reactor or limestone in a pre‐treatment process) for O&M consideration, Impacts of wet weather on the treatment effectiveness and how the BCRs would respond to such changes | Data not provided | Data not provided | Data not provided | Data not provided | Data not provided | Data not provided | Data not provided
Final Treatability Study Technical Memorandum Formosa Mine Superfund Site Douglas County, Oregon | FORMOSA MINE | ORN001002616 | N/A | OU2 | BCR1 01-01 | Abandoned | Sulfate-reducing bacteria (SRB) BCR without pre-treatment | Passive | Biochemical reactor (BCR) | No pre-treatment | Formosa 1 Adit discharge | N | BCR without pre-treatment | Aerobic polishing cell (APC) | Data not provided | Pilot | July 2013- October 2013 | Barium | Ba, dissolved | mg/L | N | N/A | 0.174 | 0.184 | -5.7471 | [9 empty] | Data not provided | Data not provided | Data not provided | Data not provided | Data not provided | Data not provided | Data not provided | Data not provided | Data not provided | Influent | 3.26 | 1.1 | mg/L | 10.13 | °C | Data not provided | N/A | Data not provided | N/A | 320.9 | mV | 1532 | µS/cm | None | N/A | Data not provided | Data not provided | Data not provided | Data not provided | Data not provided | Data not provided | Y | The necessity and effectiveness of pre‐treatment to condition the water for BCR treatment, MIW loading rate for each BCR medium to achieve effective metal reduction and pH neutralization, Metals removal efficiency (MRE) and sulfate reduction rate for assessing reduction of contaminant toxicity, mass, and volume, through treatment using BCRs, Residuals generation rates (i.e. sludge from precipitation) for operation and maintenance (O&M) consideration, Replacement rate for spent treatment media (substrate for biochemical reactor or limestone in a pre‐treatment process) for O&M consideration, Impacts of wet weather on the treatment effectiveness and how the BCRs would respond to such changes | Data not provided | Data not provided | Data not provided | Data not provided | Data not provided | Data not provided | Data not provided
Final Treatability Study Technical Memorandum Formosa Mine Superfund Site Douglas County, Oregon | FORMOSA MINE | ORN001002616 | N/A | OU2 | BCR1 01-01 | Abandoned | Sulfate-reducing bacteria (SRB) BCR without pre-treatment | Passive | Biochemical reactor (BCR) | No pre-treatment | Formosa 1 Adit discharge | N | BCR without pre-treatment | Aerobic polishing cell (APC) | Data not provided | Pilot | July 2013- October 2013 | Barium | Ba, dissolved | mg/L | N | N/A | [9 empty] | 0.056 | 0.0172 | -225.5814 | Data not provided | Data not provided | Data not provided | Data not provided | Data not provided | Data not provided | Data not provided | Data not provided | Data not provided | Effluent | 6.25 | 0.11 | mg/L | 21.04 | °C | Data not provided | N/A | Data not provided | N/A | -158.5 | mV | 3928 | µS/cm | None | N/A | Data not provided | Data not provided | Data not provided | Data not provided | Data not provided | Data not provided | Y | The necessity and effectiveness of pre‐treatment to condition the water for BCR treatment, MIW loading rate for each BCR medium to achieve effective metal reduction and pH neutralization, Metals removal efficiency (MRE) and sulfate reduction rate for assessing reduction of contaminant toxicity, mass, and volume, through treatment using BCRs, Residuals generation rates (i.e. sludge from precipitation) for operation and maintenance (O&M) consideration, Replacement rate for spent treatment media (substrate for biochemical reactor or limestone in a pre‐treatment process) for O&M consideration, Impacts of wet weather on the treatment effectiveness and how the BCRs would respond to such changes | Data not provided | Data not provided | Data not provided | Data not provided | Data not provided | Data not provided | Data not provided
Final Treatability Study Technical Memorandum Formosa Mine Superfund Site Douglas County, Oregon | FORMOSA MINE | ORN001002616 | N/A | OU2 | BCR2 01-02 | Abandoned | Sulfate-reducing bacteria (SRB) BCR without pre-treatment | Passive | Biochemical reactor (BCR) | No pre-treatment | Formosa 1 Adit discharge | N | BCR without pre-treatment | Aerobic polishing cell (APC) | Data not provided | Pilot | July 2013- October 2013 | Barium | Ba, total | mg/L | N | N/A | 0.018 | 0.497 | -2661.1111 | [9 empty] | Data not provided | Data not provided | Data not provided | Data not provided | Data not provided | Data not provided | Data not provided | Data not provided | Data not provided | Influent | 3.3 | 1.59 | mg/L | 10.71 | °C | Data not provided | N/A | Data not provided | N/A | 397.6 | mV | 1541 | µS/cm | None | N/A | Data not provided | Data not provided | Data not provided | Data not provided | Data not provided | Data not provided | Y | The necessity and effectiveness of pre‐treatment to condition the water for BCR treatment, MIW loading rate for each BCR medium to achieve effective metal reduction and pH neutralization, Metals removal efficiency (MRE) and sulfate reduction rate for assessing reduction of contaminant toxicity, mass, and volume, through treatment using BCRs, Residuals generation rates (i.e. sludge from precipitation) for operation and maintenance (O&M) consideration, Replacement rate for spent treatment media (substrate for biochemical reactor or limestone in a pre‐treatment process) for O&M consideration, Impacts of wet weather on the treatment effectiveness and how the BCRs would respond to such changes | Data not provided | Data not provided | Data not provided | Data not provided | Data not provided | Data not provided | Data not provided
Final Treatability Study Technical Memorandum Formosa Mine Superfund Site Douglas County, Oregon | FORMOSA MINE | ORN001002616 | N/A | OU2 | BCR2 01-02 | Abandoned | Sulfate-reducing bacteria (SRB) BCR without pre-treatment | Passive | Biochemical reactor (BCR) | No pre-treatment | Formosa 1 Adit discharge | N | BCR without pre-treatment | Aerobic polishing cell (APC) | Data not provided | Pilot | July 2013- October 2013 | Barium | Ba, dissolved | mg/L | N | N/A | [9 empty] | 0.257 | 0.017 | -1411.7647 | Data not provided | Data not provided | Data not provided | Data not provided | Data not provided | Data not provided | Data not provided | Data not provided | Data not provided | Effluent | 6.44 | 0.82 | mg/L | 18.16 | °C | Data not provided | N/A | Data not provided | N/A | -162.9 | mV | 8045 | µS/cm | None | N/A | Data not provided | Data not provided | Data not provided | Data not provided | Data not provided | Data not provided | Y | The necessity and effectiveness of pre‐treatment to condition the water for BCR treatment, MIW loading rate for each BCR medium to achieve effective metal reduction and pH neutralization, Metals removal efficiency (MRE) and sulfate reduction rate for assessing reduction of contaminant toxicity, mass, and volume, through treatment using BCRs, Residuals generation rates (i.e. sludge from precipitation) for operation and maintenance (O&M) consideration, Replacement rate for spent treatment media (substrate for biochemical reactor or limestone in a pre‐treatment process) for O&M consideration, Impacts of wet weather on the treatment effectiveness and how the BCRs would respond to such changes | Data not provided | Data not provided | Data not provided | Data not provided | Data not provided | Data not provided | Data not provided
Final Treatability Study Technical Memorandum Formosa Mine Superfund Site Douglas County, Oregon | FORMOSA MINE | ORN001002616 | N/A | OU2 | BCR3 01-03 | Abandoned | Sulfate-reducing bacteria (SRB) BCR with SAPS pre-treatment | Passive | Biochemical reactor (BCR) | Pre-treatment | Formosa 1 Adit discharge | Y | Entire system | Aerobic polishing cell (APC) | Data not provided | Pilot | July 2013- October 2013 | Barium | Ba, total | mg/L | N | N/A | 0.018 | 0.176 | -877.7778 | [9 empty] | Data not provided | Data not provided | Data not provided | Data not provided | Data not provided | Data not provided | Data not provided | Data not provided | Data not provided | Influent | 3.3 | 1.59 | mg/L | 10.71 | °C | Data not provided | N/A | Data not provided | N/A | 397.6 | mV | 1541 | µS/cm | None | N/A | Data not provided | Data not provided | Data not provided | Data not provided | Data not provided | Data not provided | Y | The necessity and effectiveness of pre‐treatment to condition the water for BCR treatment, MIW loading rate for each BCR medium to achieve effective metal reduction and pH neutralization, Metals removal efficiency (MRE) and sulfate reduction rate for assessing reduction of contaminant toxicity, mass, and volume, through treatment using BCRs, Residuals generation rates (i.e. sludge from precipitation) for operation and maintenance (O&M) consideration, Replacement rate for spent treatment media (substrate for biochemical reactor or limestone in a pre‐treatment process) for O&M consideration, Impacts of wet weather on the treatment effectiveness and how the BCRs would respond to such changes | Data not provided | Data not provided | Data not provided | Data not provided | Data not provided | Data not provided | Data not provided
Final Treatability Study Technical Memorandum Formosa Mine Superfund Site Douglas County, Oregon | FORMOSA MINE | ORN001002616 | N/A | OU2 | BCR3 01-03 | Abandoned | Sulfate-reducing bacteria (SRB) BCR with SAPS pre-treatment | Passive | Biochemical reactor (BCR) | Pre-treatment | Formosa 1 Adit discharge | Y | Entire system | Aerobic polishing cell (APC) | Data not provided | Pilot | July 2013- October 2013 | Barium | Ba, dissolved | mg/L | N | N/A | [6 empty] | 0.283 | 0.0172 | -1545.3488 |  |  |  | Data not provided | Data not provided | Data not provided | Data not provided | Data not provided | Data not provided | Data not provided | Data not provided | Data not provided | Effluent | 6.41 | 0.13 | mg/L | 20.83 | °C | Data not provided | N/A | Data not provided | N/A | 149.5 | mV | 7404 | µS/cm | None | N/A | Data not provided | Data not provided | Data not provided | Data not provided | Data not provided | Data not provided | Y | The necessity and effectiveness of pre‐treatment to condition the water for BCR treatment, MIW loading rate for each BCR medium to achieve effective metal reduction and pH neutralization, Metals removal efficiency (MRE) and sulfate reduction rate for assessing reduction of contaminant toxicity, mass, and volume, through treatment using BCRs, Residuals generation rates (i.e. sludge from precipitation) for operation and maintenance (O&M) consideration, Replacement rate for spent treatment media (substrate for biochemical reactor or limestone in a pre‐treatment process) for O&M consideration, Impacts of wet weather on the treatment effectiveness and how the BCRs would respond to such changes | Data not provided | Data not provided | Data not provided | Data not provided | Data not provided | Data not provided | Data not provided
Final Treatability Study Technical Memorandum Formosa Mine Superfund Site Douglas County, Oregon | FORMOSA MINE | ORN001002616 | N/A | OU2 | BCR4 01-04 | Abandoned | Sulfate-reducing bacteria (SRB) BCR with SAPS pre-treatment | Passive | Biochemical reactor (BCR) | Pre-treatment | Formosa 1 Adit discharge | Y | Entire system | Aerobic polishing cell (APC) | Data not provided | Pilot | July 2013- October 2013 | Barium | Ba, total | mg/L | N | N/A | 0.018 | 0.406 | -2155.5556 | [9 empty] | Data not provided | Data not provided | Data not provided | Data not provided | Data not provided | Data not provided | Data not provided | Data not provided | Data not provided | Influent | 3.3 | 1.59 | mg/L | 10.71 | °C | Data not provided | N/A | Data not provided | N/A | 397.6 | mV | 1541 | µS/cm | None | N/A | Data not provided | Data not provided | Data not provided | Data not provided | Data not provided | Data not provided | Y | The necessity and effectiveness of pre‐treatment to condition the water for BCR treatment, MIW loading rate for each BCR medium to achieve effective metal reduction and pH neutralization, Metals removal efficiency (MRE) and sulfate reduction rate for assessing reduction of contaminant toxicity, mass, and volume, through treatment using BCRs, Residuals generation rates (i.e. sludge from precipitation) for operation and maintenance (O&M) consideration, Replacement rate for spent treatment media (substrate for biochemical reactor or limestone in a pre‐treatment process) for O&M consideration, Impacts of wet weather on the treatment effectiveness and how the BCRs would respond to such changes | Data not provided | Data not provided | Data not provided | Data not provided | Data not provided | Data not provided | Data not provided
Final Treatability Study Technical Memorandum Formosa Mine Superfund Site Douglas County, Oregon | FORMOSA MINE | ORN001002616 | N/A | OU2 | BCR4 01-04 | Abandoned | Sulfate-reducing bacteria (SRB) BCR with SAPS pre-treatment | Passive | Biochemical reactor (BCR) | Pre-treatment | Formosa 1 Adit discharge | Y | Entire system | Aerobic polishing cell (APC) | Data not provided | Pilot | July 2013- October 2013 | Barium | Ba, dissolved | mg/L | N | N/A | [9 empty] | 0.295 | 0.017 | -1635.2941 | Data not provided | Data not provided | Data not provided | Data not provided | Data not provided | Data not provided | Data not provided | Data not provided | Data not provided | Effluent | 6.26 | 0.9 | mg/L | 17.98 | °C | Data not provided | N/A | Data not provided | N/A | -167.9 | mV | 9600 | µS/cm | None | N/A | Data not provided | Data not provided | Data not provided | Data not provided | Data not provided | Data not provided | Y | The necessity and effectiveness of pre‐treatment to condition the water for BCR treatment, MIW loading rate for each BCR medium to achieve effective metal reduction and pH neutralization, Metals removal efficiency (MRE) and sulfate reduction rate for assessing reduction of contaminant toxicity, mass, and volume, through treatment using BCRs, Residuals generation rates (i.e. sludge from precipitation) for operation and maintenance (O&M) consideration, Replacement rate for spent treatment media (substrate for biochemical reactor or limestone in a pre‐treatment process) for O&M consideration, Impacts of wet weather on the treatment effectiveness and how the BCRs would respond to such changes | Data not provided | Data not provided | Data not provided | Data not provided | Data not provided | Data not provided | Data not provided
Final Treatability Study Technical Memorandum Formosa Mine Superfund Site Douglas County, Oregon | FORMOSA MINE | ORN001002616 | N/A | OU2 | BCR5 01-05 | Abandoned | Sulfate-reducing bacteria (SRB) BCR with ChitoRem pre-treatment | Passive | Biochemical reactor (BCR) | Pre-treatment | Formosa 1 Adit discharge | Y | Entire system | Aerobic polishing cell (APC) | Data not provided | Pilot | July 2013- October 2013 | Barium | Ba, total | mg/L | N | N/A | 0.018 | 0.276 | -1433.3333 | [9 empty] | Data not provided | Data not provided | Data not provided | Data not provided | Data not provided | Data not provided | Data not provided | Data not provided | Data not provided | Influent | 3.3 | 1.59 | mg/L | 10.71 | °C | Data not provided | N/A | Data not provided | N/A | 397.6 | mV | 1541 | µS/cm | None | N/A | Data not provided | Data not provided | Data not provided | Data not provided | Data not provided | Data not provided | Y | The necessity and effectiveness of pre‐treatment to condition the water for BCR treatment, MIW loading rate for each BCR medium to achieve effective metal reduction and pH neutralization, Metals removal efficiency (MRE) and sulfate reduction rate for assessing reduction of contaminant toxicity, mass, and volume, through treatment using BCRs, Residuals generation rates (i.e. sludge from precipitation) for operation and maintenance (O&M) consideration, Replacement rate for spent treatment media (substrate for biochemical reactor or limestone in a pre‐treatment process) for O&M consideration, Impacts of wet weather on the treatment effectiveness and how the BCRs would respond to such changes | Data not provided | Data not provided | Data not provided | Data not provided | Data not provided | Data not provided | Data not provided
Final Treatability Study Technical Memorandum Formosa Mine Superfund Site Douglas County, Oregon | FORMOSA MINE | ORN001002616 | N/A | OU2 | BCR5 01-05 | Abandoned | Sulfate-reducing bacteria (SRB) BCR with ChitoRem pre-treatment | Passive | Biochemical reactor (BCR) | Pre-treatment | Formosa 1 Adit discharge | Y | Entire system | Aerobic polishing cell (APC) | Data not provided | Pilot | July 2013- October 2013 | Barium | Ba, dissolved | mg/L | N | N/A | [9 empty] | 0.174 | 0.017 | -923.5294 | Data not provided | Data not provided | Data not provided | Data not provided | Data not provided | Data not provided | Data not provided | Data not provided | Data not provided | Effluent | 6.19 | 0.56 | mg/L | 19.18 | °C | Data not provided | N/A | Data not provided | N/A | -216.4 | mV | 2766 | µS/cm | None | N/A | Data not provided | Data not provided | Data not provided | Data not provided | Data not provided | Data not provided | Y | The necessity and effectiveness of pre‐treatment to condition the water for BCR treatment, MIW loading rate for each BCR medium to achieve effective metal reduction and pH neutralization, Metals removal efficiency (MRE) and sulfate reduction rate for assessing reduction of contaminant toxicity, mass, and volume, through treatment using BCRs, Residuals generation rates (i.e. sludge from precipitation) for operation and maintenance (O&M) consideration, Replacement rate for spent treatment media (substrate for biochemical reactor or limestone in a pre‐treatment process) for O&M consideration, Impacts of wet weather on the treatment effectiveness and how the BCRs would respond to such changes | Data not provided | Data not provided | Data not provided | Data not provided | Data not provided | Data not provided | Data not provided
Final Treatability Study Technical Memorandum Formosa Mine Superfund Site Douglas County, Oregon | FORMOSA MINE | ORN001002616 | N/A | OU2 | BCR6 01-06 | Abandoned | Sulfate-reducing bacteria (SRB) BCR with ChitoRem pre-treatment | Passive | Biochemical reactor (BCR) | Pre-treatment | Formosa 1 Adit discharge | Y | Entire system | Aerobic polishing cell (APC) | Data not provided | Pilot | July 2013- October 2013 | Barium | Ba, total | mg/L | N | N/A | 0.018 | 0.474 | -2533.3333 | [9 empty] | Data not provided | Data not provided | Data not provided | Data not provided | Data not provided | Data not provided | Data not provided | Data not provided | Data not provided | Influent | 3.3 | 1.59 | mg/L | 10.71 | °C | Data not provided | N/A | Data not provided | N/A | 397.6 | mV | 1541 | µS/cm | None | N/A | Data not provided | Data not provided | Data not provided | Data not provided | Data not provided | Data not provided | Y | The necessity and effectiveness of pre‐treatment to condition the water for BCR treatment, MIW loading rate for each BCR medium to achieve effective metal reduction and pH neutralization, Metals removal efficiency (MRE) and sulfate reduction rate for assessing reduction of contaminant toxicity, mass, and volume, through treatment using BCRs, Residuals generation rates (i.e. sludge from precipitation) for operation and maintenance (O&M) consideration, Replacement rate for spent treatment media (substrate for biochemical reactor or limestone in a pre‐treatment process) for O&M consideration, Impacts of wet weather on the treatment effectiveness and how the BCRs would respond to such changes | Data not provided | Data not provided | Data not provided | Data not provided | Data not provided | Data not provided | Data not provided
Final Treatability Study Technical Memorandum Formosa Mine Superfund Site Douglas County, Oregon | FORMOSA MINE | ORN001002616 | N/A | OU2 | BCR1 01-01 | Abandoned | Sulfate-reducing bacteria (SRB) BCR without pre-treatment | Passive | Biochemical reactor (BCR) | No pre-treatment | Formosa 1 Adit discharge | N | BCR without pre-treatment | Aerobic polishing cell (APC) | Data not provided | Pilot | July 2013- October 2013 | Calcium | Ca, total | mg/L | N | N/A | 117 | 194 | -65.812 | [9 empty] | Data not provided | Data not provided | Data not provided | Data not provided | Data not provided | Data not provided | Data not provided | Data not provided | Data not provided | Influent | 3.51 | 1.1 | mg/L | 10.13 | °C | Data not provided | N/A | Data not provided | N/A | 320.9 | mV | 1532 | µS/cm | None | N/A | Data not provided | Data not provided | Data not provided | Data not provided | Data not provided | Data not provided | Y | The necessity and effectiveness of pre‐treatment to condition the water for BCR treatment, MIW loading rate for each BCR medium to achieve effective metal reduction and pH neutralization, Metals removal efficiency (MRE) and sulfate reduction rate for assessing reduction of contaminant toxicity, mass, and volume, through treatment using BCRs, Residuals generation rates (i.e. sludge from precipitation) for operation and maintenance (O&M) consideration, Replacement rate for spent treatment media (substrate for biochemical reactor or limestone in a pre‐treatment process) for O&M consideration, Impacts of wet weather on the treatment effectiveness and how the BCRs would respond to such changes | Data not provided | Data not provided | Data not provided | Data not provided | Data not provided | Data not provided | Data not provided
Final Treatability Study Technical Memorandum Formosa Mine Superfund Site Douglas County, Oregon | FORMOSA MINE | ORN001002616 | N/A | OU2 | BCR1 01-01 | Abandoned | Sulfate-reducing bacteria (SRB) BCR without pre-treatment | Passive | Biochemical reactor (BCR) | No pre-treatment | Formosa 1 Adit discharge | N | BCR without pre-treatment | Aerobic polishing cell (APC) | Data not provided | Pilot | July 2013- October 2013 | Calcium | Ca, total | mg/L | N | N/A | [6 empty] | 241 | 96.6 | -149.4824 |  |  |  | Data not provided | Data not provided | Data not provided | Data not provided | Data not provided | Data not provided | Data not provided | Data not provided | Data not provided | Effluent | 6.25 | 0.11 | mg/L | 21.04 | °C | Data not provided | N/A | Data not provided | N/A | -158.5 | mV | 3928 | µS/cm | None | N/A | Data not provided | Data not provided | Data not provided | Data not provided | Data not provided | Data not provided | Y | The necessity and effectiveness of pre‐treatment to condition the water for BCR treatment, MIW loading rate for each BCR medium to achieve effective metal reduction and pH neutralization, Metals removal efficiency (MRE) and sulfate reduction rate for assessing reduction of contaminant toxicity, mass, and volume, through treatment using BCRs, Residuals generation rates (i.e. sludge from precipitation) for operation and maintenance (O&M) consideration, Replacement rate for spent treatment media (substrate for biochemical reactor or limestone in a pre‐treatment process) for O&M consideration, Impacts of wet weather on the treatment effectiveness and how the BCRs would respond to such changes | Data not provided | Data not provided | Data not provided | Data not provided | Data not provided | Data not provided | Data not provided
Final Treatability Study Technical Memorandum Formosa Mine Superfund Site Douglas County, Oregon | FORMOSA MINE | ORN001002616 | N/A | OU2 | BCR1 01-01 | Abandoned | Sulfate-reducing bacteria (SRB) BCR without pre-treatment | Passive | Biochemical reactor (BCR) | No pre-treatment | Formosa 1 Adit discharge | N | BCR without pre-treatment | Aerobic polishing cell (APC) | Data not provided | Pilot | July 2013- October 2013 | Calcium | Ca, total | mg/L | N | N/A | [9 empty] | 194 | 117 | -65.812 | Data not provided | Data not provided | Data not provided | Data not provided | Data not provided | Data not provided | Data not provided | Data not provided | Data not provided | Effluent | 5.9 | 1.91 | mg/L | 16.56 | °C | Data not provided | N/A | Data not provided | N/A | -21.4 | mV | 1215 | µS/cm | None | N/A | Data not provided | Data not provided | Data not provided | Data not provided | Data not provided | Data not provided | Y | The necessity and effectiveness of pre‐treatment to condition the water for BCR treatment, MIW loading rate for each BCR medium to achieve effective metal reduction and pH neutralization, Metals removal efficiency (MRE) and sulfate reduction rate for assessing reduction of contaminant toxicity, mass, and volume, through treatment using BCRs, Residuals generation rates (i.e. sludge from precipitation) for operation and maintenance (O&M) consideration, Replacement rate for spent treatment media (substrate for biochemical reactor or limestone in a pre‐treatment process) for O&M consideration, Impacts of wet weather on the treatment effectiveness and how the BCRs would respond to such changes | Data not provided | Data not provided | Data not provided | Data not provided | Data not provided | Data not provided | Data not provided
Final Treatability Study Technical Memorandum Formosa Mine Superfund Site Douglas County, Oregon | FORMOSA MINE | ORN001002616 | N/A | OU2 | BCR1 01-01 | Abandoned | Sulfate-reducing bacteria (SRB) BCR without pre-treatment | Passive | Biochemical reactor (BCR) | No pre-treatment | Formosa 1 Adit discharge | N | BCR without pre-treatment | Aerobic polishing cell (APC) | Data not provided | Pilot | July 2013- October 2013 | Calcium | Ca, dissolved | mg/L | N | N/A | 112 | 188 | -67.8571 | [9 empty] | Data not provided | Data not provided | Data not provided | Data not provided | Data not provided | Data not provided | Data not provided | Data not provided | Data not provided | Influent | 3.26 | 1.1 | mg/L | 10.13 | °C | Data not provided | N/A | Data not provided | N/A | 320.9 | mV | 1532 | µS/cm | None | N/A | Data not provided | Data not provided | Data not provided | Data not provided | Data not provided | Data not provided | Y | The necessity and effectiveness of pre‐treatment to condition the water for BCR treatment, MIW loading rate for each BCR medium to achieve effective metal reduction and pH neutralization, Metals removal efficiency (MRE) and sulfate reduction rate for assessing reduction of contaminant toxicity, mass, and volume, through treatment using BCRs, Residuals generation rates (i.e. sludge from precipitation) for operation and maintenance (O&M) consideration, Replacement rate for spent treatment media (substrate for biochemical reactor or limestone in a pre‐treatment process) for O&M consideration, Impacts of wet weather on the treatment effectiveness and how the BCRs would respond to such changes | Data not provided | Data not provided | Data not provided | Data not provided | Data not provided | Data not provided | Data not provided
Final Treatability Study Technical Memorandum Formosa Mine Superfund Site Douglas County, Oregon | FORMOSA MINE | ORN001002616 | N/A | OU2 | BCR1 01-01 | Abandoned | Sulfate-reducing bacteria (SRB) BCR without pre-treatment | Passive | Biochemical reactor (BCR) | No pre-treatment | Formosa 1 Adit discharge | N | BCR without pre-treatment | Aerobic polishing cell (APC) | Data not provided | Pilot | July 2013- October 2013 | Calcium | Ca, dissolved | mg/L | N | N/A |  |  |  | 98 | 238 | -142.8571 | [6 empty] | Data not provided | Data not provided | Data not provided | Data not provided | Data not provided | Data not provided | Data not provided | Data not provided | Data not provided | Influent | 3.34 | 2.04 | mg/L | 13.17 | °C | Data not provided | N/A | Data not provided | N/A | 389.1 | mV | 1470 | µS/cm | None | N/A | Data not provided | Data not provided | Data not provided | Data not provided | Data not provided | Data not provided | Y | The necessity and effectiveness of pre‐treatment to condition the water for BCR treatment, MIW loading rate for each BCR medium to achieve effective metal reduction and pH neutralization, Metals removal efficiency (MRE) and sulfate reduction rate for assessing reduction of contaminant toxicity, mass, and volume, through treatment using BCRs, Residuals generation rates (i.e. sludge from precipitation) for operation and maintenance (O&M) consideration, Replacement rate for spent treatment media (substrate for biochemical reactor or limestone in a pre‐treatment process) for O&M consideration, Impacts of wet weather on the treatment effectiveness and how the BCRs would respond to such changes | Data not provided | Data not provided | Data not provided | Data not provided | Data not provided | Data not provided | Data not provided
Final Treatability Study Technical Memorandum Formosa Mine Superfund Site Douglas County, Oregon | FORMOSA MINE | ORN001002616 | N/A | OU2 | BCR1 01-01 | Abandoned | Sulfate-reducing bacteria (SRB) BCR without pre-treatment | Passive | Biochemical reactor (BCR) | No pre-treatment | Formosa 1 Adit discharge | N | BCR without pre-treatment | Aerobic polishing cell (APC) | Data not provided | Pilot | July 2013- October 2013 | Calcium | Ca, dissolved | mg/L | N | N/A | [6 empty] | 238 | 98 | -142.8571 |  |  |  | Data not provided | Data not provided | Data not provided | Data not provided | Data not provided | Data not provided | Data not provided | Data not provided | Data not provided | Effluent | 6.25 | 0.11 | mg/L | 21.04 | °C | Data not provided | N/A | Data not provided | N/A | -158.5 | mV | 3928 | µS/cm | None | N/A | Data not provided | Data not provided | Data not provided | Data not provided | Data not provided | Data not provided | Y | The necessity and effectiveness of pre‐treatment to condition the water for BCR treatment, MIW loading rate for each BCR medium to achieve effective metal reduction and pH neutralization, Metals removal efficiency (MRE) and sulfate reduction rate for assessing reduction of contaminant toxicity, mass, and volume, through treatment using BCRs, Residuals generation rates (i.e. sludge from precipitation) for operation and maintenance (O&M) consideration, Replacement rate for spent treatment media (substrate for biochemical reactor or limestone in a pre‐treatment process) for O&M consideration, Impacts of wet weather on the treatment effectiveness and how the BCRs would respond to such changes | Data not provided | Data not provided | Data not provided | Data not provided | Data not provided | Data not provided | Data not provided
Final Treatability Study Technical Memorandum Formosa Mine Superfund Site Douglas County, Oregon | FORMOSA MINE | ORN001002616 | N/A | OU2 | BCR1 01-01 | Abandoned | Sulfate-reducing bacteria (SRB) BCR without pre-treatment | Passive | Biochemical reactor (BCR) | No pre-treatment | Formosa 1 Adit discharge | N | BCR without pre-treatment | Aerobic polishing cell (APC) | Data not provided | Pilot | July 2013- October 2013 | Calcium | Ca, dissolved | mg/L | N | N/A | [9 empty] | 181 | 102 | -77.451 | Data not provided | Data not provided | Data not provided | Data not provided | Data not provided | Data not provided | Data not provided | Data not provided | Data not provided | Effluent | 5.62 | 0.42 | mg/L | 15.49 | °C | Data not provided | N/A | Data not provided | N/A | 53.5 | mV | 1196 | µS/cm | None | N/A | Data not provided | Data not provided | Data not provided | Data not provided | Data not provided | Data not provided | Y | The necessity and effectiveness of pre‐treatment to condition the water for BCR treatment, MIW loading rate for each BCR medium to achieve effective metal reduction and pH neutralization, Metals removal efficiency (MRE) and sulfate reduction rate for assessing reduction of contaminant toxicity, mass, and volume, through treatment using BCRs, Residuals generation rates (i.e. sludge from precipitation) for operation and maintenance (O&M) consideration, Replacement rate for spent treatment media (substrate for biochemical reactor or limestone in a pre‐treatment process) for O&M consideration, Impacts of wet weather on the treatment effectiveness and how the BCRs would respond to such changes | Data not provided | Data not provided | Data not provided | Data not provided | Data not provided | Data not provided | Data not provided
Final Treatability Study Technical Memorandum Formosa Mine Superfund Site Douglas County, Oregon | FORMOSA MINE | ORN001002616 | N/A | OU2 | BCR2 01-02 | Abandoned | Sulfate-reducing bacteria (SRB) BCR without pre-treatment | Passive | Biochemical reactor (BCR) | No pre-treatment | Formosa 1 Adit discharge | N | BCR without pre-treatment | Aerobic polishing cell (APC) | Data not provided | Pilot | July 2013- October 2013 | Calcium | Ca, total | mg/L | N | N/A | 117 | 1654 | -1313.6752 | [9 empty] | Data not provided | Data not provided | Data not provided | Data not provided | Data not provided | Data not provided | Data not provided | Data not provided | Data not provided | Influent | 3.51 | 1.1 | mg/L | 10.13 | °C | Data not provided | N/A | Data not provided | N/A | 320.9 | mV | 1532 | µS/cm | None | N/A | Data not provided | Data not provided | Data not provided | Data not provided | Data not provided | Data not provided | Y | The necessity and effectiveness of pre‐treatment to condition the water for BCR treatment, MIW loading rate for each BCR medium to achieve effective metal reduction and pH neutralization, Metals removal efficiency (MRE) and sulfate reduction rate for assessing reduction of contaminant toxicity, mass, and volume, through treatment using BCRs, Residuals generation rates (i.e. sludge from precipitation) for operation and maintenance (O&M) consideration, Replacement rate for spent treatment media (substrate for biochemical reactor or limestone in a pre‐treatment process) for O&M consideration, Impacts of wet weather on the treatment effectiveness and how the BCRs would respond to such changes | Data not provided | Data not provided | Data not provided | Data not provided | Data not provided | Data not provided | Data not provided
Final Treatability Study Technical Memorandum Formosa Mine Superfund Site Douglas County, Oregon | FORMOSA MINE | ORN001002616 | N/A | OU2 | BCR2 01-02 | Abandoned | Sulfate-reducing bacteria (SRB) BCR without pre-treatment | Passive | Biochemical reactor (BCR) | No pre-treatment | Formosa 1 Adit discharge | N | BCR without pre-treatment | Aerobic polishing cell (APC) | Data not provided | Pilot | July 2013- October 2013 | Calcium | Ca, total | mg/L | N | N/A | [6 empty] | 3020 | 96.6 | -3026.294 |  |  |  | Data not provided | Data not provided | Data not provided | Data not provided | Data not provided | Data not provided | Data not provided | Data not provided | Data not provided | Effluent | 6.64 | 0.29 | mg/L | 21.63 | °C | Data not provided | N/A | Data not provided | N/A | -195.4 | mV | 35860 | µS/cm | None | N/A | Data not provided | Data not provided | Data not provided | Data not provided | Data not provided | Data not provided | Y | The necessity and effectiveness of pre‐treatment to condition the water for BCR treatment, MIW loading rate for each BCR medium to achieve effective metal reduction and pH neutralization, Metals removal efficiency (MRE) and sulfate reduction rate for assessing reduction of contaminant toxicity, mass, and volume, through treatment using BCRs, Residuals generation rates (i.e. sludge from precipitation) for operation and maintenance (O&M) consideration, Replacement rate for spent treatment media (substrate for biochemical reactor or limestone in a pre‐treatment process) for O&M consideration, Impacts of wet weather on the treatment effectiveness and how the BCRs would respond to such changes | Data not provided | Data not provided | Data not provided | Data not provided | Data not provided | Data not provided | Data not provided
Final Treatability Study Technical Memorandum Formosa Mine Superfund Site Douglas County, Oregon | FORMOSA MINE | ORN001002616 | N/A | OU2 | BCR2 01-02 | Abandoned | Sulfate-reducing bacteria (SRB) BCR without pre-treatment | Passive | Biochemical reactor (BCR) | No pre-treatment | Formosa 1 Adit discharge | N | BCR without pre-treatment | Aerobic polishing cell (APC) | Data not provided | Pilot | July 2013- October 2013 | Calcium | Ca, total | mg/L | N | N/A | [9 empty] | 703 | 106 | -563.2075 | Data not provided | Data not provided | Data not provided | Data not provided | Data not provided | Data not provided | Data not provided | Data not provided | Data not provided | Effluent | 6.54 | 0.27 | mg/L | 15.09 | °C | Data not provided | N/A | Data not provided | N/A | -181 | mV | 4367 | µS/cm | None | N/A | Data not provided | Data not provided | Data not provided | Data not provided | Data not provided | Data not provided | Y | The necessity and effectiveness of pre‐treatment to condition the water for BCR treatment, MIW loading rate for each BCR medium to achieve effective metal reduction and pH neutralization, Metals removal efficiency (MRE) and sulfate reduction rate for assessing reduction of contaminant toxicity, mass, and volume, through treatment using BCRs, Residuals generation rates (i.e. sludge from precipitation) for operation and maintenance (O&M) consideration, Replacement rate for spent treatment media (substrate for biochemical reactor or limestone in a pre‐treatment process) for O&M consideration, Impacts of wet weather on the treatment effectiveness and how the BCRs would respond to such changes | Data not provided | Data not provided | Data not provided | Data not provided | Data not provided | Data not provided | Data not provided
Final Treatability Study Technical Memorandum Formosa Mine Superfund Site Douglas County, Oregon | FORMOSA MINE | ORN001002616 | N/A | OU2 | BCR2 01-02 | Abandoned | Sulfate-reducing bacteria (SRB) BCR without pre-treatment | Passive | Biochemical reactor (BCR) | No pre-treatment | Formosa 1 Adit discharge | N | BCR without pre-treatment | Aerobic polishing cell (APC) | Data not provided | Pilot | July 2013- October 2013 | Calcium | Ca, dissolved | mg/L | N | N/A | 112 | 1530 | -1266.0714 | [9 empty] | Data not provided | Data not provided | Data not provided | Data not provided | Data not provided | Data not provided | Data not provided | Data not provided | Data not provided | Influent | 3.26 | 1.1 | mg/L | 10.13 | °C | Data not provided | N/A | Data not provided | N/A | 320.9 | mV | 1532 | µS/cm | None | N/A | Data not provided | Data not provided | Data not provided | Data not provided | Data not provided | Data not provided | Y | The necessity and effectiveness of pre‐treatment to condition the water for BCR treatment, MIW loading rate for each BCR medium to achieve effective metal reduction and pH neutralization, Metals removal efficiency (MRE) and sulfate reduction rate for assessing reduction of contaminant toxicity, mass, and volume, through treatment using BCRs, Residuals generation rates (i.e. sludge from precipitation) for operation and maintenance (O&M) consideration, Replacement rate for spent treatment media (substrate for biochemical reactor or limestone in a pre‐treatment process) for O&M consideration, Impacts of wet weather on the treatment effectiveness and how the BCRs would respond to such changes | Data not provided | Data not provided | Data not provided | Data not provided | Data not provided | Data not provided | Data not provided
Final Treatability Study Technical Memorandum Formosa Mine Superfund Site Douglas County, Oregon | FORMOSA MINE | ORN001002616 | N/A | OU2 | BCR2 01-02 | Abandoned | Sulfate-reducing bacteria (SRB) BCR without pre-treatment | Passive | Biochemical reactor (BCR) | No pre-treatment | Formosa 1 Adit discharge | N | BCR without pre-treatment | Aerobic polishing cell (APC) | Data not provided | Pilot | July 2013- October 2013 | Calcium | Ca, dissolved | mg/L | N | N/A |  |  |  | 98 | 3390 | -3359.1837 | [6 empty] | Data not provided | Data not provided | Data not provided | Data not provided | Data not provided | Data not provided | Data not provided | Data not provided | Data not provided | Influent | 3.34 | 2.04 | mg/L | 13.17 | °C | Data not provided | N/A | Data not provided | N/A | 389.1 | mV | 1470 | µS/cm | None | N/A | Data not provided | Data not provided | Data not provided | Data not provided | Data not provided | Data not provided | Y | The necessity and effectiveness of pre‐treatment to condition the water for BCR treatment, MIW loading rate for each BCR medium to achieve effective metal reduction and pH neutralization, Metals removal efficiency (MRE) and sulfate reduction rate for assessing reduction of contaminant toxicity, mass, and volume, through treatment using BCRs, Residuals generation rates (i.e. sludge from precipitation) for operation and maintenance (O&M) consideration, Replacement rate for spent treatment media (substrate for biochemical reactor or limestone in a pre‐treatment process) for O&M consideration, Impacts of wet weather on the treatment effectiveness and how the BCRs would respond to such changes | Data not provided | Data not provided | Data not provided | Data not provided | Data not provided | Data not provided | Data not provided
Final Treatability Study Technical Memorandum Formosa Mine Superfund Site Douglas County, Oregon | FORMOSA MINE | ORN001002616 | N/A | OU2 | BCR2 01-02 | Abandoned | Sulfate-reducing bacteria (SRB) BCR without pre-treatment | Passive | Biochemical reactor (BCR) | No pre-treatment | Formosa 1 Adit discharge | N | BCR without pre-treatment | Aerobic polishing cell (APC) | Data not provided | Pilot | July 2013- October 2013 | Calcium | Ca, dissolved | mg/L | N | N/A | [6 empty] | 3390 | 98 | -3359.1837 |  |  |  | Data not provided | Data not provided | Data not provided | Data not provided | Data not provided | Data not provided | Data not provided | Data not provided | Data not provided | Effluent | 6.64 | 0.29 | mg/L | 21.63 | °C | Data not provided | N/A | Data not provided | N/A | -195.4 | mV | 35860 | µS/cm | None | N/A | Data not provided | Data not provided | Data not provided | Data not provided | Data not provided | Data not provided | Y | The necessity and effectiveness of pre‐treatment to condition the water for BCR treatment, MIW loading rate for each BCR medium to achieve effective metal reduction and pH neutralization, Metals removal efficiency (MRE) and sulfate reduction rate for assessing reduction of contaminant toxicity, mass, and volume, through treatment using BCRs, Residuals generation rates (i.e. sludge from precipitation) for operation and maintenance (O&M) consideration, Replacement rate for spent treatment media (substrate for biochemical reactor or limestone in a pre‐treatment process) for O&M consideration, Impacts of wet weather on the treatment effectiveness and how the BCRs would respond to such changes | Data not provided | Data not provided | Data not provided | Data not provided | Data not provided | Data not provided | Data not provided
Final Treatability Study Technical Memorandum Formosa Mine Superfund Site Douglas County, Oregon | FORMOSA MINE | ORN001002616 | N/A | OU2 | BCR2 01-02 | Abandoned | Sulfate-reducing bacteria (SRB) BCR without pre-treatment | Passive | Biochemical reactor (BCR) | No pre-treatment | Formosa 1 Adit discharge | N | BCR without pre-treatment | Aerobic polishing cell (APC) | Data not provided | Pilot | July 2013- October 2013 | Calcium | Ca, dissolved | mg/L | N | N/A | [9 empty] | 766 | 102 | -650.9804 | Data not provided | Data not provided | Data not provided | Data not provided | Data not provided | Data not provided | Data not provided | Data not provided | Data not provided | Effluent | 6.34 | 0.27 | mg/L | 15.09 | °C | Data not provided | N/A | Data not provided | N/A | -181 | mV | 4367 | µS/cm | None | N/A | Data not provided | Data not provided | Data not provided | Data not provided | Data not provided | Data not provided | Y | The necessity and effectiveness of pre‐treatment to condition the water for BCR treatment, MIW loading rate for each BCR medium to achieve effective metal reduction and pH neutralization, Metals removal efficiency (MRE) and sulfate reduction rate for assessing reduction of contaminant toxicity, mass, and volume, through treatment using BCRs, Residuals generation rates (i.e. sludge from precipitation) for operation and maintenance (O&M) consideration, Replacement rate for spent treatment media (substrate for biochemical reactor or limestone in a pre‐treatment process) for O&M consideration, Impacts of wet weather on the treatment effectiveness and how the BCRs would respond to such changes | Data not provided | Data not provided | Data not provided | Data not provided | Data not provided | Data not provided | Data not provided
Final Treatability Study Technical Memorandum Formosa Mine Superfund Site Douglas County, Oregon | FORMOSA MINE | ORN001002616 | N/A | OU2 | BCR3 01-03 | Abandoned | Sulfate-reducing bacteria (SRB) BCR with SAPS pre-treatment | Passive | Biochemical reactor (BCR) | Pre-treatment | Formosa 1 Adit discharge | Y | Entire system | Aerobic polishing cell (APC) | Data not provided | Pilot | July 2013- October 2013 | Calcium | Ca, total | mg/L | N | N/A | 117 | 244 | -108.547 | [9 empty] | Data not provided | Data not provided | Data not provided | Data not provided | Data not provided | Data not provided | Data not provided | Data not provided | Data not provided | Influent | 3.51 | 1.1 | mg/L | 10.13 | °C | Data not provided | N/A | Data not provided | N/A | 320.9 | mV | 1532 | µS/cm | None | N/A | Data not provided | Data not provided | Data not provided | Data not provided | Data not provided | Data not provided | Y | The necessity and effectiveness of pre‐treatment to condition the water for BCR treatment, MIW loading rate for each BCR medium to achieve effective metal reduction and pH neutralization, Metals removal efficiency (MRE) and sulfate reduction rate for assessing reduction of contaminant toxicity, mass, and volume, through treatment using BCRs, Residuals generation rates (i.e. sludge from precipitation) for operation and maintenance (O&M) consideration, Replacement rate for spent treatment media (substrate for biochemical reactor or limestone in a pre‐treatment process) for O&M consideration, Impacts of wet weather on the treatment effectiveness and how the BCRs would respond to such changes | Data not provided | Data not provided | Data not provided | Data not provided | Data not provided | Data not provided | Data not provided
Final Treatability Study Technical Memorandum Formosa Mine Superfund Site Douglas County, Oregon | FORMOSA MINE | ORN001002616 | N/A | OU2 | BCR3 01-03 | Abandoned | Sulfate-reducing bacteria (SRB) BCR with SAPS pre-treatment | Passive | Biochemical reactor (BCR) | Pre-treatment | Formosa 1 Adit discharge | Y | Entire system | Aerobic polishing cell (APC) | Data not provided | Pilot | July 2013- October 2013 | Calcium | Ca, total | mg/L | N | N/A | [6 empty] | 397 | 96.6 | -310.9731 |  |  |  | Data not provided | Data not provided | Data not provided | Data not provided | Data not provided | Data not provided | Data not provided | Data not provided | Data not provided | Effluent | 6.67 | 0.13 | mg/L | 20.83 | °C | Data not provided | N/A | Data not provided | N/A | 149.5 | mV | 7404 | µS/cm | None | N/A | Data not provided | Data not provided | Data not provided | Data not provided | Data not provided | Data not provided | Y | The necessity and effectiveness of pre‐treatment to condition the water for BCR treatment, MIW loading rate for each BCR medium to achieve effective metal reduction and pH neutralization, Metals removal efficiency (MRE) and sulfate reduction rate for assessing reduction of contaminant toxicity, mass, and volume, through treatment using BCRs, Residuals generation rates (i.e. sludge from precipitation) for operation and maintenance (O&M) consideration, Replacement rate for spent treatment media (substrate for biochemical reactor or limestone in a pre‐treatment process) for O&M consideration, Impacts of wet weather on the treatment effectiveness and how the BCRs would respond to such changes | Data not provided | Data not provided | Data not provided | Data not provided | Data not provided | Data not provided | Data not provided
Final Treatability Study Technical Memorandum Formosa Mine Superfund Site Douglas County, Oregon | FORMOSA MINE | ORN001002616 | N/A | OU2 | BCR3 01-03 | Abandoned | Sulfate-reducing bacteria (SRB) BCR with SAPS pre-treatment | Passive | Biochemical reactor (BCR) | Pre-treatment | Formosa 1 Adit discharge | Y | Entire system | Aerobic polishing cell (APC) | Data not provided | Pilot | July 2013- October 2013 | Calcium | Ca, dissolved | mg/L | N | N/A | 112 | 235 | -109.8214 | [9 empty] | Data not provided | Data not provided | Data not provided | Data not provided | Data not provided | Data not provided | Data not provided | Data not provided | Data not provided | Influent | 3.26 | 1.1 | mg/L | 10.13 | °C | Data not provided | N/A | Data not provided | N/A | 320.9 | mV | 1532 | µS/cm | None | N/A | Data not provided | Data not provided | Data not provided | Data not provided | Data not provided | Data not provided | Y | The necessity and effectiveness of pre‐treatment to condition the water for BCR treatment, MIW loading rate for each BCR medium to achieve effective metal reduction and pH neutralization, Metals removal efficiency (MRE) and sulfate reduction rate for assessing reduction of contaminant toxicity, mass, and volume, through treatment using BCRs, Residuals generation rates (i.e. sludge from precipitation) for operation and maintenance (O&M) consideration, Replacement rate for spent treatment media (substrate for biochemical reactor or limestone in a pre‐treatment process) for O&M consideration, Impacts of wet weather on the treatment effectiveness and how the BCRs would respond to such changes | Data not provided | Data not provided | Data not provided | Data not provided | Data not provided | Data not provided | Data not provided
Final Treatability Study Technical Memorandum Formosa Mine Superfund Site Douglas County, Oregon | FORMOSA MINE | ORN001002616 | N/A | OU2 | BCR3 01-03 | Abandoned | Sulfate-reducing bacteria (SRB) BCR with SAPS pre-treatment | Passive | Biochemical reactor (BCR) | Pre-treatment | Formosa 1 Adit discharge | Y | Entire system | Aerobic polishing cell (APC) | Data not provided | Pilot | July 2013- October 2013 | Calcium | Ca, dissolved | mg/L | N | N/A |  |  |  | 98 | 381 | -288.7755 | [6 empty] | Data not provided | Data not provided | Data not provided | Data not provided | Data not provided | Data not provided | Data not provided | Data not provided | Data not provided | Influent | 3.34 | 2.04 | mg/L | 13.17 | °C | Data not provided | N/A | Data not provided | N/A | 389.1 | mV | 1470 | µS/cm | None | N/A | Data not provided | Data not provided | Data not provided | Data not provided | Data not provided | Data not provided | Y | The necessity and effectiveness of pre‐treatment to condition the water for BCR treatment, MIW loading rate for each BCR medium to achieve effective metal reduction and pH neutralization, Metals removal efficiency (MRE) and sulfate reduction rate for assessing reduction of contaminant toxicity, mass, and volume, through treatment using BCRs, Residuals generation rates (i.e. sludge from precipitation) for operation and maintenance (O&M) consideration, Replacement rate for spent treatment media (substrate for biochemical reactor or limestone in a pre‐treatment process) for O&M consideration, Impacts of wet weather on the treatment effectiveness and how the BCRs would respond to such changes | Data not provided | Data not provided | Data not provided | Data not provided | Data not provided | Data not provided | Data not provided
Final Treatability Study Technical Memorandum Formosa Mine Superfund Site Douglas County, Oregon | FORMOSA MINE | ORN001002616 | N/A | OU2 | BCR3 01-03 | Abandoned | Sulfate-reducing bacteria (SRB) BCR with SAPS pre-treatment | Passive | Biochemical reactor (BCR) | Pre-treatment | Formosa 1 Adit discharge | Y | Entire system | Aerobic polishing cell (APC) | Data not provided | Pilot | July 2013- October 2013 | Calcium | Ca, dissolved | mg/L | N | N/A | [6 empty] | 381 | 98 | -288.7755 |  |  |  | Data not provided | Data not provided | Data not provided | Data not provided | Data not provided | Data not provided | Data not provided | Data not provided | Data not provided | Effluent | 6.41 | 0.13 | mg/L | 20.83 | °C | Data not provided | N/A | Data not provided | N/A | 149.5 | mV | 7404 | µS/cm | None | N/A | Data not provided | Data not provided | Data not provided | Data not provided | Data not provided | Data not provided | Y | The necessity and effectiveness of pre‐treatment to condition the water for BCR treatment, MIW loading rate for each BCR medium to achieve effective metal reduction and pH neutralization, Metals removal efficiency (MRE) and sulfate reduction rate for assessing reduction of contaminant toxicity, mass, and volume, through treatment using BCRs, Residuals generation rates (i.e. sludge from precipitation) for operation and maintenance (O&M) consideration, Replacement rate for spent treatment media (substrate for biochemical reactor or limestone in a pre‐treatment process) for O&M consideration, Impacts of wet weather on the treatment effectiveness and how the BCRs would respond to such changes | Data not provided | Data not provided | Data not provided | Data not provided | Data not provided | Data not provided | Data not provided
Final Treatability Study Technical Memorandum Formosa Mine Superfund Site Douglas County, Oregon | FORMOSA MINE | ORN001002616 | N/A | OU2 | BCR3 01-03 | Abandoned | Sulfate-reducing bacteria (SRB) BCR with SAPS pre-treatment | Passive | Biochemical reactor (BCR) | Pre-treatment | Formosa 1 Adit discharge | Y | Entire system | Aerobic polishing cell (APC) | Data not provided | Pilot | July 2013- October 2013 | Calcium | Ca, dissolved | mg/L | N | N/A | [9 empty] | 228 | 110 | -107.2727 | Data not provided | Data not provided | Data not provided | Data not provided | Data not provided | Data not provided | Data not provided | Data not provided | Data not provided | Effluent | 6.04 | 0.67 | mg/L | 18.81 | °C | Data not provided | N/A | Data not provided | N/A | -32.1 | mV | 1407 | µS/cm | None | N/A | Data not provided | Data not provided | Data not provided | Data not provided | Data not provided | Data not provided | Y | The necessity and effectiveness of pre‐treatment to condition the water for BCR treatment, MIW loading rate for each BCR medium to achieve effective metal reduction and pH neutralization, Metals removal efficiency (MRE) and sulfate reduction rate for assessing reduction of contaminant toxicity, mass, and volume, through treatment using BCRs, Residuals generation rates (i.e. sludge from precipitation) for operation and maintenance (O&M) consideration, Replacement rate for spent treatment media (substrate for biochemical reactor or limestone in a pre‐treatment process) for O&M consideration, Impacts of wet weather on the treatment effectiveness and how the BCRs would respond to such changes | Data not provided | Data not provided | Data not provided | Data not provided | Data not provided | Data not provided | Data not provided
Final Treatability Study Technical Memorandum Formosa Mine Superfund Site Douglas County, Oregon | FORMOSA MINE | ORN001002616 | N/A | OU2 | BCR4 01-04 | Abandoned | Sulfate-reducing bacteria (SRB) BCR with SAPS pre-treatment | Passive | Biochemical reactor (BCR) | Pre-treatment | Formosa 1 Adit discharge | Y | Entire system | Aerobic polishing cell (APC) | Data not provided | Pilot | July 2013- October 2013 | Calcium | Ca, total | mg/L | N | N/A | 117 | 1122 | -858.9744 | [9 empty] | Data not provided | Data not provided | Data not provided | Data not provided | Data not provided | Data not provided | Data not provided | Data not provided | Data not provided | Influent | 3.51 | 1.1 | mg/L | 10.13 | °C | Data not provided | N/A | Data not provided | N/A | 320.9 | mV | 1532 | µS/cm | None | N/A | Data not provided | Data not provided | Data not provided | Data not provided | Data not provided | Data not provided | Y | The necessity and effectiveness of pre‐treatment to condition the water for BCR treatment, MIW loading rate for each BCR medium to achieve effective metal reduction and pH neutralization, Metals removal efficiency (MRE) and sulfate reduction rate for assessing reduction of contaminant toxicity, mass, and volume, through treatment using BCRs, Residuals generation rates (i.e. sludge from precipitation) for operation and maintenance (O&M) consideration, Replacement rate for spent treatment media (substrate for biochemical reactor or limestone in a pre‐treatment process) for O&M consideration, Impacts of wet weather on the treatment effectiveness and how the BCRs would respond to such changes | Data not provided | Data not provided | Data not provided | Data not provided | Data not provided | Data not provided | Data not provided
Final Treatability Study Technical Memorandum Formosa Mine Superfund Site Douglas County, Oregon | FORMOSA MINE | ORN001002616 | N/A | OU2 | BCR4 01-04 | Abandoned | Sulfate-reducing bacteria (SRB) BCR with SAPS pre-treatment | Passive | Biochemical reactor (BCR) | Pre-treatment | Formosa 1 Adit discharge | Y | Entire system | Aerobic polishing cell (APC) | Data not provided | Pilot | July 2013- October 2013 | Calcium | Ca, total | mg/L | N | N/A | [6 empty] | 2310 | 96.6 | -2291.3043 |  |  |  | Data not provided | Data not provided | Data not provided | Data not provided | Data not provided | Data not provided | Data not provided | Data not provided | Data not provided | Effluent | 6.82 | 0.17 | mg/L | 21.21 | °C | Data not provided | N/A | Data not provided | N/A | -178.9 | mV | 23850 | µS/cm | None | N/A | Data not provided | Data not provided | Data not provided | Data not provided | Data not provided | Data not provided | Y | The necessity and effectiveness of pre‐treatment to condition the water for BCR treatment, MIW loading rate for each BCR medium to achieve effective metal reduction and pH neutralization, Metals removal efficiency (MRE) and sulfate reduction rate for assessing reduction of contaminant toxicity, mass, and volume, through treatment using BCRs, Residuals generation rates (i.e. sludge from precipitation) for operation and maintenance (O&M) consideration, Replacement rate for spent treatment media (substrate for biochemical reactor or limestone in a pre‐treatment process) for O&M consideration, Impacts of wet weather on the treatment effectiveness and how the BCRs would respond to such changes | Data not provided | Data not provided | Data not provided | Data not provided | Data not provided | Data not provided | Data not provided
Final Treatability Study Technical Memorandum Formosa Mine Superfund Site Douglas County, Oregon | FORMOSA MINE | ORN001002616 | N/A | OU2 | BCR4 01-04 | Abandoned | Sulfate-reducing bacteria (SRB) BCR with SAPS pre-treatment | Passive | Biochemical reactor (BCR) | Pre-treatment | Formosa 1 Adit discharge | Y | Entire system | Aerobic polishing cell (APC) | Data not provided | Pilot | July 2013- October 2013 | Calcium | Ca, total | mg/L | N | N/A | [9 empty] | 764 | 106 | -620.7547 | Data not provided | Data not provided | Data not provided | Data not provided | Data not provided | Data not provided | Data not provided | Data not provided | Data not provided | Effluent | 6.47 | 0.16 | mg/L | 15.14 | °C | Data not provided | N/A | Data not provided | N/A | -236.6 | mV | 2943 | µS/cm | None | N/A | Data not provided | Data not provided | Data not provided | Data not provided | Data not provided | Data not provided | Y | The necessity and effectiveness of pre‐treatment to condition the water for BCR treatment, MIW loading rate for each BCR medium to achieve effective metal reduction and pH neutralization, Metals removal efficiency (MRE) and sulfate reduction rate for assessing reduction of contaminant toxicity, mass, and volume, through treatment using BCRs, Residuals generation rates (i.e. sludge from precipitation) for operation and maintenance (O&M) consideration, Replacement rate for spent treatment media (substrate for biochemical reactor or limestone in a pre‐treatment process) for O&M consideration, Impacts of wet weather on the treatment effectiveness and how the BCRs would respond to such changes | Data not provided | Data not provided | Data not provided | Data not provided | Data not provided | Data not provided | Data not provided
Final Treatability Study Technical Memorandum Formosa Mine Superfund Site Douglas County, Oregon | FORMOSA MINE | ORN001002616 | N/A | OU2 | BCR4 01-04 | Abandoned | Sulfate-reducing bacteria (SRB) BCR with SAPS pre-treatment | Passive | Biochemical reactor (BCR) | Pre-treatment | Formosa 1 Adit discharge | Y | Entire system | Aerobic polishing cell (APC) | Data not provided | Pilot | July 2013- October 2013 | Calcium | Ca, dissolved | mg/L | N | N/A | 112 | 913 | -715.1786 | [9 empty] | Data not provided | Data not provided | Data not provided | Data not provided | Data not provided | Data not provided | Data not provided | Data not provided | Data not provided | Influent | 3.26 | 1.1 | mg/L | 10.13 | °C | Data not provided | N/A | Data not provided | N/A | 320.9 | mV | 1532 | µS/cm | None | N/A | Data not provided | Data not provided | Data not provided | Data not provided | Data not provided | Data not provided | Y | The necessity and effectiveness of pre‐treatment to condition the water for BCR treatment, MIW loading rate for each BCR medium to achieve effective metal reduction and pH neutralization, Metals removal efficiency (MRE) and sulfate reduction rate for assessing reduction of contaminant toxicity, mass, and volume, through treatment using BCRs, Residuals generation rates (i.e. sludge from precipitation) for operation and maintenance (O&M) consideration, Replacement rate for spent treatment media (substrate for biochemical reactor or limestone in a pre‐treatment process) for O&M consideration, Impacts of wet weather on the treatment effectiveness and how the BCRs would respond to such changes | Data not provided | Data not provided | Data not provided | Data not provided | Data not provided | Data not provided | Data not provided
Final Treatability Study Technical Memorandum Formosa Mine Superfund Site Douglas County, Oregon | FORMOSA MINE | ORN001002616 | N/A | OU2 | BCR4 01-04 | Abandoned | Sulfate-reducing bacteria (SRB) BCR with SAPS pre-treatment | Passive | Biochemical reactor (BCR) | Pre-treatment | Formosa 1 Adit discharge | Y | Entire system | Aerobic polishing cell (APC) | Data not provided | Pilot | July 2013- October 2013 | Calcium | Ca, dissolved | mg/L | N | N/A |  |  |  | 98 | 2500 | -2451.0204 | [6 empty] | Data not provided | Data not provided | Data not provided | Data not provided | Data not provided | Data not provided | Data not provided | Data not provided | Data not provided | Influent | 3.34 | 2.04 | mg/L | 13.17 | °C | Data not provided | N/A | Data not provided | N/A | 389.1 | mV | 1470 | µS/cm | None | N/A | Data not provided | Data not provided | Data not provided | Data not provided | Data not provided | Data not provided | Y | The necessity and effectiveness of pre‐treatment to condition the water for BCR treatment, MIW loading rate for each BCR medium to achieve effective metal reduction and pH neutralization, Metals removal efficiency (MRE) and sulfate reduction rate for assessing reduction of contaminant toxicity, mass, and volume, through treatment using BCRs, Residuals generation rates (i.e. sludge from precipitation) for operation and maintenance (O&M) consideration, Replacement rate for spent treatment media (substrate for biochemical reactor or limestone in a pre‐treatment process) for O&M consideration, Impacts of wet weather on the treatment effectiveness and how the BCRs would respond to such changes | Data not provided | Data not provided | Data not provided | Data not provided | Data not provided | Data not provided | Data not provided
Final Treatability Study Technical Memorandum Formosa Mine Superfund Site Douglas County, Oregon | FORMOSA MINE | ORN001002616 | N/A | OU2 | BCR4 01-04 | Abandoned | Sulfate-reducing bacteria (SRB) BCR with SAPS pre-treatment | Passive | Biochemical reactor (BCR) | Pre-treatment | Formosa 1 Adit discharge | Y | Entire system | Aerobic polishing cell (APC) | Data not provided | Pilot | July 2013- October 2013 | Calcium | Ca, dissolved | mg/L | N | N/A | [6 empty] | 2500 | 98 | -2451.0204 |  |  |  | Data not provided | Data not provided | Data not provided | Data not provided | Data not provided | Data not provided | Data not provided | Data not provided | Data not provided | Effluent | 6.7 | 0.17 | mg/L | 21.21 | °C | Data not provided | N/A | Data not provided | N/A | -178.9 | mV | 23850 | µS/cm | None | N/A | Data not provided | Data not provided | Data not provided | Data not provided | Data not provided | Data not provided | Y | The necessity and effectiveness of pre‐treatment to condition the water for BCR treatment, MIW loading rate for each BCR medium to achieve effective metal reduction and pH neutralization, Metals removal efficiency (MRE) and sulfate reduction rate for assessing reduction of contaminant toxicity, mass, and volume, through treatment using BCRs, Residuals generation rates (i.e. sludge from precipitation) for operation and maintenance (O&M) consideration, Replacement rate for spent treatment media (substrate for biochemical reactor or limestone in a pre‐treatment process) for O&M consideration, Impacts of wet weather on the treatment effectiveness and how the BCRs would respond to such changes | Data not provided | Data not provided | Data not provided | Data not provided | Data not provided | Data not provided | Data not provided
Final Treatability Study Technical Memorandum Formosa Mine Superfund Site Douglas County, Oregon | FORMOSA MINE | ORN001002616 | N/A | OU2 | BCR4 01-04 | Abandoned | Sulfate-reducing bacteria (SRB) BCR with SAPS pre-treatment | Passive | Biochemical reactor (BCR) | Pre-treatment | Formosa 1 Adit discharge | Y | Entire system | Aerobic polishing cell (APC) | Data not provided | Pilot | July 2013- October 2013 | Calcium | Ca, dissolved | mg/L | N | N/A | [9 empty] | 603 | 102 | -491.1765 | Data not provided | Data not provided | Data not provided | Data not provided | Data not provided | Data not provided | Data not provided | Data not provided | Data not provided | Effluent | 6.31 | 0.16 | mg/L | 15.14 | °C | Data not provided | N/A | Data not provided | N/A | -236.6 | mV | 2943 | µS/cm | None | N/A | Data not provided | Data not provided | Data not provided | Data not provided | Data not provided | Data not provided | Y | The necessity and effectiveness of pre‐treatment to condition the water for BCR treatment, MIW loading rate for each BCR medium to achieve effective metal reduction and pH neutralization, Metals removal efficiency (MRE) and sulfate reduction rate for assessing reduction of contaminant toxicity, mass, and volume, through treatment using BCRs, Residuals generation rates (i.e. sludge from precipitation) for operation and maintenance (O&M) consideration, Replacement rate for spent treatment media (substrate for biochemical reactor or limestone in a pre‐treatment process) for O&M consideration, Impacts of wet weather on the treatment effectiveness and how the BCRs would respond to such changes | Data not provided | Data not provided | Data not provided | Data not provided | Data not provided | Data not provided | Data not provided
Final Treatability Study Technical Memorandum Formosa Mine Superfund Site Douglas County, Oregon | FORMOSA MINE | ORN001002616 | N/A | OU2 | BCR5 01-05 | Abandoned | Sulfate-reducing bacteria (SRB) BCR with ChitoRem pre-treatment | Passive | Biochemical reactor (BCR) | Pre-treatment | Formosa 1 Adit discharge | Y | Entire system | Aerobic polishing cell (APC) | Data not provided | Pilot | July 2013- October 2013 | Calcium | Ca, total | mg/L | N | N/A | 117 | 467 | -299.1453 | [9 empty] | Data not provided | Data not provided | Data not provided | Data not provided | Data not provided | Data not provided | Data not provided | Data not provided | Data not provided | Influent | 3.51 | 1.1 | mg/L | 10.13 | °C | Data not provided | N/A | Data not provided | N/A | 320.9 | mV | 1532 | µS/cm | None | N/A | Data not provided | Data not provided | Data not provided | Data not provided | Data not provided | Data not provided | Y | The necessity and effectiveness of pre‐treatment to condition the water for BCR treatment, MIW loading rate for each BCR medium to achieve effective metal reduction and pH neutralization, Metals removal efficiency (MRE) and sulfate reduction rate for assessing reduction of contaminant toxicity, mass, and volume, through treatment using BCRs, Residuals generation rates (i.e. sludge from precipitation) for operation and maintenance (O&M) consideration, Replacement rate for spent treatment media (substrate for biochemical reactor or limestone in a pre‐treatment process) for O&M consideration, Impacts of wet weather on the treatment effectiveness and how the BCRs would respond to such changes | Data not provided | Data not provided | Data not provided | Data not provided | Data not provided | Data not provided | Data not provided
Final Treatability Study Technical Memorandum Formosa Mine Superfund Site Douglas County, Oregon | FORMOSA MINE | ORN001002616 | N/A | OU2 | BCR5 01-05 | Abandoned | Sulfate-reducing bacteria (SRB) BCR with ChitoRem pre-treatment | Passive | Biochemical reactor (BCR) | Pre-treatment | Formosa 1 Adit discharge | Y | Entire system | Aerobic polishing cell (APC) | Data not provided | Pilot | July 2013- October 2013 | Calcium | Ca, total | mg/L | N | N/A | [6 empty] | 1170 | 96.6 | -1111.1801 |  |  |  | Data not provided | Data not provided | Data not provided | Data not provided | Data not provided | Data not provided | Data not provided | Data not provided | Data not provided | Effluent | 6.71 | 0.06 | mg/L | 21.53 | °C | Data not provided | N/A | Data not provided | N/A | -158.1 | mV | 14800 | µS/cm | None | N/A | Data not provided | Data not provided | Data not provided | Data not provided | Data not provided | Data not provided | Y | The necessity and effectiveness of pre‐treatment to condition the water for BCR treatment, MIW loading rate for each BCR medium to achieve effective metal reduction and pH neutralization, Metals removal efficiency (MRE) and sulfate reduction rate for assessing reduction of contaminant toxicity, mass, and volume, through treatment using BCRs, Residuals generation rates (i.e. sludge from precipitation) for operation and maintenance (O&M) consideration, Replacement rate for spent treatment media (substrate for biochemical reactor or limestone in a pre‐treatment process) for O&M consideration, Impacts of wet weather on the treatment effectiveness and how the BCRs would respond to such changes | Data not provided | Data not provided | Data not provided | Data not provided | Data not provided | Data not provided | Data not provided
Final Treatability Study Technical Memorandum Formosa Mine Superfund Site Douglas County, Oregon | FORMOSA MINE | ORN001002616 | N/A | OU2 | BCR5 01-05 | Abandoned | Sulfate-reducing bacteria (SRB) BCR with ChitoRem pre-treatment | Passive | Biochemical reactor (BCR) | Pre-treatment | Formosa 1 Adit discharge | Y | Entire system | Aerobic polishing cell (APC) | Data not provided | Pilot | July 2013- October 2013 | Calcium | Ca, total | mg/L | N | N/A | [9 empty] | 303 | 106 | -185.8491 | Data not provided | Data not provided | Data not provided | Data not provided | Data not provided | Data not provided | Data not provided | Data not provided | Data not provided | Effluent | 6.68 | 0.08 | mg/L | 15.42 | °C | Data not provided | N/A | Data not provided | N/A | -231.3 | mV | 2087 | µS/cm | None | N/A | Data not provided | Data not provided | Data not provided | Data not provided | Data not provided | Data not provided | Y | The necessity and effectiveness of pre‐treatment to condition the water for BCR treatment, MIW loading rate for each BCR medium to achieve effective metal reduction and pH neutralization, Metals removal efficiency (MRE) and sulfate reduction rate for assessing reduction of contaminant toxicity, mass, and volume, through treatment using BCRs, Residuals generation rates (i.e. sludge from precipitation) for operation and maintenance (O&M) consideration, Replacement rate for spent treatment media (substrate for biochemical reactor or limestone in a pre‐treatment process) for O&M consideration, Impacts of wet weather on the treatment effectiveness and how the BCRs would respond to such changes | Data not provided | Data not provided | Data not provided | Data not provided | Data not provided | Data not provided | Data not provided
Final Treatability Study Technical Memorandum Formosa Mine Superfund Site Douglas County, Oregon | FORMOSA MINE | ORN001002616 | N/A | OU2 | BCR5 01-05 | Abandoned | Sulfate-reducing bacteria (SRB) BCR with ChitoRem pre-treatment | Passive | Biochemical reactor (BCR) | Pre-treatment | Formosa 1 Adit discharge | Y | Entire system | Aerobic polishing cell (APC) | Data not provided | Pilot | July 2013- October 2013 | Calcium | Ca, dissolved | mg/L | N | N/A | 112 | 445 | -297.3214 | [9 empty] | Data not provided | Data not provided | Data not provided | Data not provided | Data not provided | Data not provided | Data not provided | Data not provided | Data not provided | Influent | 3.26 | 1.1 | mg/L | 10.13 | °C | Data not provided | N/A | Data not provided | N/A | 320.9 | mV | 1532 | µS/cm | None | N/A | Data not provided | Data not provided | Data not provided | Data not provided | Data not provided | Data not provided | Y | The necessity and effectiveness of pre‐treatment to condition the water for BCR treatment, MIW loading rate for each BCR medium to achieve effective metal reduction and pH neutralization, Metals removal efficiency (MRE) and sulfate reduction rate for assessing reduction of contaminant toxicity, mass, and volume, through treatment using BCRs, Residuals generation rates (i.e. sludge from precipitation) for operation and maintenance (O&M) consideration, Replacement rate for spent treatment media (substrate for biochemical reactor or limestone in a pre‐treatment process) for O&M consideration, Impacts of wet weather on the treatment effectiveness and how the BCRs would respond to such changes | Data not provided | Data not provided | Data not provided | Data not provided | Data not provided | Data not provided | Data not provided
Final Treatability Study Technical Memorandum Formosa Mine Superfund Site Douglas County, Oregon | FORMOSA MINE | ORN001002616 | N/A | OU2 | BCR5 01-05 | Abandoned | Sulfate-reducing bacteria (SRB) BCR with ChitoRem pre-treatment | Passive | Biochemical reactor (BCR) | Pre-treatment | Formosa 1 Adit discharge | Y | Entire system | Aerobic polishing cell (APC) | Data not provided | Pilot | July 2013- October 2013 | Calcium | Ca, dissolved | mg/L | N | N/A |  |  |  | 98 | 1110 | -1032.6531 | [6 empty] | Data not provided | Data not provided | Data not provided | Data not provided | Data not provided | Data not provided | Data not provided | Data not provided | Data not provided | Influent | 3.34 | 2.04 | mg/L | 13.17 | °C | Data not provided | N/A | Data not provided | N/A | 389.1 | mV | 1470 | µS/cm | None | N/A | Data not provided | Data not provided | Data not provided | Data not provided | Data not provided | Data not provided | Y | The necessity and effectiveness of pre‐treatment to condition the water for BCR treatment, MIW loading rate for each BCR medium to achieve effective metal reduction and pH neutralization, Metals removal efficiency (MRE) and sulfate reduction rate for assessing reduction of contaminant toxicity, mass, and volume, through treatment using BCRs, Residuals generation rates (i.e. sludge from precipitation) for operation and maintenance (O&M) consideration, Replacement rate for spent treatment media (substrate for biochemical reactor or limestone in a pre‐treatment process) for O&M consideration, Impacts of wet weather on the treatment effectiveness and how the BCRs would respond to such changes | Data not provided | Data not provided | Data not provided | Data not provided | Data not provided | Data not provided | Data not provided
Final Treatability Study Technical Memorandum Formosa Mine Superfund Site Douglas County, Oregon | FORMOSA MINE | ORN001002616 | N/A | OU2 | BCR5 01-05 | Abandoned | Sulfate-reducing bacteria (SRB) BCR with ChitoRem pre-treatment | Passive | Biochemical reactor (BCR) | Pre-treatment | Formosa 1 Adit discharge | Y | Entire system | Aerobic polishing cell (APC) | Data not provided | Pilot | July 2013- October 2013 | Calcium | Ca, dissolved | mg/L | N | N/A | [6 empty] | 1110 | 98 | -1032.6531 |  |  |  | Data not provided | Data not provided | Data not provided | Data not provided | Data not provided | Data not provided | Data not provided | Data not provided | Data not provided | Effluent | 6.51 | 0.06 | mg/L | 21.53 | °C | Data not provided | N/A | Data not provided | N/A | -158.1 | mV | 14800 | µS/cm | None | N/A | Data not provided | Data not provided | Data not provided | Data not provided | Data not provided | Data not provided | Y | The necessity and effectiveness of pre‐treatment to condition the water for BCR treatment, MIW loading rate for each BCR medium to achieve effective metal reduction and pH neutralization, Metals removal efficiency (MRE) and sulfate reduction rate for assessing reduction of contaminant toxicity, mass, and volume, through treatment using BCRs, Residuals generation rates (i.e. sludge from precipitation) for operation and maintenance (O&M) consideration, Replacement rate for spent treatment media (substrate for biochemical reactor or limestone in a pre‐treatment process) for O&M consideration, Impacts of wet weather on the treatment effectiveness and how the BCRs would respond to such changes | Data not provided | Data not provided | Data not provided | Data not provided | Data not provided | Data not provided | Data not provided
Final Treatability Study Technical Memorandum Formosa Mine Superfund Site Douglas County, Oregon | FORMOSA MINE | ORN001002616 | N/A | OU2 | BCR5 01-05 | Abandoned | Sulfate-reducing bacteria (SRB) BCR with ChitoRem pre-treatment | Passive | Biochemical reactor (BCR) | Pre-treatment | Formosa 1 Adit discharge | Y | Entire system | Aerobic polishing cell (APC) | Data not provided | Pilot | July 2013- October 2013 | Calcium | Ca, dissolved | mg/L | N | N/A | [9 empty] | 286 | 102 | -180.3922 | Data not provided | Data not provided | Data not provided | Data not provided | Data not provided | Data not provided | Data not provided | Data not provided | Data not provided | Effluent | 6.62 | 0.08 | mg/L | 15.42 | °C | Data not provided | N/A | Data not provided | N/A | -231.3 | mV | 2087 | µS/cm | None | N/A | Data not provided | Data not provided | Data not provided | Data not provided | Data not provided | Data not provided | Y | The necessity and effectiveness of pre‐treatment to condition the water for BCR treatment, MIW loading rate for each BCR medium to achieve effective metal reduction and pH neutralization, Metals removal efficiency (MRE) and sulfate reduction rate for assessing reduction of contaminant toxicity, mass, and volume, through treatment using BCRs, Residuals generation rates (i.e. sludge from precipitation) for operation and maintenance (O&M) consideration, Replacement rate for spent treatment media (substrate for biochemical reactor or limestone in a pre‐treatment process) for O&M consideration, Impacts of wet weather on the treatment effectiveness and how the BCRs would respond to such changes | Data not provided | Data not provided | Data not provided | Data not provided | Data not provided | Data not provided | Data not provided
Final Treatability Study Technical Memorandum Formosa Mine Superfund Site Douglas County, Oregon | FORMOSA MINE | ORN001002616 | N/A | OU2 | BCR6 01-06 | Abandoned | Sulfate-reducing bacteria (SRB) BCR with ChitoRem pre-treatment | Passive | Biochemical reactor (BCR) | Pre-treatment | Formosa 1 Adit discharge | Y | Entire system | Aerobic polishing cell (APC) | Data not provided | Pilot | July 2013- October 2013 | Calcium | Ca, total | mg/L | N | N/A | 117 | 1310 | -1019.6581 | [9 empty] | Data not provided | Data not provided | Data not provided | Data not provided | Data not provided | Data not provided | Data not provided | Data not provided | Data not provided | Influent | 3.51 | 1.1 | mg/L | 10.13 | °C | Data not provided | N/A | Data not provided | N/A | 320.9 | mV | 1532 | µS/cm | None | N/A | Data not provided | Data not provided | Data not provided | Data not provided | Data not provided | Data not provided | Y | The necessity and effectiveness of pre‐treatment to condition the water for BCR treatment, MIW loading rate for each BCR medium to achieve effective metal reduction and pH neutralization, Metals removal efficiency (MRE) and sulfate reduction rate for assessing reduction of contaminant toxicity, mass, and volume, through treatment using BCRs, Residuals generation rates (i.e. sludge from precipitation) for operation and maintenance (O&M) consideration, Replacement rate for spent treatment media (substrate for biochemical reactor or limestone in a pre‐treatment process) for O&M consideration, Impacts of wet weather on the treatment effectiveness and how the BCRs would respond to such changes | Data not provided | Data not provided | Data not provided | Data not provided | Data not provided | Data not provided | Data not provided
Final Treatability Study Technical Memorandum Formosa Mine Superfund Site Douglas County, Oregon | FORMOSA MINE | ORN001002616 | N/A | OU2 | BCR6 01-06 | Abandoned | Sulfate-reducing bacteria (SRB) BCR with ChitoRem pre-treatment | Passive | Biochemical reactor (BCR) | Pre-treatment | Formosa 1 Adit discharge | Y | Entire system | Aerobic polishing cell (APC) | Data not provided | Pilot | July 2013- October 2013 | Calcium | Ca, total | mg/L | N | N/A | [6 empty] | 3530 | 96.6 | -3554.2443 |  |  |  | Data not provided | Data not provided | Data not provided | Data not provided | Data not provided | Data not provided | Data not provided | Data not provided | Data not provided | Effluent | 6.87 | 0.2 | mg/L | 21.81 | °C | Data not provided | N/A | Data not provided | N/A | -178.5 | mV | 37260 | µS/cm | None | N/A | Data not provided | Data not provided | Data not provided | Data not provided | Data not provided | Data not provided | Y | The necessity and effectiveness of pre‐treatment to condition the water for BCR treatment, MIW loading rate for each BCR medium to achieve effective metal reduction and pH neutralization, Metals removal efficiency (MRE) and sulfate reduction rate for assessing reduction of contaminant toxicity, mass, and volume, through treatment using BCRs, Residuals generation rates (i.e. sludge from precipitation) for operation and maintenance (O&M) consideration, Replacement rate for spent treatment media (substrate for biochemical reactor or limestone in a pre‐treatment process) for O&M consideration, Impacts of wet weather on the treatment effectiveness and how the BCRs would respond to such changes | Data not provided | Data not provided | Data not provided | Data not provided | Data not provided | Data not provided | Data not provided
Final Treatability Study Technical Memorandum Formosa Mine Superfund Site Douglas County, Oregon | FORMOSA MINE | ORN001002616 | N/A | OU2 | BCR6 01-06 | Abandoned | Sulfate-reducing bacteria (SRB) BCR with ChitoRem pre-treatment | Passive | Biochemical reactor (BCR) | Pre-treatment | Formosa 1 Adit discharge | Y | Entire system | Aerobic polishing cell (APC) | Data not provided | Pilot | July 2013- October 2013 | Calcium | Ca, total | mg/L | N | N/A | [9 empty] | 943 | 106 | -789.6226 | Data not provided | Data not provided | Data not provided | Data not provided | Data not provided | Data not provided | Data not provided | Data not provided | Data not provided | Effluent | 6.52 | 0.38 | mg/L | 16.21 | °C | Data not provided | N/A | Data not provided | N/A | -207.9 | mV | 4551 | µS/cm | None | N/A | Data not provided | Data not provided | Data not provided | Data not provided | Data not provided | Data not provided | Y | The necessity and effectiveness of pre‐treatment to condition the water for BCR treatment, MIW loading rate for each BCR medium to achieve effective metal reduction and pH neutralization, Metals removal efficiency (MRE) and sulfate reduction rate for assessing reduction of contaminant toxicity, mass, and volume, through treatment using BCRs, Residuals generation rates (i.e. sludge from precipitation) for operation and maintenance (O&M) consideration, Replacement rate for spent treatment media (substrate for biochemical reactor or limestone in a pre‐treatment process) for O&M consideration, Impacts of wet weather on the treatment effectiveness and how the BCRs would respond to such changes | Data not provided | Data not provided | Data not provided | Data not provided | Data not provided | Data not provided | Data not provided
Final Treatability Study Technical Memorandum Formosa Mine Superfund Site Douglas County, Oregon | FORMOSA MINE | ORN001002616 | N/A | OU2 | BCR6 01-06 | Abandoned | Sulfate-reducing bacteria (SRB) BCR with ChitoRem pre-treatment | Passive | Biochemical reactor (BCR) | Pre-treatment | Formosa 1 Adit discharge | Y | Entire system | Aerobic polishing cell (APC) | Data not provided | Pilot | July 2013- October 2013 | Calcium | Ca, dissolved | mg/L | N | N/A | 112 | 1220 | -989.2857 | [9 empty] | Data not provided | Data not provided | Data not provided | Data not provided | Data not provided | Data not provided | Data not provided | Data not provided | Data not provided | Influent | 3.26 | 1.1 | mg/L | 10.13 | °C | Data not provided | N/A | Data not provided | N/A | 320.9 | mV | 1532 | µS/cm | None | N/A | Data not provided | Data not provided | Data not provided | Data not provided | Data not provided | Data not provided | Y | The necessity and effectiveness of pre‐treatment to condition the water for BCR treatment, MIW loading rate for each BCR medium to achieve effective metal reduction and pH neutralization, Metals removal efficiency (MRE) and sulfate reduction rate for assessing reduction of contaminant toxicity, mass, and volume, through treatment using BCRs, Residuals generation rates (i.e. sludge from precipitation) for operation and maintenance (O&M) consideration, Replacement rate for spent treatment media (substrate for biochemical reactor or limestone in a pre‐treatment process) for O&M consideration, Impacts of wet weather on the treatment effectiveness and how the BCRs would respond to such changes | Data not provided | Data not provided | Data not provided | Data not provided | Data not provided | Data not provided | Data not provided
Final Treatability Study Technical Memorandum Formosa Mine Superfund Site Douglas County, Oregon | FORMOSA MINE | ORN001002616 | N/A | OU2 | BCR6 01-06 | Abandoned | Sulfate-reducing bacteria (SRB) BCR with ChitoRem pre-treatment | Passive | Biochemical reactor (BCR) | Pre-treatment | Formosa 1 Adit discharge | Y | Entire system | Aerobic polishing cell (APC) | Data not provided | Pilot | July 2013- October 2013 | Calcium | Ca, dissolved | mg/L | N | N/A |  |  |  | 98 | 3750 | -3726.5306 | [6 empty] | Data not provided | Data not provided | Data not provided | Data not provided | Data not provided | Data not provided | Data not provided | Data not provided | Data not provided | Influent | 3.34 | 2.04 | mg/L | 13.17 | °C | Data not provided | N/A | Data not provided | N/A | 389.1 | mV | 1470 | µS/cm | None | N/A | Data not provided | Data not provided | Data not provided | Data not provided | Data not provided | Data not provided | Y | The necessity and effectiveness of pre‐treatment to condition the water for BCR treatment, MIW loading rate for each BCR medium to achieve effective metal reduction and pH neutralization, Metals removal efficiency (MRE) and sulfate reduction rate for assessing reduction of contaminant toxicity, mass, and volume, through treatment using BCRs, Residuals generation rates (i.e. sludge from precipitation) for operation and maintenance (O&M) consideration, Replacement rate for spent treatment media (substrate for biochemical reactor or limestone in a pre‐treatment process) for O&M consideration, Impacts of wet weather on the treatment effectiveness and how the BCRs would respond to such changes | Data not provided | Data not provided | Data not provided | Data not provided | Data not provided | Data not provided | Data not provided
Final Treatability Study Technical Memorandum Formosa Mine Superfund Site Douglas County, Oregon | FORMOSA MINE | ORN001002616 | N/A | OU2 | BCR6 01-06 | Abandoned | Sulfate-reducing bacteria (SRB) BCR with ChitoRem pre-treatment | Passive | Biochemical reactor (BCR) | Pre-treatment | Formosa 1 Adit discharge | Y | Entire system | Aerobic polishing cell (APC) | Data not provided | Pilot | July 2013- October 2013 | Calcium | Ca, dissolved | mg/L | N | N/A | [6 empty] | 3750 | 98 | -3726.5306 |  |  |  | Data not provided | Data not provided | Data not provided | Data not provided | Data not provided | Data not provided | Data not provided | Data not provided | Data not provided | Effluent | 6.69 | 0.2 | mg/L | 21.81 | °C | Data not provided | N/A | Data not provided | N/A | -178.5 | mV | 37260 | µS/cm | None | N/A | Data not provided | Data not provided | Data not provided | Data not provided | Data not provided | Data not provided | Y | The necessity and effectiveness of pre‐treatment to condition the water for BCR treatment, MIW loading rate for each BCR medium to achieve effective metal reduction and pH neutralization, Metals removal efficiency (MRE) and sulfate reduction rate for assessing reduction of contaminant toxicity, mass, and volume, through treatment using BCRs, Residuals generation rates (i.e. sludge from precipitation) for operation and maintenance (O&M) consideration, Replacement rate for spent treatment media (substrate for biochemical reactor or limestone in a pre‐treatment process) for O&M consideration, Impacts of wet weather on the treatment effectiveness and how the BCRs would respond to such changes | Data not provided | Data not provided | Data not provided | Data not provided | Data not provided | Data not provided | Data not provided
Final Treatability Study Technical Memorandum Formosa Mine Superfund Site Douglas County, Oregon | FORMOSA MINE | ORN001002616 | N/A | OU2 | BCR6 01-06 | Abandoned | Sulfate-reducing bacteria (SRB) BCR with ChitoRem pre-treatment | Passive | Biochemical reactor (BCR) | Pre-treatment | Formosa 1 Adit discharge | Y | Entire system | Aerobic polishing cell (APC) | Data not provided | Pilot | July 2013- October 2013 | Calcium | Ca, dissolved | mg/L | N | N/A | [9 empty] | 924 | 102 | -805.8824 | Data not provided | Data not provided | Data not provided | Data not provided | Data not provided | Data not provided | Data not provided | Data not provided | Data not provided | Effluent | 6.32 | 0.38 | mg/L | 16.21 | °C | Data not provided | N/A | Data not provided | N/A | -207.9 | mV | 4551 | µS/cm | None | N/A | Data not provided | Data not provided | Data not provided | Data not provided | Data not provided | Data not provided | Y | The necessity and effectiveness of pre‐treatment to condition the water for BCR treatment, MIW loading rate for each BCR medium to achieve effective metal reduction and pH neutralization, Metals removal efficiency (MRE) and sulfate reduction rate for assessing reduction of contaminant toxicity, mass, and volume, through treatment using BCRs, Residuals generation rates (i.e. sludge from precipitation) for operation and maintenance (O&M) consideration, Replacement rate for spent treatment media (substrate for biochemical reactor or limestone in a pre‐treatment process) for O&M consideration, Impacts of wet weather on the treatment effectiveness and how the BCRs would respond to such changes | Data not provided | Data not provided | Data not provided | Data not provided | Data not provided | Data not provided | Data not provided
Final Treatability Study Technical Memorandum Formosa Mine Superfund Site Douglas County, Oregon | FORMOSA MINE | ORN001002616 | N/A | OU2 | BCR1 01-01 | Abandoned | Sulfate-reducing bacteria (SRB) BCR without pre-treatment | Passive | Biochemical reactor (BCR) | No pre-treatment | Formosa 1 Adit discharge | N | BCR without pre-treatment | Aerobic polishing cell (APC) | Data not provided | Pilot | July 2013- October 2013 | Cadmium | Cd, total | mg/L | N | N/A |  |  |  | 0.136 | 0.032 | 76.4706 | [6 empty] | Data not provided | Data not provided | Data not provided | Data not provided | Data not provided | Data not provided | Data not provided | Data not provided | Data not provided | Influent | 3.36 | 0.05 | mg/L | 11.08 | °C | Data not provided | N/A | Data not provided | N/A | 357.3 | mV | 1366 | µS/cm | None | N/A | Data not provided | Data not provided | Data not provided | Data not provided | Data not provided | Data not provided | Y | The necessity and effectiveness of pre‐treatment to condition the water for BCR treatment, MIW loading rate for each BCR medium to achieve effective metal reduction and pH neutralization, Metals removal efficiency (MRE) and sulfate reduction rate for assessing reduction of contaminant toxicity, mass, and volume, through treatment using BCRs, Residuals generation rates (i.e. sludge from precipitation) for operation and maintenance (O&M) consideration, Replacement rate for spent treatment media (substrate for biochemical reactor or limestone in a pre‐treatment process) for O&M consideration, Impacts of wet weather on the treatment effectiveness and how the BCRs would respond to such changes | Data not provided | Data not provided | Data not provided | Data not provided | Data not provided | Data not provided | Data not provided
Final Treatability Study Technical Memorandum Formosa Mine Superfund Site Douglas County, Oregon | FORMOSA MINE | ORN001002616 | N/A | OU2 | BCR1 01-01 | Abandoned | Sulfate-reducing bacteria (SRB) BCR without pre-treatment | Passive | Biochemical reactor (BCR) | No pre-treatment | Formosa 1 Adit discharge | N | BCR without pre-treatment | Aerobic polishing cell (APC) | Data not provided | Pilot | July 2013- October 2013 | Cadmium | Cd, total | mg/L | N | N/A | [6 empty] | 0.032 | 0.136 | 76.4706 |  |  |  | Data not provided | Data not provided | Data not provided | Data not provided | Data not provided | Data not provided | Data not provided | Data not provided | Data not provided | Effluent | 5.62 | 0.42 | mg/L | 15.49 | °C | Data not provided | N/A | Data not provided | N/A | 53.5 | mV | 1196 | µS/cm | None | N/A | Data not provided | Data not provided | Data not provided | Data not provided | Data not provided | Data not provided | Y | The necessity and effectiveness of pre‐treatment to condition the water for BCR treatment, MIW loading rate for each BCR medium to achieve effective metal reduction and pH neutralization, Metals removal efficiency (MRE) and sulfate reduction rate for assessing reduction of contaminant toxicity, mass, and volume, through treatment using BCRs, Residuals generation rates (i.e. sludge from precipitation) for operation and maintenance (O&M) consideration, Replacement rate for spent treatment media (substrate for biochemical reactor or limestone in a pre‐treatment process) for O&M consideration, Impacts of wet weather on the treatment effectiveness and how the BCRs would respond to such changes | Data not provided | Data not provided | Data not provided | Data not provided | Data not provided | Data not provided | Data not provided
Final Treatability Study Technical Memorandum Formosa Mine Superfund Site Douglas County, Oregon | FORMOSA MINE | ORN001002616 | N/A | OU2 | BCR1 01-01 | Abandoned | Sulfate-reducing bacteria (SRB) BCR without pre-treatment | Passive | Biochemical reactor (BCR) | No pre-treatment | Formosa 1 Adit discharge | N | BCR without pre-treatment | Aerobic polishing cell (APC) | Data not provided | Pilot | July 2013- October 2013 | Cadmium | Cd, dissolved | mg/L | N | N/A |  |  |  | 0.141 | 0.029 | 79.4326 | [6 empty] | Data not provided | Data not provided | Data not provided | Data not provided | Data not provided | Data not provided | Data not provided | Data not provided | Data not provided | Influent | 3.37 | 0.05 | mg/L | 11.08 | °C | Data not provided | N/A | Data not provided | N/A | 357.3 | mV | 1366 | µS/cm | None | N/A | Data not provided | Data not provided | Data not provided | Data not provided | Data not provided | Data not provided | Y | The necessity and effectiveness of pre‐treatment to condition the water for BCR treatment, MIW loading rate for each BCR medium to achieve effective metal reduction and pH neutralization, Metals removal efficiency (MRE) and sulfate reduction rate for assessing reduction of contaminant toxicity, mass, and volume, through treatment using BCRs, Residuals generation rates (i.e. sludge from precipitation) for operation and maintenance (O&M) consideration, Replacement rate for spent treatment media (substrate for biochemical reactor or limestone in a pre‐treatment process) for O&M consideration, Impacts of wet weather on the treatment effectiveness and how the BCRs would respond to such changes | Data not provided | Data not provided | Data not provided | Data not provided | Data not provided | Data not provided | Data not provided
Final Treatability Study Technical Memorandum Formosa Mine Superfund Site Douglas County, Oregon | FORMOSA MINE | ORN001002616 | N/A | OU2 | BCR1 01-01 | Abandoned | Sulfate-reducing bacteria (SRB) BCR without pre-treatment | Passive | Biochemical reactor (BCR) | No pre-treatment | Formosa 1 Adit discharge | N | BCR without pre-treatment | Aerobic polishing cell (APC) | Data not provided | Pilot | July 2013- October 2013 | Cadmium | Cd, dissolved | mg/L | N | N/A | [6 empty] | 0.029 | 0.141 | 79.4326 |  |  |  | Data not provided | Data not provided | Data not provided | Data not provided | Data not provided | Data not provided | Data not provided | Data not provided | Data not provided | Effluent | 5.62 | 0.42 | mg/L | 15.49 | °C | Data not provided | N/A | Data not provided | N/A | 53.5 | mV | 1196 | µS/cm | None | N/A | Data not provided | Data not provided | Data not provided | Data not provided | Data not provided | Data not provided | Y | The necessity and effectiveness of pre‐treatment to condition the water for BCR treatment, MIW loading rate for each BCR medium to achieve effective metal reduction and pH neutralization, Metals removal efficiency (MRE) and sulfate reduction rate for assessing reduction of contaminant toxicity, mass, and volume, through treatment using BCRs, Residuals generation rates (i.e. sludge from precipitation) for operation and maintenance (O&M) consideration, Replacement rate for spent treatment media (substrate for biochemical reactor or limestone in a pre‐treatment process) for O&M consideration, Impacts of wet weather on the treatment effectiveness and how the BCRs would respond to such changes | Data not provided | Data not provided | Data not provided | Data not provided | Data not provided | Data not provided | Data not provided
Final Treatability Study Technical Memorandum Formosa Mine Superfund Site Douglas County, Oregon | FORMOSA MINE | ORN001002616 | N/A | OU2 | BCR1 01-01 | Abandoned | Sulfate-reducing bacteria (SRB) BCR without pre-treatment | Passive | Biochemical reactor (BCR) | No pre-treatment | Formosa 1 Adit discharge | N | BCR without pre-treatment | Aerobic polishing cell (APC) | Data not provided | Pilot | July 2013- October 2013 | Cadmium | Cd, dissolved | mg/L | N | N/A | [9 empty] | 0.004 | 0.186 | 97.8495 | Data not provided | Data not provided | Data not provided | Data not provided | Data not provided | Data not provided | Data not provided | Data not provided | Data not provided | Effluent | 5.42 | 0.7 | mg/L | 18.75 | °C | Data not provided | N/A | Data not provided | N/A | 5.6 | mV | 1484 | µS/cm | None | N/A | Data not provided | Data not provided | Data not provided | Data not provided | Data not provided | Data not provided | Y | The necessity and effectiveness of pre‐treatment to condition the water for BCR treatment, MIW loading rate for each BCR medium to achieve effective metal reduction and pH neutralization, Metals removal efficiency (MRE) and sulfate reduction rate for assessing reduction of contaminant toxicity, mass, and volume, through treatment using BCRs, Residuals generation rates (i.e. sludge from precipitation) for operation and maintenance (O&M) consideration, Replacement rate for spent treatment media (substrate for biochemical reactor or limestone in a pre‐treatment process) for O&M consideration, Impacts of wet weather on the treatment effectiveness and how the BCRs would respond to such changes | Data not provided | Data not provided | Data not provided | Data not provided | Data not provided | Data not provided | Data not provided
Final Treatability Study Technical Memorandum Formosa Mine Superfund Site Douglas County, Oregon | FORMOSA MINE | ORN001002616 | N/A | OU2 | BCR2 01-02 | Abandoned | Sulfate-reducing bacteria (SRB) BCR without pre-treatment | Passive | Biochemical reactor (BCR) | No pre-treatment | Formosa 1 Adit discharge | N | BCR without pre-treatment | Aerobic polishing cell (APC) | Data not provided | Pilot | July 2013- October 2013 | Cadmium | Cd, total | mg/L | N | N/A | [6 empty] | 0.021 | 0.192 | 89.0625 |  |  |  | Data not provided | Data not provided | Data not provided | Data not provided | Data not provided | Data not provided | Data not provided | Data not provided | Data not provided | Effluent | 6.64 | 0.29 | mg/L | 21.63 | °C | Data not provided | N/A | Data not provided | N/A | -195.4 | mV | 35860 | µS/cm | None | N/A | Data not provided | Data not provided | Data not provided | Data not provided | Data not provided | Data not provided | Y | The necessity and effectiveness of pre‐treatment to condition the water for BCR treatment, MIW loading rate for each BCR medium to achieve effective metal reduction and pH neutralization, Metals removal efficiency (MRE) and sulfate reduction rate for assessing reduction of contaminant toxicity, mass, and volume, through treatment using BCRs, Residuals generation rates (i.e. sludge from precipitation) for operation and maintenance (O&M) consideration, Replacement rate for spent treatment media (substrate for biochemical reactor or limestone in a pre‐treatment process) for O&M consideration, Impacts of wet weather on the treatment effectiveness and how the BCRs would respond to such changes | Data not provided | Data not provided | Data not provided | Data not provided | Data not provided | Data not provided | Data not provided
Final Treatability Study Technical Memorandum Formosa Mine Superfund Site Douglas County, Oregon | FORMOSA MINE | ORN001002616 | N/A | OU2 | BCR2 01-02 | Abandoned | Sulfate-reducing bacteria (SRB) BCR without pre-treatment | Passive | Biochemical reactor (BCR) | No pre-treatment | Formosa 1 Adit discharge | N | BCR without pre-treatment | Aerobic polishing cell (APC) | Data not provided | Pilot | July 2013- October 2013 | Cadmium | Cd, dissolved | mg/L | N | N/A | 0.194 | 0.016 | 91.7526 | [9 empty] | Data not provided | Data not provided | Data not provided | Data not provided | Data not provided | Data not provided | Data not provided | Data not provided | Data not provided | Influent | 3.34 | 2.04 | mg/L | 13.7 | °C | Data not provided | N/A | Data not provided | N/A | 389.1 | mV | 1470 | µS/cm | None | N/A | Data not provided | Data not provided | Data not provided | Data not provided | Data not provided | Data not provided | Y | The necessity and effectiveness of pre‐treatment to condition the water for BCR treatment, MIW loading rate for each BCR medium to achieve effective metal reduction and pH neutralization, Metals removal efficiency (MRE) and sulfate reduction rate for assessing reduction of contaminant toxicity, mass, and volume, through treatment using BCRs, Residuals generation rates (i.e. sludge from precipitation) for operation and maintenance (O&M) consideration, Replacement rate for spent treatment media (substrate for biochemical reactor or limestone in a pre‐treatment process) for O&M consideration, Impacts of wet weather on the treatment effectiveness and how the BCRs would respond to such changes | Data not provided | Data not provided | Data not provided | Data not provided | Data not provided | Data not provided | Data not provided
Final Treatability Study Technical Memorandum Formosa Mine Superfund Site Douglas County, Oregon | FORMOSA MINE | ORN001002616 | N/A | OU2 | BCR2 01-02 | Abandoned | Sulfate-reducing bacteria (SRB) BCR without pre-treatment | Passive | Biochemical reactor (BCR) | No pre-treatment | Formosa 1 Adit discharge | N | BCR without pre-treatment | Aerobic polishing cell (APC) | Data not provided | Pilot | July 2013- October 2013 | Cadmium | Cd, dissolved | mg/L | N | N/A | [6 empty] | 0.016 | 0.194 | 91.7526 |  |  |  | Data not provided | Data not provided | Data not provided | Data not provided | Data not provided | Data not provided | Data not provided | Data not provided | Data not provided | Effluent | 6.64 | 0.29 | mg/L | 21.63 | °C | Data not provided | N/A | Data not provided | N/A | -195.4 | mV | 35860 | µS/cm | None | N/A | Data not provided | Data not provided | Data not provided | Data not provided | Data not provided | Data not provided | Y | The necessity and effectiveness of pre‐treatment to condition the water for BCR treatment, MIW loading rate for each BCR medium to achieve effective metal reduction and pH neutralization, Metals removal efficiency (MRE) and sulfate reduction rate for assessing reduction of contaminant toxicity, mass, and volume, through treatment using BCRs, Residuals generation rates (i.e. sludge from precipitation) for operation and maintenance (O&M) consideration, Replacement rate for spent treatment media (substrate for biochemical reactor or limestone in a pre‐treatment process) for O&M consideration, Impacts of wet weather on the treatment effectiveness and how the BCRs would respond to such changes | Data not provided | Data not provided | Data not provided | Data not provided | Data not provided | Data not provided | Data not provided
Final Treatability Study Technical Memorandum Formosa Mine Superfund Site Douglas County, Oregon | FORMOSA MINE | ORN001002616 | N/A | OU2 | BCR3 01-03 | Abandoned | Sulfate-reducing bacteria (SRB) BCR with SAPS pre-treatment | Passive | Biochemical reactor (BCR) | Pre-treatment | Formosa 1 Adit discharge | Y | Entire system | Aerobic polishing cell (APC) | Data not provided | Pilot | July 2013- October 2013 | Cadmium | Cd, total | mg/L | N | N/A | [6 empty] | 0.019 | 0.192 | 90.1042 |  |  |  | Data not provided | Data not provided | Data not provided | Data not provided | Data not provided | Data not provided | Data not provided | Data not provided | Data not provided | Effluent | 6.41 | 0.13 | mg/L | 20.83 | °C | Data not provided | N/A | Data not provided | N/A | 149.5 | mV | 7404 | µS/cm | None | N/A | Data not provided | Data not provided | Data not provided | Data not provided | Data not provided | Data not provided | Y | The necessity and effectiveness of pre‐treatment to condition the water for BCR treatment, MIW loading rate for each BCR medium to achieve effective metal reduction and pH neutralization, Metals removal efficiency (MRE) and sulfate reduction rate for assessing reduction of contaminant toxicity, mass, and volume, through treatment using BCRs, Residuals generation rates (i.e. sludge from precipitation) for operation and maintenance (O&M) consideration, Replacement rate for spent treatment media (substrate for biochemical reactor or limestone in a pre‐treatment process) for O&M consideration, Impacts of wet weather on the treatment effectiveness and how the BCRs would respond to such changes | Data not provided | Data not provided | Data not provided | Data not provided | Data not provided | Data not provided | Data not provided
Final Treatability Study Technical Memorandum Formosa Mine Superfund Site Douglas County, Oregon | FORMOSA MINE | ORN001002616 | N/A | OU2 | BCR4 01-04 | Abandoned | Sulfate-reducing bacteria (SRB) BCR with SAPS pre-treatment | Passive | Biochemical reactor (BCR) | Pre-treatment | Formosa 1 Adit discharge | Y | Entire system | Aerobic polishing cell (APC) | Data not provided | Pilot | July 2013- October 2013 | Cadmium | Cd, total | mg/L | N | N/A | [6 empty] | 0.02 | 0.192 | 89.5833 |  |  |  | Data not provided | Data not provided | Data not provided | Data not provided | Data not provided | Data not provided | Data not provided | Data not provided | Data not provided | Effluent | 6.7 | 0.17 | mg/L | 21.21 | °C | Data not provided | N/A | Data not provided | N/A | -178.9 | mV | 23850 | µS/cm | None | N/A | Data not provided | Data not provided | Data not provided | Data not provided | Data not provided | Data not provided | Y | The necessity and effectiveness of pre‐treatment to condition the water for BCR treatment, MIW loading rate for each BCR medium to achieve effective metal reduction and pH neutralization, Metals removal efficiency (MRE) and sulfate reduction rate for assessing reduction of contaminant toxicity, mass, and volume, through treatment using BCRs, Residuals generation rates (i.e. sludge from precipitation) for operation and maintenance (O&M) consideration, Replacement rate for spent treatment media (substrate for biochemical reactor or limestone in a pre‐treatment process) for O&M consideration, Impacts of wet weather on the treatment effectiveness and how the BCRs would respond to such changes | Data not provided | Data not provided | Data not provided | Data not provided | Data not provided | Data not provided | Data not provided
Final Treatability Study Technical Memorandum Formosa Mine Superfund Site Douglas County, Oregon | FORMOSA MINE | ORN001002616 | N/A | OU2 | BCR4 01-04 | Abandoned | Sulfate-reducing bacteria (SRB) BCR with SAPS pre-treatment | Passive | Biochemical reactor (BCR) | Pre-treatment | Formosa 1 Adit discharge | Y | Entire system | Aerobic polishing cell (APC) | Data not provided | Pilot | July 2013- October 2013 | Cadmium | Cd, dissolved | mg/L | N | N/A | 0.194 | 0.005 | 97.4227 | [9 empty] | Data not provided | Data not provided | Data not provided | Data not provided | Data not provided | Data not provided | Data not provided | Data not provided | Data not provided | Influent | 3.34 | 2.04 | mg/L | 13.7 | °C | Data not provided | N/A | Data not provided | N/A | 389.1 | mV | 1470 | µS/cm | None | N/A | Data not provided | Data not provided | Data not provided | Data not provided | Data not provided | Data not provided | Y | The necessity and effectiveness of pre‐treatment to condition the water for BCR treatment, MIW loading rate for each BCR medium to achieve effective metal reduction and pH neutralization, Metals removal efficiency (MRE) and sulfate reduction rate for assessing reduction of contaminant toxicity, mass, and volume, through treatment using BCRs, Residuals generation rates (i.e. sludge from precipitation) for operation and maintenance (O&M) consideration, Replacement rate for spent treatment media (substrate for biochemical reactor or limestone in a pre‐treatment process) for O&M consideration, Impacts of wet weather on the treatment effectiveness and how the BCRs would respond to such changes | Data not provided | Data not provided | Data not provided | Data not provided | Data not provided | Data not provided | Data not provided
Final Treatability Study Technical Memorandum Formosa Mine Superfund Site Douglas County, Oregon | FORMOSA MINE | ORN001002616 | N/A | OU2 | BCR4 01-04 | Abandoned | Sulfate-reducing bacteria (SRB) BCR with SAPS pre-treatment | Passive | Biochemical reactor (BCR) | Pre-treatment | Formosa 1 Adit discharge | Y | Entire system | Aerobic polishing cell (APC) | Data not provided | Pilot | July 2013- October 2013 | Cadmium | Cd, dissolved | mg/L | N | N/A | [6 empty] | 0.005 | 0.194 | 97.4227 |  |  |  | Data not provided | Data not provided | Data not provided | Data not provided | Data not provided | Data not provided | Data not provided | Data not provided | Data not provided | Effluent | 6.7 | 0.17 | mg/L | 21.21 | °C | Data not provided | N/A | Data not provided | N/A | -178.9 | mV | 23850 | µS/cm | None | N/A | Data not provided | Data not provided | Data not provided | Data not provided | Data not provided | Data not provided | Y | The necessity and effectiveness of pre‐treatment to condition the water for BCR treatment, MIW loading rate for each BCR medium to achieve effective metal reduction and pH neutralization, Metals removal efficiency (MRE) and sulfate reduction rate for assessing reduction of contaminant toxicity, mass, and volume, through treatment using BCRs, Residuals generation rates (i.e. sludge from precipitation) for operation and maintenance (O&M) consideration, Replacement rate for spent treatment media (substrate for biochemical reactor or limestone in a pre‐treatment process) for O&M consideration, Impacts of wet weather on the treatment effectiveness and how the BCRs would respond to such changes | Data not provided | Data not provided | Data not provided | Data not provided | Data not provided | Data not provided | Data not provided
Final Treatability Study Technical Memorandum Formosa Mine Superfund Site Douglas County, Oregon | FORMOSA MINE | ORN001002616 | N/A | OU2 | BCR5 01-05 | Abandoned | Sulfate-reducing bacteria (SRB) BCR with ChitoRem pre-treatment | Passive | Biochemical reactor (BCR) | Pre-treatment | Formosa 1 Adit discharge | Y | Entire system | Aerobic polishing cell (APC) | Data not provided | Pilot | July 2013- October 2013 | Cadmium | Cd, total | mg/L | N | N/A | [6 empty] | 0.013 | 0.181, 0.192 | 92.8 -93.2 |  |  |  | Data not provided | Data not provided | Data not provided | Data not provided | Data not provided | Data not provided | Data not provided | Data not provided | Data not provided | Effluent | 6.79, 6.71 | 0.35, 0.06 | mg/L | 19.66, 21.53 | °C | Data not provided | N/A | Data not provided | N/A | (-)299–(-)158.1 | mV | 4790, 14800 | µS/cm | None | N/A | Data not provided | Data not provided | Data not provided | Data not provided | Data not provided | Data not provided | Y | The necessity and effectiveness of pre‐treatment to condition the water for BCR treatment, MIW loading rate for each BCR medium to achieve effective metal reduction and pH neutralization, Metals removal efficiency (MRE) and sulfate reduction rate for assessing reduction of contaminant toxicity, mass, and volume, through treatment using BCRs, Residuals generation rates (i.e. sludge from precipitation) for operation and maintenance (O&M) consideration, Replacement rate for spent treatment media (substrate for biochemical reactor or limestone in a pre‐treatment process) for O&M consideration, Impacts of wet weather on the treatment effectiveness and how the BCRs would respond to such changes | Data not provided | Data not provided | Data not provided | Data not provided | Data not provided | Data not provided | Data not provided
Final Treatability Study Technical Memorandum Formosa Mine Superfund Site Douglas County, Oregon | FORMOSA MINE | ORN001002616 | N/A | OU2 | BCR6 01-06 | Abandoned | Sulfate-reducing bacteria (SRB) BCR with ChitoRem pre-treatment | Passive | Biochemical reactor (BCR) | Pre-treatment | Formosa 1 Adit discharge | Y | Entire system | Aerobic polishing cell (APC) | Data not provided | Pilot | July 2013- October 2013 | Cadmium | Cd, total | mg/L | N | N/A | [6 empty] | 0.03 | 0.192 | 84.375 |  |  |  | Data not provided | Data not provided | Data not provided | Data not provided | Data not provided | Data not provided | Data not provided | Data not provided | Data not provided | Effluent | 6.87 | 0.2 | mg/L | 21.81 | °C | Data not provided | N/A | Data not provided | N/A | -178.5 | mV | 37260 | µS/cm | None | N/A | Data not provided | Data not provided | Data not provided | Data not provided | Data not provided | Data not provided | Y | The necessity and effectiveness of pre‐treatment to condition the water for BCR treatment, MIW loading rate for each BCR medium to achieve effective metal reduction and pH neutralization, Metals removal efficiency (MRE) and sulfate reduction rate for assessing reduction of contaminant toxicity, mass, and volume, through treatment using BCRs, Residuals generation rates (i.e. sludge from precipitation) for operation and maintenance (O&M) consideration, Replacement rate for spent treatment media (substrate for biochemical reactor or limestone in a pre‐treatment process) for O&M consideration, Impacts of wet weather on the treatment effectiveness and how the BCRs would respond to such changes | Data not provided | Data not provided | Data not provided | Data not provided | Data not provided | Data not provided | Data not provided
Final Treatability Study Technical Memorandum Formosa Mine Superfund Site Douglas County, Oregon | FORMOSA MINE | ORN001002616 | N/A | OU2 | BCR6 01-06 | Abandoned | Sulfate-reducing bacteria (SRB) BCR with ChitoRem pre-treatment | Passive | Biochemical reactor (BCR) | Pre-treatment | Formosa 1 Adit discharge | Y | Entire system | Aerobic polishing cell (APC) | Data not provided | Pilot | July 2013- October 2013 | Cadmium | Cd, dissolved | mg/L | N | N/A | 0.194 | 0.025 | 87.1134 | [9 empty] | Data not provided | Data not provided | Data not provided | Data not provided | Data not provided | Data not provided | Data not provided | Data not provided | Data not provided | Influent | 3.34 | 2.04 | mg/L | 13.7 | °C | Data not provided | N/A | Data not provided | N/A | 389.1 | mV | 1470 | µS/cm | None | N/A | Data not provided | Data not provided | Data not provided | Data not provided | Data not provided | Data not provided | Y | The necessity and effectiveness of pre‐treatment to condition the water for BCR treatment, MIW loading rate for each BCR medium to achieve effective metal reduction and pH neutralization, Metals removal efficiency (MRE) and sulfate reduction rate for assessing reduction of contaminant toxicity, mass, and volume, through treatment using BCRs, Residuals generation rates (i.e. sludge from precipitation) for operation and maintenance (O&M) consideration, Replacement rate for spent treatment media (substrate for biochemical reactor or limestone in a pre‐treatment process) for O&M consideration, Impacts of wet weather on the treatment effectiveness and how the BCRs would respond to such changes | Data not provided | Data not provided | Data not provided | Data not provided | Data not provided | Data not provided | Data not provided
Final Treatability Study Technical Memorandum Formosa Mine Superfund Site Douglas County, Oregon | FORMOSA MINE | ORN001002616 | N/A | OU2 | BCR6 01-06 | Abandoned | Sulfate-reducing bacteria (SRB) BCR with ChitoRem pre-treatment | Passive | Biochemical reactor (BCR) | Pre-treatment | Formosa 1 Adit discharge | Y | Entire system | Aerobic polishing cell (APC) | Data not provided | Pilot | July 2013- October 2013 | Cadmium | Cd, dissolved | mg/L | N | N/A | [6 empty] | 0.025 | 0.194 | 87.1134 |  |  |  | Data not provided | Data not provided | Data not provided | Data not provided | Data not provided | Data not provided | Data not provided | Data not provided | Data not provided | Effluent | 6.69 | 0.2 | mg/L | 21.81 | °C | Data not provided | N/A | Data not provided | N/A | -178.5 | mV | 37260 | µS/cm | None | N/A | Data not provided | Data not provided | Data not provided | Data not provided | Data not provided | Data not provided | Y | The necessity and effectiveness of pre‐treatment to condition the water for BCR treatment, MIW loading rate for each BCR medium to achieve effective metal reduction and pH neutralization, Metals removal efficiency (MRE) and sulfate reduction rate for assessing reduction of contaminant toxicity, mass, and volume, through treatment using BCRs, Residuals generation rates (i.e. sludge from precipitation) for operation and maintenance (O&M) consideration, Replacement rate for spent treatment media (substrate for biochemical reactor or limestone in a pre‐treatment process) for O&M consideration, Impacts of wet weather on the treatment effectiveness and how the BCRs would respond to such changes | Data not provided | Data not provided | Data not provided | Data not provided | Data not provided | Data not provided | Data not provided
Final Treatability Study Technical Memorandum Formosa Mine Superfund Site Douglas County, Oregon | FORMOSA MINE | ORN001002616 | N/A | OU2 | BCR1 01-01 | Abandoned | Sulfate-reducing bacteria (SRB) BCR without pre-treatment | Passive | Biochemical reactor (BCR) | No pre-treatment | Formosa 1 Adit discharge | N | BCR without pre-treatment | Aerobic polishing cell (APC) | Data not provided | Pilot | July 2013- October 2013 | Chloride | Cl, total | mg/L | N | N/A |  |  |  | 2.8 | 3.71 | -32.5 | [6 empty] | Data not provided | Data not provided | Data not provided | Data not provided | Data not provided | Data not provided | Data not provided | Data not provided | Data not provided | Influent | 3.14 | 1.59 | mg/L | 10.71 | °C | Data not provided | N/A | Data not provided | N/A | 397.6 | mV | 1541 | µS/cm | None | N/A | Data not provided | Data not provided | Data not provided | Data not provided | Data not provided | Data not provided | Data not provided | Data not provided | Data not provided | Data not provided | Data not provided | Data not provided | Data not provided | Data not provided | Data not provided
Final Treatability Study Technical Memorandum Formosa Mine Superfund Site Douglas County, Oregon | FORMOSA MINE | ORN001002616 | N/A | OU2 | BCR2 01-02 | Abandoned | Sulfate-reducing bacteria (SRB) BCR without pre-treatment | Passive | Biochemical reactor (BCR) | No pre-treatment | Formosa 1 Adit discharge | N | BCR without pre-treatment | Aerobic polishing cell (APC) | Data not provided | Pilot | July 2013- October 2013 | Chloride | Cl, total | mg/L | N | N/A |  |  |  | 2.8 | 493 | -17507.1429 | [6 empty] | Data not provided | Data not provided | Data not provided | Data not provided | Data not provided | Data not provided | Data not provided | Data not provided | Data not provided | Influent | 3.14 | 1.59 | mg/L | 10.71 | °C | Data not provided | N/A | Data not provided | N/A | 397.6 | mV | 1541 | µS/cm | None | N/A | Data not provided | Data not provided | Data not provided | Data not provided | Data not provided | Data not provided | Data not provided | Data not provided | Data not provided | Data not provided | Data not provided | Data not provided | Data not provided | Data not provided | Data not provided
Final Treatability Study Technical Memorandum Formosa Mine Superfund Site Douglas County, Oregon | FORMOSA MINE | ORN001002616 | N/A | OU2 | BCR2 01-02 | Abandoned | Sulfate-reducing bacteria (SRB) BCR without pre-treatment | Passive | Biochemical reactor (BCR) | No pre-treatment | Formosa 1 Adit discharge | N | BCR without pre-treatment | Aerobic polishing cell (APC) | Data not provided | Pilot | July 2013- October 2013 | Chloride | Cl, total | mg/L | N | N/A | [9 empty] | 5.1 | 3.75 | -36 | Data not provided | Data not provided | Data not provided | Data not provided | Data not provided | Data not provided | Data not provided | Data not provided | Data not provided | Effluent | 6.34 | 0.27 | mg/L | 15.09 | °C | Data not provided | N/A | Data not provided | N/A | -181 | mV | 4367 | µS/cm | None | N/A | Data not provided | Data not provided | Data not provided | Data not provided | Data not provided | Data not provided | Data not provided | Data not provided | Data not provided | Data not provided | Data not provided | Data not provided | Data not provided | Data not provided | Data not provided
Final Treatability Study Technical Memorandum Formosa Mine Superfund Site Douglas County, Oregon | FORMOSA MINE | ORN001002616 | N/A | OU2 | BCR3 01-03 | Abandoned | Sulfate-reducing bacteria (SRB) BCR with SAPS pre-treatment | Passive | Biochemical reactor (BCR) | Pre-treatment | Formosa 1 Adit discharge | Y | Entire system | Aerobic polishing cell (APC) | Data not provided | Pilot | July 2013- October 2013 | Chloride | Cl, total | mg/L | N | N/A |  |  |  | 2.8 | 5.7 | -103.5714 | [6 empty] | Data not provided | Data not provided | Data not provided | Data not provided | Data not provided | Data not provided | Data not provided | Data not provided | Data not provided | Influent | 3.14 | 1.59 | mg/L | 10.71 | °C | Data not provided | N/A | Data not provided | N/A | 397.6 | mV | 1541 | µS/cm | None | N/A | Data not provided | Data not provided | Data not provided | Data not provided | Data not provided | Data not provided | Data not provided | Data not provided | Data not provided | Data not provided | Data not provided | Data not provided | Data not provided | Data not provided | Data not provided
Final Treatability Study Technical Memorandum Formosa Mine Superfund Site Douglas County, Oregon | FORMOSA MINE | ORN001002616 | N/A | OU2 | BCR4 01-04 | Abandoned | Sulfate-reducing bacteria (SRB) BCR with SAPS pre-treatment | Passive | Biochemical reactor (BCR) | Pre-treatment | Formosa 1 Adit discharge | Y | Entire system | Aerobic polishing cell (APC) | Data not provided | Pilot | July 2013- October 2013 | Chloride | Cl, total | mg/L | N | N/A |  |  |  | 2.8 | 238 | -8400 | [6 empty] | Data not provided | Data not provided | Data not provided | Data not provided | Data not provided | Data not provided | Data not provided | Data not provided | Data not provided | Influent | 3.14 | 1.59 | mg/L | 10.71 | °C | Data not provided | N/A | Data not provided | N/A | 397.6 | mV | 1541 | µS/cm | None | N/A | Data not provided | Data not provided | Data not provided | Data not provided | Data not provided | Data not provided | Data not provided | Data not provided | Data not provided | Data not provided | Data not provided | Data not provided | Data not provided | Data not provided | Data not provided
Final Treatability Study Technical Memorandum Formosa Mine Superfund Site Douglas County, Oregon | FORMOSA MINE | ORN001002616 | N/A | OU2 | BCR4 01-04 | Abandoned | Sulfate-reducing bacteria (SRB) BCR with SAPS pre-treatment | Passive | Biochemical reactor (BCR) | Pre-treatment | Formosa 1 Adit discharge | Y | Entire system | Aerobic polishing cell (APC) | Data not provided | Pilot | July 2013- October 2013 | Chloride | Cl, total | mg/L | N | N/A | [9 empty] | 1.54 | 3.75 | 58.9333 | Data not provided | Data not provided | Data not provided | Data not provided | Data not provided | Data not provided | Data not provided | Data not provided | Data not provided | Effluent | 6.31 | 0.16 | mg/L | 15.14 | °C | Data not provided | N/A | Data not provided | N/A | -236.6 | mV | 2943 | µS/cm | None | N/A | Data not provided | Data not provided | Data not provided | Data not provided | Data not provided | Data not provided | Data not provided | Data not provided | Data not provided | Data not provided | Data not provided | Data not provided | Data not provided | Data not provided | Data not provided
Final Treatability Study Technical Memorandum Formosa Mine Superfund Site Douglas County, Oregon | FORMOSA MINE | ORN001002616 | N/A | OU2 | BCR5 01-05 | Abandoned | Sulfate-reducing bacteria (SRB) BCR with ChitoRem pre-treatment | Passive | Biochemical reactor (BCR) | Pre-treatment | Formosa 1 Adit discharge | Y | Entire system | Aerobic polishing cell (APC) | Data not provided | Pilot | July 2013- October 2013 | Chloride | Cl, total | mg/L | N | N/A |  |  |  | 2.8 | 15.9 | -467.8571 | [6 empty] | Data not provided | Data not provided | Data not provided | Data not provided | Data not provided | Data not provided | Data not provided | Data not provided | Data not provided | Influent | 3.14 | 1.59 | mg/L | 10.71 | °C | Data not provided | N/A | Data not provided | N/A | 397.6 | mV | 1541 | µS/cm | None | N/A | Data not provided | Data not provided | Data not provided | Data not provided | Data not provided | Data not provided | Data not provided | Data not provided | Data not provided | Data not provided | Data not provided | Data not provided | Data not provided | Data not provided | Data not provided
Final Treatability Study Technical Memorandum Formosa Mine Superfund Site Douglas County, Oregon | FORMOSA MINE | ORN001002616 | N/A | OU2 | BCR5 01-05 | Abandoned | Sulfate-reducing bacteria (SRB) BCR with ChitoRem pre-treatment | Passive | Biochemical reactor (BCR) | Pre-treatment | Formosa 1 Adit discharge | Y | Entire system | Aerobic polishing cell (APC) | Data not provided | Pilot | July 2013- October 2013 | Chloride | Cl, total | mg/L | N | N/A | [9 empty] | 7.29 | 3.75 | -94.4 | Data not provided | Data not provided | Data not provided | Data not provided | Data not provided | Data not provided | Data not provided | Data not provided | Data not provided | Effluent | 6.62 | 0.08 | mg/L | 15.42 | °C | Data not provided | N/A | Data not provided | N/A | -231.3 | mV | 2087 | µS/cm | None | N/A | Data not provided | Data not provided | Data not provided | Data not provided | Data not provided | Data not provided | Data not provided | Data not provided | Data not provided | Data not provided | Data not provided | Data not provided | Data not provided | Data not provided | Data not provided
Final Treatability Study Technical Memorandum Formosa Mine Superfund Site Douglas County, Oregon | FORMOSA MINE | ORN001002616 | N/A | OU2 | BCR6 01-06 | Abandoned | Sulfate-reducing bacteria (SRB) BCR with ChitoRem pre-treatment | Passive | Biochemical reactor (BCR) | Pre-treatment | Formosa 1 Adit discharge | Y | Entire system | Aerobic polishing cell (APC) | Data not provided | Pilot | July 2013- October 2013 | Chloride | Cl, total | mg/L | N | N/A |  |  |  | 2.8 | 65.4 | -2235.7143 | [6 empty] | Data not provided | Data not provided | Data not provided | Data not provided | Data not provided | Data not provided | Data not provided | Data not provided | Data not provided | Influent | 3.14 | 1.59 | mg/L | 10.71 | °C | Data not provided | N/A | Data not provided | N/A | 397.6 | mV | 1541 | µS/cm | None | N/A | Data not provided | Data not provided | Data not provided | Data not provided | Data not provided | Data not provided | Data not provided | Data not provided | Data not provided | Data not provided | Data not provided | Data not provided | Data not provided | Data not provided | Data not provided
Final Treatability Study Technical Memorandum Formosa Mine Superfund Site Douglas County, Oregon | FORMOSA MINE | ORN001002616 | N/A | OU2 | BCR6 01-06 | Abandoned | Sulfate-reducing bacteria (SRB) BCR with ChitoRem pre-treatment | Passive | Biochemical reactor (BCR) | Pre-treatment | Formosa 1 Adit discharge | Y | Entire system | Aerobic polishing cell (APC) | Data not provided | Pilot | July 2013- October 2013 | Chloride | Cl, total | mg/L | N | N/A | [9 empty] | 7.03 | 3.75 | -87.4667 | Data not provided | Data not provided | Data not provided | Data not provided | Data not provided | Data not provided | Data not provided | Data not provided | Data not provided | Effluent | 6.32 | 0.38 | mg/L | 16.21 | °C | Data not provided | N/A | Data not provided | N/A | -207.9 | mV | 4551 | µS/cm | None | N/A | Data not provided | Data not provided | Data not provided | Data not provided | Data not provided | Data not provided | Data not provided | Data not provided | Data not provided | Data not provided | Data not provided | Data not provided | Data not provided | Data not provided | Data not provided
Final Treatability Study Technical Memorandum Formosa Mine Superfund Site Douglas County, Oregon | FORMOSA MINE | ORN001002616 | N/A | OU2 | BCR1 01-01 | Abandoned | Sulfate-reducing bacteria (SRB) BCR without pre-treatment | Passive | Biochemical reactor (BCR) | No pre-treatment | Formosa 1 Adit discharge | N | BCR without pre-treatment | Aerobic polishing cell (APC) | Data not provided | Pilot | July 2013- October 2013 | Cobalt | Co, total | mg/L | N | N/A | 0.018 | 0.015 | 16.6667 | [9 empty] | Data not provided | Data not provided | Data not provided | Data not provided | Data not provided | Data not provided | Data not provided | Data not provided | Data not provided | Influent | 3.49 | 1.88 | mg/L | 10.94 | °C | Data not provided | N/A | Data not provided | N/A | 403.8 | mV | 1513 | µS/cm | None | N/A | Data not provided | Data not provided | Data not provided | Data not provided | Data not provided | Data not provided | Y | The necessity and effectiveness of pre‐treatment to condition the water for BCR treatment, MIW loading rate for each BCR medium to achieve effective metal reduction and pH neutralization, Metals removal efficiency (MRE) and sulfate reduction rate for assessing reduction of contaminant toxicity, mass, and volume, through treatment using BCRs, Residuals generation rates (i.e. sludge from precipitation) for operation and maintenance (O&M) consideration, Replacement rate for spent treatment media (substrate for biochemical reactor or limestone in a pre‐treatment process) for O&M consideration, Impacts of wet weather on the treatment effectiveness and how the BCRs would respond to such changes | Data not provided | Data not provided | Data not provided | Data not provided | Data not provided | Data not provided | Data not provided
Final Treatability Study Technical Memorandum Formosa Mine Superfund Site Douglas County, Oregon | FORMOSA MINE | ORN001002616 | N/A | OU2 | BCR1 01-01 | Abandoned | Sulfate-reducing bacteria (SRB) BCR without pre-treatment | Passive | Biochemical reactor (BCR) | No pre-treatment | Formosa 1 Adit discharge | N | BCR without pre-treatment | Aerobic polishing cell (APC) | Data not provided | Pilot | July 2013- October 2013 | Cobalt | Co, total | mg/L | N | N/A | [6 empty] | 0.015 | 0.018 | 16.6667 |  |  |  | Data not provided | Data not provided | Data not provided | Data not provided | Data not provided | Data not provided | Data not provided | Data not provided | Data not provided | Effluent | 5.91 | 0.86 | mg/L | 18.63 | °C | Data not provided | N/A | Data not provided | N/A | -16.6 | mV | 1395 | µS/cm | None | N/A | Data not provided | Data not provided | Data not provided | Data not provided | Data not provided | Data not provided | Y | The necessity and effectiveness of pre‐treatment to condition the water for BCR treatment, MIW loading rate for each BCR medium to achieve effective metal reduction and pH neutralization, Metals removal efficiency (MRE) and sulfate reduction rate for assessing reduction of contaminant toxicity, mass, and volume, through treatment using BCRs, Residuals generation rates (i.e. sludge from precipitation) for operation and maintenance (O&M) consideration, Replacement rate for spent treatment media (substrate for biochemical reactor or limestone in a pre‐treatment process) for O&M consideration, Impacts of wet weather on the treatment effectiveness and how the BCRs would respond to such changes | Data not provided | Data not provided | Data not provided | Data not provided | Data not provided | Data not provided | Data not provided
Final Treatability Study Technical Memorandum Formosa Mine Superfund Site Douglas County, Oregon | FORMOSA MINE | ORN001002616 | N/A | OU2 | BCR1 01-01 | Abandoned | Sulfate-reducing bacteria (SRB) BCR without pre-treatment | Passive | Biochemical reactor (BCR) | No pre-treatment | Formosa 1 Adit discharge | N | BCR without pre-treatment | Aerobic polishing cell (APC) | Data not provided | Pilot | July 2013- October 2013 | Cobalt | Co, dissolved | mg/L | N | N/A | [6 empty] | 0.141 | 0.017 | -729.4118 |  |  |  | Data not provided | Data not provided | Data not provided | Data not provided | Data not provided | Data not provided | Data not provided | Data not provided | Data not provided | Effluent | 5.38 | 0.86 | mg/L | 18.63 | °C | Data not provided | N/A | Data not provided | N/A | -16.6 | mV | 1395 | µS/cm | None | N/A | Data not provided | Data not provided | Data not provided | Data not provided | Data not provided | Data not provided | Y | The necessity and effectiveness of pre‐treatment to condition the water for BCR treatment, MIW loading rate for each BCR medium to achieve effective metal reduction and pH neutralization, Metals removal efficiency (MRE) and sulfate reduction rate for assessing reduction of contaminant toxicity, mass, and volume, through treatment using BCRs, Residuals generation rates (i.e. sludge from precipitation) for operation and maintenance (O&M) consideration, Replacement rate for spent treatment media (substrate for biochemical reactor or limestone in a pre‐treatment process) for O&M consideration, Impacts of wet weather on the treatment effectiveness and how the BCRs would respond to such changes | Data not provided | Data not provided | Data not provided | Data not provided | Data not provided | Data not provided | Data not provided
Final Treatability Study Technical Memorandum Formosa Mine Superfund Site Douglas County, Oregon | FORMOSA MINE | ORN001002616 | N/A | OU2 | BCR2 01-02 | Abandoned | Sulfate-reducing bacteria (SRB) BCR without pre-treatment | Passive | Biochemical reactor (BCR) | No pre-treatment | Formosa 1 Adit discharge | N | BCR without pre-treatment | Aerobic polishing cell (APC) | Data not provided | Pilot | July 2013- October 2013 | Cobalt | Co, total | mg/L | N | N/A | [6 empty] | 0.164 | 0.015 | -993.3333 |  |  |  | Data not provided | Data not provided | Data not provided | Data not provided | Data not provided | Data not provided | Data not provided | Data not provided | Data not provided | Effluent | 6.64 | 0.29 | mg/L | 21.63 | °C | Data not provided | N/A | Data not provided | N/A | -195.4 | mV | 35860 | µS/cm | None | N/A | Data not provided | Data not provided | Data not provided | Data not provided | Data not provided | Data not provided | Y | The necessity and effectiveness of pre‐treatment to condition the water for BCR treatment, MIW loading rate for each BCR medium to achieve effective metal reduction and pH neutralization, Metals removal efficiency (MRE) and sulfate reduction rate for assessing reduction of contaminant toxicity, mass, and volume, through treatment using BCRs, Residuals generation rates (i.e. sludge from precipitation) for operation and maintenance (O&M) consideration, Replacement rate for spent treatment media (substrate for biochemical reactor or limestone in a pre‐treatment process) for O&M consideration, Impacts of wet weather on the treatment effectiveness and how the BCRs would respond to such changes | Data not provided | Data not provided | Data not provided | Data not provided | Data not provided | Data not provided | Data not provided
Final Treatability Study Technical Memorandum Formosa Mine Superfund Site Douglas County, Oregon | FORMOSA MINE | ORN001002616 | N/A | OU2 | BCR2 01-02 | Abandoned | Sulfate-reducing bacteria (SRB) BCR without pre-treatment | Passive | Biochemical reactor (BCR) | No pre-treatment | Formosa 1 Adit discharge | N | BCR without pre-treatment | Aerobic polishing cell (APC) | Data not provided | Pilot | July 2013- October 2013 | Cobalt | Co, total | mg/L | N | N/A | [9 empty] | 0.04 | 0.015 | -166.6667 | Data not provided | Data not provided | Data not provided | Data not provided | Data not provided | Data not provided | Data not provided | Data not provided | Data not provided | Effluent | 6.54 | 0.48 | mg/L | 18.24 | °C | Data not provided | N/A | Data not provided | N/A | -162.9 | mV | 20550 | µS/cm | None | N/A | Data not provided | Data not provided | Data not provided | Data not provided | Data not provided | Data not provided | Y | The necessity and effectiveness of pre‐treatment to condition the water for BCR treatment, MIW loading rate for each BCR medium to achieve effective metal reduction and pH neutralization, Metals removal efficiency (MRE) and sulfate reduction rate for assessing reduction of contaminant toxicity, mass, and volume, through treatment using BCRs, Residuals generation rates (i.e. sludge from precipitation) for operation and maintenance (O&M) consideration, Replacement rate for spent treatment media (substrate for biochemical reactor or limestone in a pre‐treatment process) for O&M consideration, Impacts of wet weather on the treatment effectiveness and how the BCRs would respond to such changes | Data not provided | Data not provided | Data not provided | Data not provided | Data not provided | Data not provided | Data not provided
Final Treatability Study Technical Memorandum Formosa Mine Superfund Site Douglas County, Oregon | FORMOSA MINE | ORN001002616 | N/A | OU2 | BCR2 01-02 | Abandoned | Sulfate-reducing bacteria (SRB) BCR without pre-treatment | Passive | Biochemical reactor (BCR) | No pre-treatment | Formosa 1 Adit discharge | N | BCR without pre-treatment | Aerobic polishing cell (APC) | Data not provided | Pilot | July 2013- October 2013 | Cobalt | Co, dissolved | mg/L | N | N/A | [6 empty] | 0.148 | 0.014 | -957.1429 |  |  |  | Data not provided | Data not provided | Data not provided | Data not provided | Data not provided | Data not provided | Data not provided | Data not provided | Data not provided | Effluent | 6.64 | 0.29 | mg/L | 21.63 | °C | Data not provided | N/A | Data not provided | N/A | -195.4 | mV | 35860 | µS/cm | None | N/A | Data not provided | Data not provided | Data not provided | Data not provided | Data not provided | Data not provided | Y | The necessity and effectiveness of pre‐treatment to condition the water for BCR treatment, MIW loading rate for each BCR medium to achieve effective metal reduction and pH neutralization, Metals removal efficiency (MRE) and sulfate reduction rate for assessing reduction of contaminant toxicity, mass, and volume, through treatment using BCRs, Residuals generation rates (i.e. sludge from precipitation) for operation and maintenance (O&M) consideration, Replacement rate for spent treatment media (substrate for biochemical reactor or limestone in a pre‐treatment process) for O&M consideration, Impacts of wet weather on the treatment effectiveness and how the BCRs would respond to such changes | Data not provided | Data not provided | Data not provided | Data not provided | Data not provided | Data not provided | Data not provided
Final Treatability Study Technical Memorandum Formosa Mine Superfund Site Douglas County, Oregon | FORMOSA MINE | ORN001002616 | N/A | OU2 | BCR3 01-03 | Abandoned | Sulfate-reducing bacteria (SRB) BCR with SAPS pre-treatment | Passive | Biochemical reactor (BCR) | Pre-treatment | Formosa 1 Adit discharge | Y | Entire system | Aerobic polishing cell (APC) | Data not provided | Pilot | July 2013- October 2013 | Cobalt | Co, total | mg/L | N | N/A | [6 empty] | 0.017 | 0.015 | -13.3333 |  |  |  | Data not provided | Data not provided | Data not provided | Data not provided | Data not provided | Data not provided | Data not provided | Data not provided | Data not provided | Effluent | 6.67 | 0.13 | mg/L | 20.83 | °C | Data not provided | N/A | Data not provided | N/A | 149.5 | mV | 7404 | µS/cm | None | N/A | Data not provided | Data not provided | Data not provided | Data not provided | Data not provided | Data not provided | Y | The necessity and effectiveness of pre‐treatment to condition the water for BCR treatment, MIW loading rate for each BCR medium to achieve effective metal reduction and pH neutralization, Metals removal efficiency (MRE) and sulfate reduction rate for assessing reduction of contaminant toxicity, mass, and volume, through treatment using BCRs, Residuals generation rates (i.e. sludge from precipitation) for operation and maintenance (O&M) consideration, Replacement rate for spent treatment media (substrate for biochemical reactor or limestone in a pre‐treatment process) for O&M consideration, Impacts of wet weather on the treatment effectiveness and how the BCRs would respond to such changes | Data not provided | Data not provided | Data not provided | Data not provided | Data not provided | Data not provided | Data not provided
Final Treatability Study Technical Memorandum Formosa Mine Superfund Site Douglas County, Oregon | FORMOSA MINE | ORN001002616 | N/A | OU2 | BCR3 01-03 | Abandoned | Sulfate-reducing bacteria (SRB) BCR with SAPS pre-treatment | Passive | Biochemical reactor (BCR) | Pre-treatment | Formosa 1 Adit discharge | Y | Entire system | Aerobic polishing cell (APC) | Data not provided | Pilot | July 2013- October 2013 | Cobalt | Co, dissolved | mg/L | N | N/A | [6 empty] | 0.107 | 0.017 | -529.4118 |  |  |  | Data not provided | Data not provided | Data not provided | Data not provided | Data not provided | Data not provided | Data not provided | Data not provided | Data not provided | Effluent | 6.04 | 0.67 | mg/L | 18.81 | °C | Data not provided | N/A | Data not provided | N/A | -32.1 | mV | 1407 | µS/cm | None | N/A | Data not provided | Data not provided | Data not provided | Data not provided | Data not provided | Data not provided | Y | The necessity and effectiveness of pre‐treatment to condition the water for BCR treatment, MIW loading rate for each BCR medium to achieve effective metal reduction and pH neutralization, Metals removal efficiency (MRE) and sulfate reduction rate for assessing reduction of contaminant toxicity, mass, and volume, through treatment using BCRs, Residuals generation rates (i.e. sludge from precipitation) for operation and maintenance (O&M) consideration, Replacement rate for spent treatment media (substrate for biochemical reactor or limestone in a pre‐treatment process) for O&M consideration, Impacts of wet weather on the treatment effectiveness and how the BCRs would respond to such changes | Data not provided | Data not provided | Data not provided | Data not provided | Data not provided | Data not provided | Data not provided
Final Treatability Study Technical Memorandum Formosa Mine Superfund Site Douglas County, Oregon | FORMOSA MINE | ORN001002616 | N/A | OU2 | BCR4 01-04 | Abandoned | Sulfate-reducing bacteria (SRB) BCR with SAPS pre-treatment | Passive | Biochemical reactor (BCR) | Pre-treatment | Formosa 1 Adit discharge | Y | Entire system | Aerobic polishing cell (APC) | Data not provided | Pilot | July 2013- October 2013 | Cobalt | Co, total | mg/L | N | N/A | [6 empty] | 0.103 | 0.015 | -586.6667 |  |  |  | Data not provided | Data not provided | Data not provided | Data not provided | Data not provided | Data not provided | Data not provided | Data not provided | Data not provided | Effluent | 6.82 | 0.17 | mg/L | 21.21 | °C | Data not provided | N/A | Data not provided | N/A | -178.9 | mV | 23850 | µS/cm | None | N/A | Data not provided | Data not provided | Data not provided | Data not provided | Data not provided | Data not provided | Y | The necessity and effectiveness of pre‐treatment to condition the water for BCR treatment, MIW loading rate for each BCR medium to achieve effective metal reduction and pH neutralization, Metals removal efficiency (MRE) and sulfate reduction rate for assessing reduction of contaminant toxicity, mass, and volume, through treatment using BCRs, Residuals generation rates (i.e. sludge from precipitation) for operation and maintenance (O&M) consideration, Replacement rate for spent treatment media (substrate for biochemical reactor or limestone in a pre‐treatment process) for O&M consideration, Impacts of wet weather on the treatment effectiveness and how the BCRs would respond to such changes | Data not provided | Data not provided | Data not provided | Data not provided | Data not provided | Data not provided | Data not provided
Final Treatability Study Technical Memorandum Formosa Mine Superfund Site Douglas County, Oregon | FORMOSA MINE | ORN001002616 | N/A | OU2 | BCR4 01-04 | Abandoned | Sulfate-reducing bacteria (SRB) BCR with SAPS pre-treatment | Passive | Biochemical reactor (BCR) | Pre-treatment | Formosa 1 Adit discharge | Y | Entire system | Aerobic polishing cell (APC) | Data not provided | Pilot | July 2013- October 2013 | Cobalt | Co, dissolved | mg/L | N | N/A | [6 empty] | 0.091 | 0.014 | -550 |  |  |  | Data not provided | Data not provided | Data not provided | Data not provided | Data not provided | Data not provided | Data not provided | Data not provided | Data not provided | Effluent | 6.7 | 0.17 | mg/L | 21.21 | °C | Data not provided | N/A | Data not provided | N/A | -178.9 | mV | 23850 | µS/cm | None | N/A | Data not provided | Data not provided | Data not provided | Data not provided | Data not provided | Data not provided | Y | The necessity and effectiveness of pre‐treatment to condition the water for BCR treatment, MIW loading rate for each BCR medium to achieve effective metal reduction and pH neutralization, Metals removal efficiency (MRE) and sulfate reduction rate for assessing reduction of contaminant toxicity, mass, and volume, through treatment using BCRs, Residuals generation rates (i.e. sludge from precipitation) for operation and maintenance (O&M) consideration, Replacement rate for spent treatment media (substrate for biochemical reactor or limestone in a pre‐treatment process) for O&M consideration, Impacts of wet weather on the treatment effectiveness and how the BCRs would respond to such changes | Data not provided | Data not provided | Data not provided | Data not provided | Data not provided | Data not provided | Data not provided
Final Treatability Study Technical Memorandum Formosa Mine Superfund Site Douglas County, Oregon | FORMOSA MINE | ORN001002616 | N/A | OU2 | BCR4 01-04 | Abandoned | Sulfate-reducing bacteria (SRB) BCR with SAPS pre-treatment | Passive | Biochemical reactor (BCR) | Pre-treatment | Formosa 1 Adit discharge | Y | Entire system | Aerobic polishing cell (APC) | Data not provided | Pilot | July 2013- October 2013 | Cobalt | Co, dissolved | mg/L | N | N/A | [9 empty] | 0.012 | 0.015 | 20 | Data not provided | Data not provided | Data not provided | Data not provided | Data not provided | Data not provided | Data not provided | Data not provided | Data not provided | Effluent | 6.59 | 0.33 | mg/L | 20.23 | °C | Data not provided | N/A | Data not provided | N/A | -162.9 | mV | 14510 | µS/cm | None | N/A | Data not provided | Data not provided | Data not provided | Data not provided | Data not provided | Data not provided | Y | The necessity and effectiveness of pre‐treatment to condition the water for BCR treatment, MIW loading rate for each BCR medium to achieve effective metal reduction and pH neutralization, Metals removal efficiency (MRE) and sulfate reduction rate for assessing reduction of contaminant toxicity, mass, and volume, through treatment using BCRs, Residuals generation rates (i.e. sludge from precipitation) for operation and maintenance (O&M) consideration, Replacement rate for spent treatment media (substrate for biochemical reactor or limestone in a pre‐treatment process) for O&M consideration, Impacts of wet weather on the treatment effectiveness and how the BCRs would respond to such changes | Data not provided | Data not provided | Data not provided | Data not provided | Data not provided | Data not provided | Data not provided
Final Treatability Study Technical Memorandum Formosa Mine Superfund Site Douglas County, Oregon | FORMOSA MINE | ORN001002616 | N/A | OU2 | BCR5 01-05 | Abandoned | Sulfate-reducing bacteria (SRB) BCR with ChitoRem pre-treatment | Passive | Biochemical reactor (BCR) | Pre-treatment | Formosa 1 Adit discharge | Y | Entire system | Aerobic polishing cell (APC) | Data not provided | Pilot | July 2013- October 2013 | Cobalt | Co, total | mg/L | N | N/A | [6 empty] | 0.025 | 0.015 | -66.6667 |  |  |  | Data not provided | Data not provided | Data not provided | Data not provided | Data not provided | Data not provided | Data not provided | Data not provided | Data not provided | Effluent | 6.71 | 0.06 | mg/L | 21.53 | °C | Data not provided | N/A | Data not provided | N/A | -158.1 | mV | 14800 | µS/cm | None | N/A | Data not provided | Data not provided | Data not provided | Data not provided | Data not provided | Data not provided | Y | The necessity and effectiveness of pre‐treatment to condition the water for BCR treatment, MIW loading rate for each BCR medium to achieve effective metal reduction and pH neutralization, Metals removal efficiency (MRE) and sulfate reduction rate for assessing reduction of contaminant toxicity, mass, and volume, through treatment using BCRs, Residuals generation rates (i.e. sludge from precipitation) for operation and maintenance (O&M) consideration, Replacement rate for spent treatment media (substrate for biochemical reactor or limestone in a pre‐treatment process) for O&M consideration, Impacts of wet weather on the treatment effectiveness and how the BCRs would respond to such changes | Data not provided | Data not provided | Data not provided | Data not provided | Data not provided | Data not provided | Data not provided
Final Treatability Study Technical Memorandum Formosa Mine Superfund Site Douglas County, Oregon | FORMOSA MINE | ORN001002616 | N/A | OU2 | BCR5 01-05 | Abandoned | Sulfate-reducing bacteria (SRB) BCR with ChitoRem pre-treatment | Passive | Biochemical reactor (BCR) | Pre-treatment | Formosa 1 Adit discharge | Y | Entire system | Aerobic polishing cell (APC) | Data not provided | Pilot | July 2013- October 2013 | Cobalt | Co, dissolved | mg/L | N | N/A | [6 empty] | 0.015 | 0.014 | -7.1429 |  |  |  | Data not provided | Data not provided | Data not provided | Data not provided | Data not provided | Data not provided | Data not provided | Data not provided | Data not provided | Effluent | 6.51 | 0.06 | mg/L | 21.53 | °C | Data not provided | N/A | Data not provided | N/A | -158.1 | mV | 14800 | µS/cm | None | N/A | Data not provided | Data not provided | Data not provided | Data not provided | Data not provided | Data not provided | Y | The necessity and effectiveness of pre‐treatment to condition the water for BCR treatment, MIW loading rate for each BCR medium to achieve effective metal reduction and pH neutralization, Metals removal efficiency (MRE) and sulfate reduction rate for assessing reduction of contaminant toxicity, mass, and volume, through treatment using BCRs, Residuals generation rates (i.e. sludge from precipitation) for operation and maintenance (O&M) consideration, Replacement rate for spent treatment media (substrate for biochemical reactor or limestone in a pre‐treatment process) for O&M consideration, Impacts of wet weather on the treatment effectiveness and how the BCRs would respond to such changes | Data not provided | Data not provided | Data not provided | Data not provided | Data not provided | Data not provided | Data not provided
Final Treatability Study Technical Memorandum Formosa Mine Superfund Site Douglas County, Oregon | FORMOSA MINE | ORN001002616 | N/A | OU2 | BCR6 01-06 | Abandoned | Sulfate-reducing bacteria (SRB) BCR with ChitoRem pre-treatment | Passive | Biochemical reactor (BCR) | Pre-treatment | Formosa 1 Adit discharge | Y | Entire system | Aerobic polishing cell (APC) | Data not provided | Pilot | July 2013- October 2013 | Cobalt | Co, total | mg/L | N | N/A | [6 empty] | 0.193 | 0.015 | -1186.6667 |  |  |  | Data not provided | Data not provided | Data not provided | Data not provided | Data not provided | Data not provided | Data not provided | Data not provided | Data not provided | Effluent | 6.87 | 0.2 | mg/L | 21.81 | °C | Data not provided | N/A | Data not provided | N/A | -178.5 | mV | 37260 | µS/cm | None | N/A | Data not provided | Data not provided | Data not provided | Data not provided | Data not provided | Data not provided | Y | The necessity and effectiveness of pre‐treatment to condition the water for BCR treatment, MIW loading rate for each BCR medium to achieve effective metal reduction and pH neutralization, Metals removal efficiency (MRE) and sulfate reduction rate for assessing reduction of contaminant toxicity, mass, and volume, through treatment using BCRs, Residuals generation rates (i.e. sludge from precipitation) for operation and maintenance (O&M) consideration, Replacement rate for spent treatment media (substrate for biochemical reactor or limestone in a pre‐treatment process) for O&M consideration, Impacts of wet weather on the treatment effectiveness and how the BCRs would respond to such changes | Data not provided | Data not provided | Data not provided | Data not provided | Data not provided | Data not provided | Data not provided
Final Treatability Study Technical Memorandum Formosa Mine Superfund Site Douglas County, Oregon | FORMOSA MINE | ORN001002616 | N/A | OU2 | BCR6 01-06 | Abandoned | Sulfate-reducing bacteria (SRB) BCR with ChitoRem pre-treatment | Passive | Biochemical reactor (BCR) | Pre-treatment | Formosa 1 Adit discharge | Y | Entire system | Aerobic polishing cell (APC) | Data not provided | Pilot | July 2013- October 2013 | Cobalt | Co, dissolved | mg/L | N | N/A | [6 empty] | 0.185 | 0.014 | -1221.4286 |  |  |  | Data not provided | Data not provided | Data not provided | Data not provided | Data not provided | Data not provided | Data not provided | Data not provided | Data not provided | Effluent | 6.69 | 0.2 | mg/L | 21.81 | °C | Data not provided | N/A | Data not provided | N/A | -178.5 | mV | 37260 | µS/cm | None | N/A | Data not provided | Data not provided | Data not provided | Data not provided | Data not provided | Data not provided | Y | The necessity and effectiveness of pre‐treatment to condition the water for BCR treatment, MIW loading rate for each BCR medium to achieve effective metal reduction and pH neutralization, Metals removal efficiency (MRE) and sulfate reduction rate for assessing reduction of contaminant toxicity, mass, and volume, through treatment using BCRs, Residuals generation rates (i.e. sludge from precipitation) for operation and maintenance (O&M) consideration, Replacement rate for spent treatment media (substrate for biochemical reactor or limestone in a pre‐treatment process) for O&M consideration, Impacts of wet weather on the treatment effectiveness and how the BCRs would respond to such changes | Data not provided | Data not provided | Data not provided | Data not provided | Data not provided | Data not provided | Data not provided
Final Treatability Study Technical Memorandum Formosa Mine Superfund Site Douglas County, Oregon | FORMOSA MINE | ORN001002616 | N/A | OU2 | BCR1 01-01 | Abandoned | Sulfate-reducing bacteria (SRB) BCR without pre-treatment | Passive | Biochemical reactor (BCR) | No pre-treatment | Formosa 1 Adit discharge | N | BCR without pre-treatment | Aerobic polishing cell (APC) | Data not provided | Pilot | July 2013- October 2013 | Chromium | Cr, total | mg/L | N | N/A | 0.272 | 0.134 | 50.7353 | [9 empty] | Data not provided | Data not provided | Data not provided | Data not provided | Data not provided | Data not provided | Data not provided | Data not provided | Data not provided | Influent | 3.51 | 1.1 | mg/L | 10.13 | °C | Data not provided | N/A | Data not provided | N/A | 320.9 | mV | 1532 | µS/cm | None | N/A | Data not provided | Data not provided | Data not provided | Data not provided | Data not provided | Data not provided | Y | The necessity and effectiveness of pre‐treatment to condition the water for BCR treatment, MIW loading rate for each BCR medium to achieve effective metal reduction and pH neutralization, Metals removal efficiency (MRE) and sulfate reduction rate for assessing reduction of contaminant toxicity, mass, and volume, through treatment using BCRs, Residuals generation rates (i.e. sludge from precipitation) for operation and maintenance (O&M) consideration, Replacement rate for spent treatment media (substrate for biochemical reactor or limestone in a pre‐treatment process) for O&M consideration, Impacts of wet weather on the treatment effectiveness and how the BCRs would respond to such changes | Data not provided | Data not provided | Data not provided | Data not provided | Data not provided | Data not provided | Data not provided
Final Treatability Study Technical Memorandum Formosa Mine Superfund Site Douglas County, Oregon | FORMOSA MINE | ORN001002616 | N/A | OU2 | BCR1 01-01 | Abandoned | Sulfate-reducing bacteria (SRB) BCR without pre-treatment | Passive | Biochemical reactor (BCR) | No pre-treatment | Formosa 1 Adit discharge | N | BCR without pre-treatment | Aerobic polishing cell (APC) | Data not provided | Pilot | July 2013- October 2013 | Chromium | Cr, total | mg/L | N | N/A |  |  |  | 0.155 | 0.085 | 45.1613 | [6 empty] | Data not provided | Data not provided | Data not provided | Data not provided | Data not provided | Data not provided | Data not provided | Data not provided | Data not provided | Influent | 3.36 | 0.05 | mg/L | 11.08 | °C | Data not provided | N/A | Data not provided | N/A | 357.3 | mV | 1366 | µS/cm | None | N/A | Data not provided | Data not provided | Data not provided | Data not provided | Data not provided | Data not provided | Y | The necessity and effectiveness of pre‐treatment to condition the water for BCR treatment, MIW loading rate for each BCR medium to achieve effective metal reduction and pH neutralization, Metals removal efficiency (MRE) and sulfate reduction rate for assessing reduction of contaminant toxicity, mass, and volume, through treatment using BCRs, Residuals generation rates (i.e. sludge from precipitation) for operation and maintenance (O&M) consideration, Replacement rate for spent treatment media (substrate for biochemical reactor or limestone in a pre‐treatment process) for O&M consideration, Impacts of wet weather on the treatment effectiveness and how the BCRs would respond to such changes | Data not provided | Data not provided | Data not provided | Data not provided | Data not provided | Data not provided | Data not provided
Final Treatability Study Technical Memorandum Formosa Mine Superfund Site Douglas County, Oregon | FORMOSA MINE | ORN001002616 | N/A | OU2 | BCR1 01-01 | Abandoned | Sulfate-reducing bacteria (SRB) BCR without pre-treatment | Passive | Biochemical reactor (BCR) | No pre-treatment | Formosa 1 Adit discharge | N | BCR without pre-treatment | Aerobic polishing cell (APC) | Data not provided | Pilot | July 2013- October 2013 | Chromium | Cr, total | mg/L | N | N/A | [6 empty] | 0.212 | 0.264 | 19.697 |  |  |  | Data not provided | Data not provided | Data not provided | Data not provided | Data not provided | Data not provided | Data not provided | Data not provided | Data not provided | Effluent | 5.96 | 0.7 | mg/L | 18.75 | °C | Data not provided | N/A | Data not provided | N/A | 5.6 | mV | 1484 | µS/cm | None | N/A | Data not provided | Data not provided | Data not provided | Data not provided | Data not provided | Data not provided | Y | The necessity and effectiveness of pre‐treatment to condition the water for BCR treatment, MIW loading rate for each BCR medium to achieve effective metal reduction and pH neutralization, Metals removal efficiency (MRE) and sulfate reduction rate for assessing reduction of contaminant toxicity, mass, and volume, through treatment using BCRs, Residuals generation rates (i.e. sludge from precipitation) for operation and maintenance (O&M) consideration, Replacement rate for spent treatment media (substrate for biochemical reactor or limestone in a pre‐treatment process) for O&M consideration, Impacts of wet weather on the treatment effectiveness and how the BCRs would respond to such changes | Data not provided | Data not provided | Data not provided | Data not provided | Data not provided | Data not provided | Data not provided
Final Treatability Study Technical Memorandum Formosa Mine Superfund Site Douglas County, Oregon | FORMOSA MINE | ORN001002616 | N/A | OU2 | BCR1 01-01 | Abandoned | Sulfate-reducing bacteria (SRB) BCR without pre-treatment | Passive | Biochemical reactor (BCR) | No pre-treatment | Formosa 1 Adit discharge | N | BCR without pre-treatment | Aerobic polishing cell (APC) | Data not provided | Pilot | July 2013- October 2013 | Chromium | Cr, total | mg/L | N | N/A | [9 empty] | 0.039 | 0.233 | 83.2618 | Data not provided | Data not provided | Data not provided | Data not provided | Data not provided | Data not provided | Data not provided | Data not provided | Data not provided | Effluent | 6.25 | 0.11 | mg/L | 21.04 | °C | Data not provided | N/A | Data not provided | N/A | -158.5 | mV | 3928 | µS/cm | None | N/A | Data not provided | Data not provided | Data not provided | Data not provided | Data not provided | Data not provided | Y | The necessity and effectiveness of pre‐treatment to condition the water for BCR treatment, MIW loading rate for each BCR medium to achieve effective metal reduction and pH neutralization, Metals removal efficiency (MRE) and sulfate reduction rate for assessing reduction of contaminant toxicity, mass, and volume, through treatment using BCRs, Residuals generation rates (i.e. sludge from precipitation) for operation and maintenance (O&M) consideration, Replacement rate for spent treatment media (substrate for biochemical reactor or limestone in a pre‐treatment process) for O&M consideration, Impacts of wet weather on the treatment effectiveness and how the BCRs would respond to such changes | Data not provided | Data not provided | Data not provided | Data not provided | Data not provided | Data not provided | Data not provided
Final Treatability Study Technical Memorandum Formosa Mine Superfund Site Douglas County, Oregon | FORMOSA MINE | ORN001002616 | N/A | OU2 | BCR1 01-01 | Abandoned | Sulfate-reducing bacteria (SRB) BCR without pre-treatment | Passive | Biochemical reactor (BCR) | No pre-treatment | Formosa 1 Adit discharge | N | BCR without pre-treatment | Aerobic polishing cell (APC) | Data not provided | Pilot | July 2013- October 2013 | Chromium | Cr, dissolved | mg/L | N | N/A | 0.263 | 0.13 | 50.5703 | [9 empty] | Data not provided | Data not provided | Data not provided | Data not provided | Data not provided | Data not provided | Data not provided | Data not provided | Data not provided | Influent | 3.26 | 1.1 | mg/L | 10.13 | °C | Data not provided | N/A | Data not provided | N/A | 320.9 | mV | 1532 | µS/cm | None | N/A | Data not provided | Data not provided | Data not provided | Data not provided | Data not provided | Data not provided | Y | The necessity and effectiveness of pre‐treatment to condition the water for BCR treatment, MIW loading rate for each BCR medium to achieve effective metal reduction and pH neutralization, Metals removal efficiency (MRE) and sulfate reduction rate for assessing reduction of contaminant toxicity, mass, and volume, through treatment using BCRs, Residuals generation rates (i.e. sludge from precipitation) for operation and maintenance (O&M) consideration, Replacement rate for spent treatment media (substrate for biochemical reactor or limestone in a pre‐treatment process) for O&M consideration, Impacts of wet weather on the treatment effectiveness and how the BCRs would respond to such changes | Data not provided | Data not provided | Data not provided | Data not provided | Data not provided | Data not provided | Data not provided
Final Treatability Study Technical Memorandum Formosa Mine Superfund Site Douglas County, Oregon | FORMOSA MINE | ORN001002616 | N/A | OU2 | BCR1 01-01 | Abandoned | Sulfate-reducing bacteria (SRB) BCR without pre-treatment | Passive | Biochemical reactor (BCR) | No pre-treatment | Formosa 1 Adit discharge | N | BCR without pre-treatment | Aerobic polishing cell (APC) | Data not provided | Pilot | July 2013- October 2013 | Chromium | Cr, dissolved | mg/L | N | N/A |  |  |  | 0.113 | 0.077 | 31.8584 | [6 empty] | Data not provided | Data not provided | Data not provided | Data not provided | Data not provided | Data not provided | Data not provided | Data not provided | Data not provided | Influent | 3.37 | 0.05 | mg/L | 11.08 | °C | Data not provided | N/A | Data not provided | N/A | 357.3 | mV | 1366 | µS/cm | None | N/A | Data not provided | Data not provided | Data not provided | Data not provided | Data not provided | Data not provided | Y | The necessity and effectiveness of pre‐treatment to condition the water for BCR treatment, MIW loading rate for each BCR medium to achieve effective metal reduction and pH neutralization, Metals removal efficiency (MRE) and sulfate reduction rate for assessing reduction of contaminant toxicity, mass, and volume, through treatment using BCRs, Residuals generation rates (i.e. sludge from precipitation) for operation and maintenance (O&M) consideration, Replacement rate for spent treatment media (substrate for biochemical reactor or limestone in a pre‐treatment process) for O&M consideration, Impacts of wet weather on the treatment effectiveness and how the BCRs would respond to such changes | Data not provided | Data not provided | Data not provided | Data not provided | Data not provided | Data not provided | Data not provided
Final Treatability Study Technical Memorandum Formosa Mine Superfund Site Douglas County, Oregon | FORMOSA MINE | ORN001002616 | N/A | OU2 | BCR1 01-01 | Abandoned | Sulfate-reducing bacteria (SRB) BCR without pre-treatment | Passive | Biochemical reactor (BCR) | No pre-treatment | Formosa 1 Adit discharge | N | BCR without pre-treatment | Aerobic polishing cell (APC) | Data not provided | Pilot | July 2013- October 2013 | Chromium | Cr, dissolved | mg/L | N | N/A | [6 empty] | 0.21 | 0.261 | 19.5402 |  |  |  | Data not provided | Data not provided | Data not provided | Data not provided | Data not provided | Data not provided | Data not provided | Data not provided | Data not provided | Effluent | 5.42 | 0.7 | mg/L | 18.75 | °C | Data not provided | N/A | Data not provided | N/A | 5.6 | mV | 1484 | µS/cm | None | N/A | Data not provided | Data not provided | Data not provided | Data not provided | Data not provided | Data not provided | Y | The necessity and effectiveness of pre‐treatment to condition the water for BCR treatment, MIW loading rate for each BCR medium to achieve effective metal reduction and pH neutralization, Metals removal efficiency (MRE) and sulfate reduction rate for assessing reduction of contaminant toxicity, mass, and volume, through treatment using BCRs, Residuals generation rates (i.e. sludge from precipitation) for operation and maintenance (O&M) consideration, Replacement rate for spent treatment media (substrate for biochemical reactor or limestone in a pre‐treatment process) for O&M consideration, Impacts of wet weather on the treatment effectiveness and how the BCRs would respond to such changes | Data not provided | Data not provided | Data not provided | Data not provided | Data not provided | Data not provided | Data not provided
Final Treatability Study Technical Memorandum Formosa Mine Superfund Site Douglas County, Oregon | FORMOSA MINE | ORN001002616 | N/A | OU2 | BCR2 01-02 | Abandoned | Sulfate-reducing bacteria (SRB) BCR without pre-treatment | Passive | Biochemical reactor (BCR) | No pre-treatment | Formosa 1 Adit discharge | N | BCR without pre-treatment | Aerobic polishing cell (APC) | Data not provided | Pilot | July 2013- October 2013 | Chromium | Cr, total | mg/L | N | N/A | 0.272 | 0.024 | 91.1765 | [9 empty] | Data not provided | Data not provided | Data not provided | Data not provided | Data not provided | Data not provided | Data not provided | Data not provided | Data not provided | Influent | 3.51 | 1.1 | mg/L | 10.13 | °C | Data not provided | N/A | Data not provided | N/A | 320.9 | mV | 1532 | µS/cm | None | N/A | Data not provided | Data not provided | Data not provided | Data not provided | Data not provided | Data not provided | Y | The necessity and effectiveness of pre‐treatment to condition the water for BCR treatment, MIW loading rate for each BCR medium to achieve effective metal reduction and pH neutralization, Metals removal efficiency (MRE) and sulfate reduction rate for assessing reduction of contaminant toxicity, mass, and volume, through treatment using BCRs, Residuals generation rates (i.e. sludge from precipitation) for operation and maintenance (O&M) consideration, Replacement rate for spent treatment media (substrate for biochemical reactor or limestone in a pre‐treatment process) for O&M consideration, Impacts of wet weather on the treatment effectiveness and how the BCRs would respond to such changes | Data not provided | Data not provided | Data not provided | Data not provided | Data not provided | Data not provided | Data not provided
Final Treatability Study Technical Memorandum Formosa Mine Superfund Site Douglas County, Oregon | FORMOSA MINE | ORN001002616 | N/A | OU2 | BCR2 01-02 | Abandoned | Sulfate-reducing bacteria (SRB) BCR without pre-treatment | Passive | Biochemical reactor (BCR) | No pre-treatment | Formosa 1 Adit discharge | N | BCR without pre-treatment | Aerobic polishing cell (APC) | Data not provided | Pilot | July 2013- October 2013 | Chromium | Cr, total | mg/L | N | N/A | [6 empty] | 0.035 | 0.233 | 84.9785 |  |  |  | Data not provided | Data not provided | Data not provided | Data not provided | Data not provided | Data not provided | Data not provided | Data not provided | Data not provided | Effluent | 6.64 | 0.48 | mg/L | 18.24 | °C | Data not provided | N/A | Data not provided | N/A | -162.9 | mV | 20550 | µS/cm | None | N/A | Data not provided | Data not provided | Data not provided | Data not provided | Data not provided | Data not provided | Y | The necessity and effectiveness of pre‐treatment to condition the water for BCR treatment, MIW loading rate for each BCR medium to achieve effective metal reduction and pH neutralization, Metals removal efficiency (MRE) and sulfate reduction rate for assessing reduction of contaminant toxicity, mass, and volume, through treatment using BCRs, Residuals generation rates (i.e. sludge from precipitation) for operation and maintenance (O&M) consideration, Replacement rate for spent treatment media (substrate for biochemical reactor or limestone in a pre‐treatment process) for O&M consideration, Impacts of wet weather on the treatment effectiveness and how the BCRs would respond to such changes | Data not provided | Data not provided | Data not provided | Data not provided | Data not provided | Data not provided | Data not provided
Final Treatability Study Technical Memorandum Formosa Mine Superfund Site Douglas County, Oregon | FORMOSA MINE | ORN001002616 | N/A | OU2 | BCR2 01-02 | Abandoned | Sulfate-reducing bacteria (SRB) BCR without pre-treatment | Passive | Biochemical reactor (BCR) | No pre-treatment | Formosa 1 Adit discharge | N | BCR without pre-treatment | Aerobic polishing cell (APC) | Data not provided | Pilot | July 2013- October 2013 | Chromium | Cr, dissolved | mg/L | N | N/A | [6 empty] | 0.0325 | 0.236 | 86.2288 |  |  |  | Data not provided | Data not provided | Data not provided | Data not provided | Data not provided | Data not provided | Data not provided | Data not provided | Data not provided | Effluent | 6.64 | 0.29 | mg/L | 21.63 | °C | Data not provided | N/A | Data not provided | N/A | -195.4 | mV | 35860 | µS/cm | None | N/A | Data not provided | Data not provided | Data not provided | Data not provided | Data not provided | Data not provided | Y | The necessity and effectiveness of pre‐treatment to condition the water for BCR treatment, MIW loading rate for each BCR medium to achieve effective metal reduction and pH neutralization, Metals removal efficiency (MRE) and sulfate reduction rate for assessing reduction of contaminant toxicity, mass, and volume, through treatment using BCRs, Residuals generation rates (i.e. sludge from precipitation) for operation and maintenance (O&M) consideration, Replacement rate for spent treatment media (substrate for biochemical reactor or limestone in a pre‐treatment process) for O&M consideration, Impacts of wet weather on the treatment effectiveness and how the BCRs would respond to such changes | Data not provided | Data not provided | Data not provided | Data not provided | Data not provided | Data not provided | Data not provided
Final Treatability Study Technical Memorandum Formosa Mine Superfund Site Douglas County, Oregon | FORMOSA MINE | ORN001002616 | N/A | OU2 | BCR3 01-03 | Abandoned | Sulfate-reducing bacteria (SRB) BCR with SAPS pre-treatment | Passive | Biochemical reactor (BCR) | Pre-treatment | Formosa 1 Adit discharge | Y | Entire system | Aerobic polishing cell (APC) | Data not provided | Pilot | July 2013- October 2013 | Chromium | Cr, total | mg/L | N | N/A | 0.272 | 0.048 | 82.3529 | [9 empty] | Data not provided | Data not provided | Data not provided | Data not provided | Data not provided | Data not provided | Data not provided | Data not provided | Data not provided | Influent | 3.51 | 1.1 | mg/L | 10.13 | °C | Data not provided | N/A | Data not provided | N/A | 320.9 | mV | 1532 | µS/cm | None | N/A | Data not provided | Data not provided | Data not provided | Data not provided | Data not provided | Data not provided | Y | The necessity and effectiveness of pre‐treatment to condition the water for BCR treatment, MIW loading rate for each BCR medium to achieve effective metal reduction and pH neutralization, Metals removal efficiency (MRE) and sulfate reduction rate for assessing reduction of contaminant toxicity, mass, and volume, through treatment using BCRs, Residuals generation rates (i.e. sludge from precipitation) for operation and maintenance (O&M) consideration, Replacement rate for spent treatment media (substrate for biochemical reactor or limestone in a pre‐treatment process) for O&M consideration, Impacts of wet weather on the treatment effectiveness and how the BCRs would respond to such changes | Data not provided | Data not provided | Data not provided | Data not provided | Data not provided | Data not provided | Data not provided
Final Treatability Study Technical Memorandum Formosa Mine Superfund Site Douglas County, Oregon | FORMOSA MINE | ORN001002616 | N/A | OU2 | BCR3 01-03 | Abandoned | Sulfate-reducing bacteria (SRB) BCR with SAPS pre-treatment | Passive | Biochemical reactor (BCR) | Pre-treatment | Formosa 1 Adit discharge | Y | Entire system | Aerobic polishing cell (APC) | Data not provided | Pilot | July 2013- October 2013 | Chromium | Cr, total | mg/L | N | N/A |  |  |  | 0.155 | 0.026 | 83.2258 | [6 empty] | Data not provided | Data not provided | Data not provided | Data not provided | Data not provided | Data not provided | Data not provided | Data not provided | Data not provided | Influent | 3.36 | 0.05 | mg/L | 11.08 | °C | Data not provided | N/A | Data not provided | N/A | 357.3 | mV | 1366 | µS/cm | None | N/A | Data not provided | Data not provided | Data not provided | Data not provided | Data not provided | Data not provided | Y | The necessity and effectiveness of pre‐treatment to condition the water for BCR treatment, MIW loading rate for each BCR medium to achieve effective metal reduction and pH neutralization, Metals removal efficiency (MRE) and sulfate reduction rate for assessing reduction of contaminant toxicity, mass, and volume, through treatment using BCRs, Residuals generation rates (i.e. sludge from precipitation) for operation and maintenance (O&M) consideration, Replacement rate for spent treatment media (substrate for biochemical reactor or limestone in a pre‐treatment process) for O&M consideration, Impacts of wet weather on the treatment effectiveness and how the BCRs would respond to such changes | Data not provided | Data not provided | Data not provided | Data not provided | Data not provided | Data not provided | Data not provided
Final Treatability Study Technical Memorandum Formosa Mine Superfund Site Douglas County, Oregon | FORMOSA MINE | ORN001002616 | N/A | OU2 | BCR3 01-03 | Abandoned | Sulfate-reducing bacteria (SRB) BCR with SAPS pre-treatment | Passive | Biochemical reactor (BCR) | Pre-treatment | Formosa 1 Adit discharge | Y | Entire system | Aerobic polishing cell (APC) | Data not provided | Pilot | July 2013- October 2013 | Chromium | Cr, total | mg/L | N | N/A | [6 empty] | 0.116 | 0.254 | 54.3307 |  |  |  | Data not provided | Data not provided | Data not provided | Data not provided | Data not provided | Data not provided | Data not provided | Data not provided | Data not provided | Effluent | 6.22 | 0.67 | mg/L | 18.81 | °C | Data not provided | N/A | Data not provided | N/A | -32.1 | mV | 1407 | µS/cm | None | N/A | Data not provided | Data not provided | Data not provided | Data not provided | Data not provided | Data not provided | Y | The necessity and effectiveness of pre‐treatment to condition the water for BCR treatment, MIW loading rate for each BCR medium to achieve effective metal reduction and pH neutralization, Metals removal efficiency (MRE) and sulfate reduction rate for assessing reduction of contaminant toxicity, mass, and volume, through treatment using BCRs, Residuals generation rates (i.e. sludge from precipitation) for operation and maintenance (O&M) consideration, Replacement rate for spent treatment media (substrate for biochemical reactor or limestone in a pre‐treatment process) for O&M consideration, Impacts of wet weather on the treatment effectiveness and how the BCRs would respond to such changes | Data not provided | Data not provided | Data not provided | Data not provided | Data not provided | Data not provided | Data not provided
Final Treatability Study Technical Memorandum Formosa Mine Superfund Site Douglas County, Oregon | FORMOSA MINE | ORN001002616 | N/A | OU2 | BCR3 01-03 | Abandoned | Sulfate-reducing bacteria (SRB) BCR with SAPS pre-treatment | Passive | Biochemical reactor (BCR) | Pre-treatment | Formosa 1 Adit discharge | Y | Entire system | Aerobic polishing cell (APC) | Data not provided | Pilot | July 2013- October 2013 | Chromium | Cr, total | mg/L | N | N/A | [9 empty] | 0.026 | 0.155 | 83.2258 | Data not provided | Data not provided | Data not provided | Data not provided | Data not provided | Data not provided | Data not provided | Data not provided | Data not provided | Effluent | 6.26 | 0.32 | mg/L | 15.33 | °C | Data not provided | N/A | Data not provided | N/A | -171.2 | mV | 1237 | µS/cm | None | N/A | Data not provided | Data not provided | Data not provided | Data not provided | Data not provided | Data not provided | Y | The necessity and effectiveness of pre‐treatment to condition the water for BCR treatment, MIW loading rate for each BCR medium to achieve effective metal reduction and pH neutralization, Metals removal efficiency (MRE) and sulfate reduction rate for assessing reduction of contaminant toxicity, mass, and volume, through treatment using BCRs, Residuals generation rates (i.e. sludge from precipitation) for operation and maintenance (O&M) consideration, Replacement rate for spent treatment media (substrate for biochemical reactor or limestone in a pre‐treatment process) for O&M consideration, Impacts of wet weather on the treatment effectiveness and how the BCRs would respond to such changes | Data not provided | Data not provided | Data not provided | Data not provided | Data not provided | Data not provided | Data not provided
Final Treatability Study Technical Memorandum Formosa Mine Superfund Site Douglas County, Oregon | FORMOSA MINE | ORN001002616 | N/A | OU2 | BCR3 01-03 | Abandoned | Sulfate-reducing bacteria (SRB) BCR with SAPS pre-treatment | Passive | Biochemical reactor (BCR) | Pre-treatment | Formosa 1 Adit discharge | Y | Entire system | Aerobic polishing cell (APC) | Data not provided | Pilot | July 2013- October 2013 | Chromium | Cr, dissolved | mg/L | N | N/A | 0.263 | 0.046 | 82.5095 | [9 empty] | Data not provided | Data not provided | Data not provided | Data not provided | Data not provided | Data not provided | Data not provided | Data not provided | Data not provided | Influent | 3.26 | 1.1 | mg/L | 10.13 | °C | Data not provided | N/A | Data not provided | N/A | 320.9 | mV | 1532 | µS/cm | None | N/A | Data not provided | Data not provided | Data not provided | Data not provided | Data not provided | Data not provided | Y | The necessity and effectiveness of pre‐treatment to condition the water for BCR treatment, MIW loading rate for each BCR medium to achieve effective metal reduction and pH neutralization, Metals removal efficiency (MRE) and sulfate reduction rate for assessing reduction of contaminant toxicity, mass, and volume, through treatment using BCRs, Residuals generation rates (i.e. sludge from precipitation) for operation and maintenance (O&M) consideration, Replacement rate for spent treatment media (substrate for biochemical reactor or limestone in a pre‐treatment process) for O&M consideration, Impacts of wet weather on the treatment effectiveness and how the BCRs would respond to such changes | Data not provided | Data not provided | Data not provided | Data not provided | Data not provided | Data not provided | Data not provided
Final Treatability Study Technical Memorandum Formosa Mine Superfund Site Douglas County, Oregon | FORMOSA MINE | ORN001002616 | N/A | OU2 | BCR3 01-03 | Abandoned | Sulfate-reducing bacteria (SRB) BCR with SAPS pre-treatment | Passive | Biochemical reactor (BCR) | Pre-treatment | Formosa 1 Adit discharge | Y | Entire system | Aerobic polishing cell (APC) | Data not provided | Pilot | July 2013- October 2013 | Chromium | Cr, dissolved | mg/L | N | N/A |  |  |  | 0.113 | 0.027 | 76.1062 | [6 empty] | Data not provided | Data not provided | Data not provided | Data not provided | Data not provided | Data not provided | Data not provided | Data not provided | Data not provided | Influent | 3.37 | 0.05 | mg/L | 11.08 | °C | Data not provided | N/A | Data not provided | N/A | 357.3 | mV | 1366 | µS/cm | None | N/A | Data not provided | Data not provided | Data not provided | Data not provided | Data not provided | Data not provided | Y | The necessity and effectiveness of pre‐treatment to condition the water for BCR treatment, MIW loading rate for each BCR medium to achieve effective metal reduction and pH neutralization, Metals removal efficiency (MRE) and sulfate reduction rate for assessing reduction of contaminant toxicity, mass, and volume, through treatment using BCRs, Residuals generation rates (i.e. sludge from precipitation) for operation and maintenance (O&M) consideration, Replacement rate for spent treatment media (substrate for biochemical reactor or limestone in a pre‐treatment process) for O&M consideration, Impacts of wet weather on the treatment effectiveness and how the BCRs would respond to such changes | Data not provided | Data not provided | Data not provided | Data not provided | Data not provided | Data not provided | Data not provided
Final Treatability Study Technical Memorandum Formosa Mine Superfund Site Douglas County, Oregon | FORMOSA MINE | ORN001002616 | N/A | OU2 | BCR3 01-03 | Abandoned | Sulfate-reducing bacteria (SRB) BCR with SAPS pre-treatment | Passive | Biochemical reactor (BCR) | Pre-treatment | Formosa 1 Adit discharge | Y | Entire system | Aerobic polishing cell (APC) | Data not provided | Pilot | July 2013- October 2013 | Chromium | Cr, dissolved | mg/L | N | N/A | [6 empty] | 0.107 | 0.25 | 57.2 |  |  |  | Data not provided | Data not provided | Data not provided | Data not provided | Data not provided | Data not provided | Data not provided | Data not provided | Data not provided | Effluent | 6.04 | 0.67 | mg/L | 18.81 | °C | Data not provided | N/A | Data not provided | N/A | -32.1 | mV | 1407 | µS/cm | None | N/A | Data not provided | Data not provided | Data not provided | Data not provided | Data not provided | Data not provided | Y | The necessity and effectiveness of pre‐treatment to condition the water for BCR treatment, MIW loading rate for each BCR medium to achieve effective metal reduction and pH neutralization, Metals removal efficiency (MRE) and sulfate reduction rate for assessing reduction of contaminant toxicity, mass, and volume, through treatment using BCRs, Residuals generation rates (i.e. sludge from precipitation) for operation and maintenance (O&M) consideration, Replacement rate for spent treatment media (substrate for biochemical reactor or limestone in a pre‐treatment process) for O&M consideration, Impacts of wet weather on the treatment effectiveness and how the BCRs would respond to such changes | Data not provided | Data not provided | Data not provided | Data not provided | Data not provided | Data not provided | Data not provided
Final Treatability Study Technical Memorandum Formosa Mine Superfund Site Douglas County, Oregon | FORMOSA MINE | ORN001002616 | N/A | OU2 | BCR4 01-04 | Abandoned | Sulfate-reducing bacteria (SRB) BCR with SAPS pre-treatment | Passive | Biochemical reactor (BCR) | Pre-treatment | Formosa 1 Adit discharge | Y | Entire system | Aerobic polishing cell (APC) | Data not provided | Pilot | July 2013- October 2013 | Chromium | Cr, total | mg/L | N | N/A | [6 empty] | 0.028 | 0.233 | 87.9828 |  |  |  | Data not provided | Data not provided | Data not provided | Data not provided | Data not provided | Data not provided | Data not provided | Data not provided | Data not provided | Effluent | 6.82 | 0.17 | mg/L | 21.21 | °C | Data not provided | N/A | Data not provided | N/A | -178.9 | mV | 23850 | µS/cm | None | N/A | Data not provided | Data not provided | Data not provided | Data not provided | Data not provided | Data not provided | Y | The necessity and effectiveness of pre‐treatment to condition the water for BCR treatment, MIW loading rate for each BCR medium to achieve effective metal reduction and pH neutralization, Metals removal efficiency (MRE) and sulfate reduction rate for assessing reduction of contaminant toxicity, mass, and volume, through treatment using BCRs, Residuals generation rates (i.e. sludge from precipitation) for operation and maintenance (O&M) consideration, Replacement rate for spent treatment media (substrate for biochemical reactor or limestone in a pre‐treatment process) for O&M consideration, Impacts of wet weather on the treatment effectiveness and how the BCRs would respond to such changes | Data not provided | Data not provided | Data not provided | Data not provided | Data not provided | Data not provided | Data not provided
Final Treatability Study Technical Memorandum Formosa Mine Superfund Site Douglas County, Oregon | FORMOSA MINE | ORN001002616 | N/A | OU2 | BCR4 01-04 | Abandoned | Sulfate-reducing bacteria (SRB) BCR with SAPS pre-treatment | Passive | Biochemical reactor (BCR) | Pre-treatment | Formosa 1 Adit discharge | Y | Entire system | Aerobic polishing cell (APC) | Data not provided | Pilot | July 2013- October 2013 | Chromium | Cr, dissolved | mg/L | N | N/A | [6 empty] | 0.0227 | 0.236 | 90.3814 |  |  |  | Data not provided | Data not provided | Data not provided | Data not provided | Data not provided | Data not provided | Data not provided | Data not provided | Data not provided | Effluent | 6.7 | 0.17 | mg/L | 21.21 | °C | Data not provided | N/A | Data not provided | N/A | -178.9 | mV | 23850 | µS/cm | None | N/A | Data not provided | Data not provided | Data not provided | Data not provided | Data not provided | Data not provided | Y | The necessity and effectiveness of pre‐treatment to condition the water for BCR treatment, MIW loading rate for each BCR medium to achieve effective metal reduction and pH neutralization, Metals removal efficiency (MRE) and sulfate reduction rate for assessing reduction of contaminant toxicity, mass, and volume, through treatment using BCRs, Residuals generation rates (i.e. sludge from precipitation) for operation and maintenance (O&M) consideration, Replacement rate for spent treatment media (substrate for biochemical reactor or limestone in a pre‐treatment process) for O&M consideration, Impacts of wet weather on the treatment effectiveness and how the BCRs would respond to such changes | Data not provided | Data not provided | Data not provided | Data not provided | Data not provided | Data not provided | Data not provided
Final Treatability Study Technical Memorandum Formosa Mine Superfund Site Douglas County, Oregon | FORMOSA MINE | ORN001002616 | N/A | OU2 | BCR5 01-05 | Abandoned | Sulfate-reducing bacteria (SRB) BCR with ChitoRem pre-treatment | Passive | Biochemical reactor (BCR) | Pre-treatment | Formosa 1 Adit discharge | Y | Entire system | Aerobic polishing cell (APC) | Data not provided | Pilot | July 2013- October 2013 | Chromium | Cr, total | mg/L | N | N/A | [6 empty] | 0.032 | 0.233 | 86.2661 |  |  |  | Data not provided | Data not provided | Data not provided | Data not provided | Data not provided | Data not provided | Data not provided | Data not provided | Data not provided | Effluent | 6.71 | 0.06 | mg/L | 21.53 | °C | Data not provided | N/A | Data not provided | N/A | -158.1 | mV | 14800 | µS/cm | None | N/A | Data not provided | Data not provided | Data not provided | Data not provided | Data not provided | Data not provided | Y | The necessity and effectiveness of pre‐treatment to condition the water for BCR treatment, MIW loading rate for each BCR medium to achieve effective metal reduction and pH neutralization, Metals removal efficiency (MRE) and sulfate reduction rate for assessing reduction of contaminant toxicity, mass, and volume, through treatment using BCRs, Residuals generation rates (i.e. sludge from precipitation) for operation and maintenance (O&M) consideration, Replacement rate for spent treatment media (substrate for biochemical reactor or limestone in a pre‐treatment process) for O&M consideration, Impacts of wet weather on the treatment effectiveness and how the BCRs would respond to such changes | Data not provided | Data not provided | Data not provided | Data not provided | Data not provided | Data not provided | Data not provided
Final Treatability Study Technical Memorandum Formosa Mine Superfund Site Douglas County, Oregon | FORMOSA MINE | ORN001002616 | N/A | OU2 | BCR6 01-06 | Abandoned | Sulfate-reducing bacteria (SRB) BCR with ChitoRem pre-treatment | Passive | Biochemical reactor (BCR) | Pre-treatment | Formosa 1 Adit discharge | Y | Entire system | Aerobic polishing cell (APC) | Data not provided | Pilot | July 2013- October 2013 | Chromium | Cr, total | mg/L | N | N/A | [6 empty] | 0.045 | 0.233 | 80.6867 |  |  |  | Data not provided | Data not provided | Data not provided | Data not provided | Data not provided | Data not provided | Data not provided | Data not provided | Data not provided | Effluent | 6.87 | 0.2 | mg/L | 21.81 | °C | Data not provided | N/A | Data not provided | N/A | -178.5 | mV | 37260 | µS/cm | None | N/A | Data not provided | Data not provided | Data not provided | Data not provided | Data not provided | Data not provided | Y | The necessity and effectiveness of pre‐treatment to condition the water for BCR treatment, MIW loading rate for each BCR medium to achieve effective metal reduction and pH neutralization, Metals removal efficiency (MRE) and sulfate reduction rate for assessing reduction of contaminant toxicity, mass, and volume, through treatment using BCRs, Residuals generation rates (i.e. sludge from precipitation) for operation and maintenance (O&M) consideration, Replacement rate for spent treatment media (substrate for biochemical reactor or limestone in a pre‐treatment process) for O&M consideration, Impacts of wet weather on the treatment effectiveness and how the BCRs would respond to such changes | Data not provided | Data not provided | Data not provided | Data not provided | Data not provided | Data not provided | Data not provided
Final Treatability Study Technical Memorandum Formosa Mine Superfund Site Douglas County, Oregon | FORMOSA MINE | ORN001002616 | N/A | OU2 | BCR6 01-06 | Abandoned | Sulfate-reducing bacteria (SRB) BCR with ChitoRem pre-treatment | Passive | Biochemical reactor (BCR) | Pre-treatment | Formosa 1 Adit discharge | Y | Entire system | Aerobic polishing cell (APC) | Data not provided | Pilot | July 2013- October 2013 | Chromium | Cr, dissolved | mg/L | N | N/A | [6 empty] | 0.0398 | 0.236 | 83.1356 |  |  |  | Data not provided | Data not provided | Data not provided | Data not provided | Data not provided | Data not provided | Data not provided | Data not provided | Data not provided | Effluent | 6.69 | 0.2 | mg/L | 21.81 | °C | Data not provided | N/A | Data not provided | N/A | -178.5 | mV | 37260 | µS/cm | None | N/A | Data not provided | Data not provided | Data not provided | Data not provided | Data not provided | Data not provided | Y | The necessity and effectiveness of pre‐treatment to condition the water for BCR treatment, MIW loading rate for each BCR medium to achieve effective metal reduction and pH neutralization, Metals removal efficiency (MRE) and sulfate reduction rate for assessing reduction of contaminant toxicity, mass, and volume, through treatment using BCRs, Residuals generation rates (i.e. sludge from precipitation) for operation and maintenance (O&M) consideration, Replacement rate for spent treatment media (substrate for biochemical reactor or limestone in a pre‐treatment process) for O&M consideration, Impacts of wet weather on the treatment effectiveness and how the BCRs would respond to such changes | Data not provided | Data not provided | Data not provided | Data not provided | Data not provided | Data not provided | Data not provided
Final Treatability Study Technical Memorandum Formosa Mine Superfund Site Douglas County, Oregon | FORMOSA MINE | ORN001002616 | N/A | OU2 | BCR1 01-01 | Abandoned | Sulfate-reducing bacteria (SRB) BCR without pre-treatment | Passive | Biochemical reactor (BCR) | No pre-treatment | Formosa 1 Adit discharge | N | BCR without pre-treatment | Aerobic polishing cell (APC) | Data not provided | Pilot | July 2013- October 2013 | Copper | Cu, total | mg/L | N | N/A |  |  |  | 3.57 | 0.108 | 96.9748 | [6 empty] | Data not provided | Data not provided | Data not provided | Data not provided | Data not provided | Data not provided | Data not provided | Data not provided | Data not provided | Influent | 3.36 | 0.05 | mg/L | 11.08 | °C | Data not provided | N/A | Data not provided | N/A | 357.3 | mV | 1366 | µS/cm | None | N/A | Data not provided | Data not provided | Data not provided | Data not provided | Data not provided | Data not provided | Y | The necessity and effectiveness of pre‐treatment to condition the water for BCR treatment, MIW loading rate for each BCR medium to achieve effective metal reduction and pH neutralization, Metals removal efficiency (MRE) and sulfate reduction rate for assessing reduction of contaminant toxicity, mass, and volume, through treatment using BCRs, Residuals generation rates (i.e. sludge from precipitation) for operation and maintenance (O&M) consideration, Replacement rate for spent treatment media (substrate for biochemical reactor or limestone in a pre‐treatment process) for O&M consideration, Impacts of wet weather on the treatment effectiveness and how the BCRs would respond to such changes | Data not provided | Data not provided | Data not provided | Data not provided | Data not provided | Data not provided | Data not provided
Final Treatability Study Technical Memorandum Formosa Mine Superfund Site Douglas County, Oregon | FORMOSA MINE | ORN001002616 | N/A | OU2 | BCR1 01-01 | Abandoned | Sulfate-reducing bacteria (SRB) BCR without pre-treatment | Passive | Biochemical reactor (BCR) | No pre-treatment | Formosa 1 Adit discharge | N | BCR without pre-treatment | Aerobic polishing cell (APC) | Data not provided | Pilot | July 2013- October 2013 | Copper | Cu, total | mg/L | N | N/A | [9 empty] | 0.108 | 3.57 | 96.9748 | Data not provided | Data not provided | Data not provided | Data not provided | Data not provided | Data not provided | Data not provided | Data not provided | Data not provided | Effluent | 5.62 | 0.42 | mg/L | 15.49 | °C | Data not provided | N/A | Data not provided | N/A | 53.5 | mV | 1196 | µS/cm | None | N/A | Data not provided | Data not provided | Data not provided | Data not provided | Data not provided | Data not provided | Y | The necessity and effectiveness of pre‐treatment to condition the water for BCR treatment, MIW loading rate for each BCR medium to achieve effective metal reduction and pH neutralization, Metals removal efficiency (MRE) and sulfate reduction rate for assessing reduction of contaminant toxicity, mass, and volume, through treatment using BCRs, Residuals generation rates (i.e. sludge from precipitation) for operation and maintenance (O&M) consideration, Replacement rate for spent treatment media (substrate for biochemical reactor or limestone in a pre‐treatment process) for O&M consideration, Impacts of wet weather on the treatment effectiveness and how the BCRs would respond to such changes | Data not provided | Data not provided | Data not provided | Data not provided | Data not provided | Data not provided | Data not provided
Final Treatability Study Technical Memorandum Formosa Mine Superfund Site Douglas County, Oregon | FORMOSA MINE | ORN001002616 | N/A | OU2 | BCR1 01-01 | Abandoned | Sulfate-reducing bacteria (SRB) BCR without pre-treatment | Passive | Biochemical reactor (BCR) | No pre-treatment | Formosa 1 Adit discharge | N | BCR without pre-treatment | Aerobic polishing cell (APC) | Data not provided | Pilot | July 2013- October 2013 | Copper | Cu, dissolved | mg/L | N | N/A | 7.5 | 0.019 | 99.7467 | [9 empty] | Data not provided | Data not provided | Data not provided | Data not provided | Data not provided | Data not provided | Data not provided | Data not provided | Data not provided | Influent | 3.34 | 2.04 | mg/L | 13.7 | °C | Data not provided | N/A | Data not provided | N/A | 389.1 | mV | 1470 | µS/cm | None | N/A | Data not provided | Data not provided | Data not provided | Data not provided | Data not provided | Data not provided | Y | The necessity and effectiveness of pre‐treatment to condition the water for BCR treatment, MIW loading rate for each BCR medium to achieve effective metal reduction and pH neutralization, Metals removal efficiency (MRE) and sulfate reduction rate for assessing reduction of contaminant toxicity, mass, and volume, through treatment using BCRs, Residuals generation rates (i.e. sludge from precipitation) for operation and maintenance (O&M) consideration, Replacement rate for spent treatment media (substrate for biochemical reactor or limestone in a pre‐treatment process) for O&M consideration, Impacts of wet weather on the treatment effectiveness and how the BCRs would respond to such changes | Data not provided | Data not provided | Data not provided | Data not provided | Data not provided | Data not provided | Data not provided
Final Treatability Study Technical Memorandum Formosa Mine Superfund Site Douglas County, Oregon | FORMOSA MINE | ORN001002616 | N/A | OU2 | BCR1 01-01 | Abandoned | Sulfate-reducing bacteria (SRB) BCR without pre-treatment | Passive | Biochemical reactor (BCR) | No pre-treatment | Formosa 1 Adit discharge | N | BCR without pre-treatment | Aerobic polishing cell (APC) | Data not provided | Pilot | July 2013- October 2013 | Copper | Cu, dissolved | mg/L | N | N/A |  |  |  | 3.8 | 0.098 | 97.4211 | [6 empty] | Data not provided | Data not provided | Data not provided | Data not provided | Data not provided | Data not provided | Data not provided | Data not provided | Data not provided | Influent | 3.37 | 0.05 | mg/L | 11.08 | °C | Data not provided | N/A | Data not provided | N/A | 357.3 | mV | 1366 | µS/cm | None | N/A | Data not provided | Data not provided | Data not provided | Data not provided | Data not provided | Data not provided | Y | The necessity and effectiveness of pre‐treatment to condition the water for BCR treatment, MIW loading rate for each BCR medium to achieve effective metal reduction and pH neutralization, Metals removal efficiency (MRE) and sulfate reduction rate for assessing reduction of contaminant toxicity, mass, and volume, through treatment using BCRs, Residuals generation rates (i.e. sludge from precipitation) for operation and maintenance (O&M) consideration, Replacement rate for spent treatment media (substrate for biochemical reactor or limestone in a pre‐treatment process) for O&M consideration, Impacts of wet weather on the treatment effectiveness and how the BCRs would respond to such changes | Data not provided | Data not provided | Data not provided | Data not provided | Data not provided | Data not provided | Data not provided
Final Treatability Study Technical Memorandum Formosa Mine Superfund Site Douglas County, Oregon | FORMOSA MINE | ORN001002616 | N/A | OU2 | BCR1 01-01 | Abandoned | Sulfate-reducing bacteria (SRB) BCR without pre-treatment | Passive | Biochemical reactor (BCR) | No pre-treatment | Formosa 1 Adit discharge | N | BCR without pre-treatment | Aerobic polishing cell (APC) | Data not provided | Pilot | July 2013- October 2013 | Copper | Cu, dissolved | mg/L | N | N/A | [6 empty] | 0.216 | 5.21 | 95.8541 |  |  |  | Data not provided | Data not provided | Data not provided | Data not provided | Data not provided | Data not provided | Data not provided | Data not provided | Data not provided | Effluent | 5.42 | 0.7 | mg/L | 18.75 | °C | Data not provided | N/A | Data not provided | N/A | 5.6 | mV | 1484 | µS/cm | None | N/A | Data not provided | Data not provided | Data not provided | Data not provided | Data not provided | Data not provided | Y | The necessity and effectiveness of pre‐treatment to condition the water for BCR treatment, MIW loading rate for each BCR medium to achieve effective metal reduction and pH neutralization, Metals removal efficiency (MRE) and sulfate reduction rate for assessing reduction of contaminant toxicity, mass, and volume, through treatment using BCRs, Residuals generation rates (i.e. sludge from precipitation) for operation and maintenance (O&M) consideration, Replacement rate for spent treatment media (substrate for biochemical reactor or limestone in a pre‐treatment process) for O&M consideration, Impacts of wet weather on the treatment effectiveness and how the BCRs would respond to such changes | Data not provided | Data not provided | Data not provided | Data not provided | Data not provided | Data not provided | Data not provided
Final Treatability Study Technical Memorandum Formosa Mine Superfund Site Douglas County, Oregon | FORMOSA MINE | ORN001002616 | N/A | OU2 | BCR1 01-01 | Abandoned | Sulfate-reducing bacteria (SRB) BCR without pre-treatment | Passive | Biochemical reactor (BCR) | No pre-treatment | Formosa 1 Adit discharge | N | BCR without pre-treatment | Aerobic polishing cell (APC) | Data not provided | Pilot | July 2013- October 2013 | Copper | Cu, dissolved | mg/L | N | N/A | [9 empty] | 0.019 | 7.5 | 99.7467 | Data not provided | Data not provided | Data not provided | Data not provided | Data not provided | Data not provided | Data not provided | Data not provided | Data not provided | Effluent | 6.25 | 0.11 | mg/L | 21.04 | °C | Data not provided | N/A | Data not provided | N/A | -158.5 | mV | 3928 | µS/cm | None | N/A | Data not provided | Data not provided | Data not provided | Data not provided | Data not provided | Data not provided | Y | The necessity and effectiveness of pre‐treatment to condition the water for BCR treatment, MIW loading rate for each BCR medium to achieve effective metal reduction and pH neutralization, Metals removal efficiency (MRE) and sulfate reduction rate for assessing reduction of contaminant toxicity, mass, and volume, through treatment using BCRs, Residuals generation rates (i.e. sludge from precipitation) for operation and maintenance (O&M) consideration, Replacement rate for spent treatment media (substrate for biochemical reactor or limestone in a pre‐treatment process) for O&M consideration, Impacts of wet weather on the treatment effectiveness and how the BCRs would respond to such changes | Data not provided | Data not provided | Data not provided | Data not provided | Data not provided | Data not provided | Data not provided
Final Treatability Study Technical Memorandum Formosa Mine Superfund Site Douglas County, Oregon | FORMOSA MINE | ORN001002616 | N/A | OU2 | BCR2 01-02 | Abandoned | Sulfate-reducing bacteria (SRB) BCR without pre-treatment | Passive | Biochemical reactor (BCR) | No pre-treatment | Formosa 1 Adit discharge | N | BCR without pre-treatment | Aerobic polishing cell (APC) | Data not provided | Pilot | July 2013- October 2013 | Copper | Cu, total | mg/L | N | N/A |  |  |  | 3.57 | 0.008 | 99.7759 | [6 empty] | Data not provided | Data not provided | Data not provided | Data not provided | Data not provided | Data not provided | Data not provided | Data not provided | Data not provided | Influent | 3.36 | 0.05 | mg/L | 11.08 | °C | Data not provided | N/A | Data not provided | N/A | 357.3 | mV | 1366 | µS/cm | None | N/A | Data not provided | Data not provided | Data not provided | Data not provided | Data not provided | Data not provided | Y | The necessity and effectiveness of pre‐treatment to condition the water for BCR treatment, MIW loading rate for each BCR medium to achieve effective metal reduction and pH neutralization, Metals removal efficiency (MRE) and sulfate reduction rate for assessing reduction of contaminant toxicity, mass, and volume, through treatment using BCRs, Residuals generation rates (i.e. sludge from precipitation) for operation and maintenance (O&M) consideration, Replacement rate for spent treatment media (substrate for biochemical reactor or limestone in a pre‐treatment process) for O&M consideration, Impacts of wet weather on the treatment effectiveness and how the BCRs would respond to such changes | Data not provided | Data not provided | Data not provided | Data not provided | Data not provided | Data not provided | Data not provided
Final Treatability Study Technical Memorandum Formosa Mine Superfund Site Douglas County, Oregon | FORMOSA MINE | ORN001002616 | N/A | OU2 | BCR2 01-02 | Abandoned | Sulfate-reducing bacteria (SRB) BCR without pre-treatment | Passive | Biochemical reactor (BCR) | No pre-treatment | Formosa 1 Adit discharge | N | BCR without pre-treatment | Aerobic polishing cell (APC) | Data not provided | Pilot | July 2013- October 2013 | Copper | Cu, total | mg/L | N | N/A | [6 empty] | 0.228 | 5.47 | 95.8318 |  |  |  | Data not provided | Data not provided | Data not provided | Data not provided | Data not provided | Data not provided | Data not provided | Data not provided | Data not provided | Effluent | 6.64 | 0.29 | mg/L | 21.63 | °C | Data not provided | N/A | Data not provided | N/A | -195.4 | mV | 35860 | µS/cm | None | N/A | Data not provided | Data not provided | Data not provided | Data not provided | Data not provided | Data not provided | Y | The necessity and effectiveness of pre‐treatment to condition the water for BCR treatment, MIW loading rate for each BCR medium to achieve effective metal reduction and pH neutralization, Metals removal efficiency (MRE) and sulfate reduction rate for assessing reduction of contaminant toxicity, mass, and volume, through treatment using BCRs, Residuals generation rates (i.e. sludge from precipitation) for operation and maintenance (O&M) consideration, Replacement rate for spent treatment media (substrate for biochemical reactor or limestone in a pre‐treatment process) for O&M consideration, Impacts of wet weather on the treatment effectiveness and how the BCRs would respond to such changes | Data not provided | Data not provided | Data not provided | Data not provided | Data not provided | Data not provided | Data not provided
Final Treatability Study Technical Memorandum Formosa Mine Superfund Site Douglas County, Oregon | FORMOSA MINE | ORN001002616 | N/A | OU2 | BCR2 01-02 | Abandoned | Sulfate-reducing bacteria (SRB) BCR without pre-treatment | Passive | Biochemical reactor (BCR) | No pre-treatment | Formosa 1 Adit discharge | N | BCR without pre-treatment | Aerobic polishing cell (APC) | Data not provided | Pilot | July 2013- October 2013 | Copper | Cu, total | mg/L | N | N/A | [9 empty] | 0.008 | 3.57 | 99.7759 | Data not provided | Data not provided | Data not provided | Data not provided | Data not provided | Data not provided | Data not provided | Data not provided | Data not provided | Effluent | 6.54 | 0.27 | mg/L | 15.09 | °C | Data not provided | N/A | Data not provided | N/A | -181 | mV | 4367 | µS/cm | None | N/A | Data not provided | Data not provided | Data not provided | Data not provided | Data not provided | Data not provided | Y | The necessity and effectiveness of pre‐treatment to condition the water for BCR treatment, MIW loading rate for each BCR medium to achieve effective metal reduction and pH neutralization, Metals removal efficiency (MRE) and sulfate reduction rate for assessing reduction of contaminant toxicity, mass, and volume, through treatment using BCRs, Residuals generation rates (i.e. sludge from precipitation) for operation and maintenance (O&M) consideration, Replacement rate for spent treatment media (substrate for biochemical reactor or limestone in a pre‐treatment process) for O&M consideration, Impacts of wet weather on the treatment effectiveness and how the BCRs would respond to such changes | Data not provided | Data not provided | Data not provided | Data not provided | Data not provided | Data not provided | Data not provided
Final Treatability Study Technical Memorandum Formosa Mine Superfund Site Douglas County, Oregon | FORMOSA MINE | ORN001002616 | N/A | OU2 | BCR2 01-02 | Abandoned | Sulfate-reducing bacteria (SRB) BCR without pre-treatment | Passive | Biochemical reactor (BCR) | No pre-treatment | Formosa 1 Adit discharge | N | BCR without pre-treatment | Aerobic polishing cell (APC) | Data not provided | Pilot | July 2013- October 2013 | Copper | Cu, dissolved | mg/L | N | N/A | 7.5 | 0.163 | 97.8267 | [9 empty] | Data not provided | Data not provided | Data not provided | Data not provided | Data not provided | Data not provided | Data not provided | Data not provided | Data not provided | Influent | 3.34 | 2.04 | mg/L | 13.7 | °C | Data not provided | N/A | Data not provided | N/A | 389.1 | mV | 1470 | µS/cm | None | N/A | Data not provided | Data not provided | Data not provided | Data not provided | Data not provided | Data not provided | Y | The necessity and effectiveness of pre‐treatment to condition the water for BCR treatment, MIW loading rate for each BCR medium to achieve effective metal reduction and pH neutralization, Metals removal efficiency (MRE) and sulfate reduction rate for assessing reduction of contaminant toxicity, mass, and volume, through treatment using BCRs, Residuals generation rates (i.e. sludge from precipitation) for operation and maintenance (O&M) consideration, Replacement rate for spent treatment media (substrate for biochemical reactor or limestone in a pre‐treatment process) for O&M consideration, Impacts of wet weather on the treatment effectiveness and how the BCRs would respond to such changes | Data not provided | Data not provided | Data not provided | Data not provided | Data not provided | Data not provided | Data not provided
Final Treatability Study Technical Memorandum Formosa Mine Superfund Site Douglas County, Oregon | FORMOSA MINE | ORN001002616 | N/A | OU2 | BCR2 01-02 | Abandoned | Sulfate-reducing bacteria (SRB) BCR without pre-treatment | Passive | Biochemical reactor (BCR) | No pre-treatment | Formosa 1 Adit discharge | N | BCR without pre-treatment | Aerobic polishing cell (APC) | Data not provided | Pilot | July 2013- October 2013 | Copper | Cu, dissolved | mg/L | N | N/A | [6 empty] | 0.163 | 7.5 | 97.8267 |  |  |  | Data not provided | Data not provided | Data not provided | Data not provided | Data not provided | Data not provided | Data not provided | Data not provided | Data not provided | Effluent | 6.64 | 0.29 | mg/L | 21.63 | °C | Data not provided | N/A | Data not provided | N/A | -195.4 | mV | 35860 | µS/cm | None | N/A | Data not provided | Data not provided | Data not provided | Data not provided | Data not provided | Data not provided | Y | The necessity and effectiveness of pre‐treatment to condition the water for BCR treatment, MIW loading rate for each BCR medium to achieve effective metal reduction and pH neutralization, Metals removal efficiency (MRE) and sulfate reduction rate for assessing reduction of contaminant toxicity, mass, and volume, through treatment using BCRs, Residuals generation rates (i.e. sludge from precipitation) for operation and maintenance (O&M) consideration, Replacement rate for spent treatment media (substrate for biochemical reactor or limestone in a pre‐treatment process) for O&M consideration, Impacts of wet weather on the treatment effectiveness and how the BCRs would respond to such changes | Data not provided | Data not provided | Data not provided | Data not provided | Data not provided | Data not provided | Data not provided
Final Treatability Study Technical Memorandum Formosa Mine Superfund Site Douglas County, Oregon | FORMOSA MINE | ORN001002616 | N/A | OU2 | BCR3 01-03 | Abandoned | Sulfate-reducing bacteria (SRB) BCR with SAPS pre-treatment | Passive | Biochemical reactor (BCR) | Pre-treatment | Formosa 1 Adit discharge | Y | Entire system | Aerobic polishing cell (APC) | Data not provided | Pilot | July 2013- October 2013 | Copper | Cu, total | mg/L | N | N/A |  |  |  | 3.57 | 0.03 | 99.1597 | [6 empty] | Data not provided | Data not provided | Data not provided | Data not provided | Data not provided | Data not provided | Data not provided | Data not provided | Data not provided | Influent | 3.36 | 0.05 | mg/L | 11.08 | °C | Data not provided | N/A | Data not provided | N/A | 357.3 | mV | 1366 | µS/cm | None | N/A | Data not provided | Data not provided | Data not provided | Data not provided | Data not provided | Data not provided | Y | The necessity and effectiveness of pre‐treatment to condition the water for BCR treatment, MIW loading rate for each BCR medium to achieve effective metal reduction and pH neutralization, Metals removal efficiency (MRE) and sulfate reduction rate for assessing reduction of contaminant toxicity, mass, and volume, through treatment using BCRs, Residuals generation rates (i.e. sludge from precipitation) for operation and maintenance (O&M) consideration, Replacement rate for spent treatment media (substrate for biochemical reactor or limestone in a pre‐treatment process) for O&M consideration, Impacts of wet weather on the treatment effectiveness and how the BCRs would respond to such changes | Data not provided | Data not provided | Data not provided | Data not provided | Data not provided | Data not provided | Data not provided
Final Treatability Study Technical Memorandum Formosa Mine Superfund Site Douglas County, Oregon | FORMOSA MINE | ORN001002616 | N/A | OU2 | BCR3 01-03 | Abandoned | Sulfate-reducing bacteria (SRB) BCR with SAPS pre-treatment | Passive | Biochemical reactor (BCR) | Pre-treatment | Formosa 1 Adit discharge | Y | Entire system | Aerobic polishing cell (APC) | Data not provided | Pilot | July 2013- October 2013 | Copper | Cu, total | mg/L | N | N/A | [6 empty] | 1.01 | 5.47 | 81.5356 |  |  |  | Data not provided | Data not provided | Data not provided | Data not provided | Data not provided | Data not provided | Data not provided | Data not provided | Data not provided | Effluent | 6.67 | 0.13 | mg/L | 20.83 | °C | Data not provided | N/A | Data not provided | N/A | 149.5 | mV | 7404 | µS/cm | None | N/A | Data not provided | Data not provided | Data not provided | Data not provided | Data not provided | Data not provided | Y | The necessity and effectiveness of pre‐treatment to condition the water for BCR treatment, MIW loading rate for each BCR medium to achieve effective metal reduction and pH neutralization, Metals removal efficiency (MRE) and sulfate reduction rate for assessing reduction of contaminant toxicity, mass, and volume, through treatment using BCRs, Residuals generation rates (i.e. sludge from precipitation) for operation and maintenance (O&M) consideration, Replacement rate for spent treatment media (substrate for biochemical reactor or limestone in a pre‐treatment process) for O&M consideration, Impacts of wet weather on the treatment effectiveness and how the BCRs would respond to such changes | Data not provided | Data not provided | Data not provided | Data not provided | Data not provided | Data not provided | Data not provided
Final Treatability Study Technical Memorandum Formosa Mine Superfund Site Douglas County, Oregon | FORMOSA MINE | ORN001002616 | N/A | OU2 | BCR3 01-03 | Abandoned | Sulfate-reducing bacteria (SRB) BCR with SAPS pre-treatment | Passive | Biochemical reactor (BCR) | Pre-treatment | Formosa 1 Adit discharge | Y | Entire system | Aerobic polishing cell (APC) | Data not provided | Pilot | July 2013- October 2013 | Copper | Cu, total | mg/L | N | N/A | [9 empty] | 0.03 | 3.57 | 99.1597 | Data not provided | Data not provided | Data not provided | Data not provided | Data not provided | Data not provided | Data not provided | Data not provided | Data not provided | Effluent | 6.26 | 0.32 | mg/L | 15.33 | °C | Data not provided | N/A | Data not provided | N/A | -171.2 | mV | 1237 | µS/cm | None | N/A | Data not provided | Data not provided | Data not provided | Data not provided | Data not provided | Data not provided | Y | The necessity and effectiveness of pre‐treatment to condition the water for BCR treatment, MIW loading rate for each BCR medium to achieve effective metal reduction and pH neutralization, Metals removal efficiency (MRE) and sulfate reduction rate for assessing reduction of contaminant toxicity, mass, and volume, through treatment using BCRs, Residuals generation rates (i.e. sludge from precipitation) for operation and maintenance (O&M) consideration, Replacement rate for spent treatment media (substrate for biochemical reactor or limestone in a pre‐treatment process) for O&M consideration, Impacts of wet weather on the treatment effectiveness and how the BCRs would respond to such changes | Data not provided | Data not provided | Data not provided | Data not provided | Data not provided | Data not provided | Data not provided
Final Treatability Study Technical Memorandum Formosa Mine Superfund Site Douglas County, Oregon | FORMOSA MINE | ORN001002616 | N/A | OU2 | BCR3 01-03 | Abandoned | Sulfate-reducing bacteria (SRB) BCR with SAPS pre-treatment | Passive | Biochemical reactor (BCR) | Pre-treatment | Formosa 1 Adit discharge | Y | Entire system | Aerobic polishing cell (APC) | Data not provided | Pilot | July 2013- October 2013 | Copper | Cu, dissolved | mg/L | N | N/A | 7.5 | 0.025 | 99.6667 | [9 empty] | Data not provided | Data not provided | Data not provided | Data not provided | Data not provided | Data not provided | Data not provided | Data not provided | Data not provided | Influent | 3.34 | 2.04 | mg/L | 13.7 | °C | Data not provided | N/A | Data not provided | N/A | 389.1 | mV | 1470 | µS/cm | None | N/A | Data not provided | Data not provided | Data not provided | Data not provided | Data not provided | Data not provided | Y | The necessity and effectiveness of pre‐treatment to condition the water for BCR treatment, MIW loading rate for each BCR medium to achieve effective metal reduction and pH neutralization, Metals removal efficiency (MRE) and sulfate reduction rate for assessing reduction of contaminant toxicity, mass, and volume, through treatment using BCRs, Residuals generation rates (i.e. sludge from precipitation) for operation and maintenance (O&M) consideration, Replacement rate for spent treatment media (substrate for biochemical reactor or limestone in a pre‐treatment process) for O&M consideration, Impacts of wet weather on the treatment effectiveness and how the BCRs would respond to such changes | Data not provided | Data not provided | Data not provided | Data not provided | Data not provided | Data not provided | Data not provided
Final Treatability Study Technical Memorandum Formosa Mine Superfund Site Douglas County, Oregon | FORMOSA MINE | ORN001002616 | N/A | OU2 | BCR3 01-03 | Abandoned | Sulfate-reducing bacteria (SRB) BCR with SAPS pre-treatment | Passive | Biochemical reactor (BCR) | Pre-treatment | Formosa 1 Adit discharge | Y | Entire system | Aerobic polishing cell (APC) | Data not provided | Pilot | July 2013- October 2013 | Copper | Cu, dissolved | mg/L | N | N/A | [6 empty] | 0.113 | 4.43 | 97.4492 |  |  |  | Data not provided | Data not provided | Data not provided | Data not provided | Data not provided | Data not provided | Data not provided | Data not provided | Data not provided | Effluent | 6.04 | 0.67 | mg/L | 18.81 | °C | Data not provided | N/A | Data not provided | N/A | -32.1 | mV | 1407 | µS/cm | None | N/A | Data not provided | Data not provided | Data not provided | Data not provided | Data not provided | Data not provided | Y | The necessity and effectiveness of pre‐treatment to condition the water for BCR treatment, MIW loading rate for each BCR medium to achieve effective metal reduction and pH neutralization, Metals removal efficiency (MRE) and sulfate reduction rate for assessing reduction of contaminant toxicity, mass, and volume, through treatment using BCRs, Residuals generation rates (i.e. sludge from precipitation) for operation and maintenance (O&M) consideration, Replacement rate for spent treatment media (substrate for biochemical reactor or limestone in a pre‐treatment process) for O&M consideration, Impacts of wet weather on the treatment effectiveness and how the BCRs would respond to such changes | Data not provided | Data not provided | Data not provided | Data not provided | Data not provided | Data not provided | Data not provided
Final Treatability Study Technical Memorandum Formosa Mine Superfund Site Douglas County, Oregon | FORMOSA MINE | ORN001002616 | N/A | OU2 | BCR4 01-04 | Abandoned | Sulfate-reducing bacteria (SRB) BCR with SAPS pre-treatment | Passive | Biochemical reactor (BCR) | Pre-treatment | Formosa 1 Adit discharge | Y | Entire system | Aerobic polishing cell (APC) | Data not provided | Pilot | July 2013- October 2013 | Copper | Cu, total | mg/L | N | N/A | [6 empty] | 0.4 | 5.47 | 92.6874 |  |  |  | Data not provided | Data not provided | Data not provided | Data not provided | Data not provided | Data not provided | Data not provided | Data not provided | Data not provided | Effluent | 6.82 | 0.17 | mg/L | 21.21 | °C | Data not provided | N/A | Data not provided | N/A | -178.9 | mV | 23850 | µS/cm | None | N/A | Data not provided | Data not provided | Data not provided | Data not provided | Data not provided | Data not provided | Y | The necessity and effectiveness of pre‐treatment to condition the water for BCR treatment, MIW loading rate for each BCR medium to achieve effective metal reduction and pH neutralization, Metals removal efficiency (MRE) and sulfate reduction rate for assessing reduction of contaminant toxicity, mass, and volume, through treatment using BCRs, Residuals generation rates (i.e. sludge from precipitation) for operation and maintenance (O&M) consideration, Replacement rate for spent treatment media (substrate for biochemical reactor or limestone in a pre‐treatment process) for O&M consideration, Impacts of wet weather on the treatment effectiveness and how the BCRs would respond to such changes | Data not provided | Data not provided | Data not provided | Data not provided | Data not provided | Data not provided | Data not provided
Final Treatability Study Technical Memorandum Formosa Mine Superfund Site Douglas County, Oregon | FORMOSA MINE | ORN001002616 | N/A | OU2 | BCR4 01-04 | Abandoned | Sulfate-reducing bacteria (SRB) BCR with SAPS pre-treatment | Passive | Biochemical reactor (BCR) | Pre-treatment | Formosa 1 Adit discharge | Y | Entire system | Aerobic polishing cell (APC) | Data not provided | Pilot | July 2013- October 2013 | Copper | Cu, dissolved | mg/L | N | N/A | 7.5 | 0.07 | 99.0667 | [9 empty] | Data not provided | Data not provided | Data not provided | Data not provided | Data not provided | Data not provided | Data not provided | Data not provided | Data not provided | Influent | 3.34 | 2.04 | mg/L | 13.7 | °C | Data not provided | N/A | Data not provided | N/A | 389.1 | mV | 1470 | µS/cm | None | N/A | Data not provided | Data not provided | Data not provided | Data not provided | Data not provided | Data not provided | Y | The necessity and effectiveness of pre‐treatment to condition the water for BCR treatment, MIW loading rate for each BCR medium to achieve effective metal reduction and pH neutralization, Metals removal efficiency (MRE) and sulfate reduction rate for assessing reduction of contaminant toxicity, mass, and volume, through treatment using BCRs, Residuals generation rates (i.e. sludge from precipitation) for operation and maintenance (O&M) consideration, Replacement rate for spent treatment media (substrate for biochemical reactor or limestone in a pre‐treatment process) for O&M consideration, Impacts of wet weather on the treatment effectiveness and how the BCRs would respond to such changes | Data not provided | Data not provided | Data not provided | Data not provided | Data not provided | Data not provided | Data not provided
Final Treatability Study Technical Memorandum Formosa Mine Superfund Site Douglas County, Oregon | FORMOSA MINE | ORN001002616 | N/A | OU2 | BCR4 01-04 | Abandoned | Sulfate-reducing bacteria (SRB) BCR with SAPS pre-treatment | Passive | Biochemical reactor (BCR) | Pre-treatment | Formosa 1 Adit discharge | Y | Entire system | Aerobic polishing cell (APC) | Data not provided | Pilot | July 2013- October 2013 | Copper | Cu, dissolved | mg/L | N | N/A | [6 empty] | 0.07 | 7.5 | 99.0667 |  |  |  | Data not provided | Data not provided | Data not provided | Data not provided | Data not provided | Data not provided | Data not provided | Data not provided | Data not provided | Effluent | 6.7 | 0.17 | mg/L | 21.21 | °C | Data not provided | N/A | Data not provided | N/A | -178.9 | mV | 23850 | µS/cm | None | N/A | Data not provided | Data not provided | Data not provided | Data not provided | Data not provided | Data not provided | Y | The necessity and effectiveness of pre‐treatment to condition the water for BCR treatment, MIW loading rate for each BCR medium to achieve effective metal reduction and pH neutralization, Metals removal efficiency (MRE) and sulfate reduction rate for assessing reduction of contaminant toxicity, mass, and volume, through treatment using BCRs, Residuals generation rates (i.e. sludge from precipitation) for operation and maintenance (O&M) consideration, Replacement rate for spent treatment media (substrate for biochemical reactor or limestone in a pre‐treatment process) for O&M consideration, Impacts of wet weather on the treatment effectiveness and how the BCRs would respond to such changes | Data not provided | Data not provided | Data not provided | Data not provided | Data not provided | Data not provided | Data not provided
Final Treatability Study Technical Memorandum Formosa Mine Superfund Site Douglas County, Oregon | FORMOSA MINE | ORN001002616 | N/A | OU2 | BCR5 01-05 | Abandoned | Sulfate-reducing bacteria (SRB) BCR with ChitoRem pre-treatment | Passive | Biochemical reactor (BCR) | Pre-treatment | Formosa 1 Adit discharge | Y | Entire system | Aerobic polishing cell (APC) | Data not provided | Pilot | July 2013- October 2013 | Copper | Cu, total | mg/L | N | N/A |  |  |  | 3.57 | 0.067 | 98.1232 | [6 empty] | Data not provided | Data not provided | Data not provided | Data not provided | Data not provided | Data not provided | Data not provided | Data not provided | Data not provided | Influent | 3.36 | 0.05 | mg/L | 11.08 | °C | Data not provided | N/A | Data not provided | N/A | 357.3 | mV | 1366 | µS/cm | None | N/A | Data not provided | Data not provided | Data not provided | Data not provided | Data not provided | Data not provided | Y | The necessity and effectiveness of pre‐treatment to condition the water for BCR treatment, MIW loading rate for each BCR medium to achieve effective metal reduction and pH neutralization, Metals removal efficiency (MRE) and sulfate reduction rate for assessing reduction of contaminant toxicity, mass, and volume, through treatment using BCRs, Residuals generation rates (i.e. sludge from precipitation) for operation and maintenance (O&M) consideration, Replacement rate for spent treatment media (substrate for biochemical reactor or limestone in a pre‐treatment process) for O&M consideration, Impacts of wet weather on the treatment effectiveness and how the BCRs would respond to such changes | Data not provided | Data not provided | Data not provided | Data not provided | Data not provided | Data not provided | Data not provided
Final Treatability Study Technical Memorandum Formosa Mine Superfund Site Douglas County, Oregon | FORMOSA MINE | ORN001002616 | N/A | OU2 | BCR5 01-05 | Abandoned | Sulfate-reducing bacteria (SRB) BCR with ChitoRem pre-treatment | Passive | Biochemical reactor (BCR) | Pre-treatment | Formosa 1 Adit discharge | Y | Entire system | Aerobic polishing cell (APC) | Data not provided | Pilot | July 2013- October 2013 | Copper | Cu, total | mg/L | N | N/A | [6 empty] | 0.686 | 5.47 | 87.4589 |  |  |  | Data not provided | Data not provided | Data not provided | Data not provided | Data not provided | Data not provided | Data not provided | Data not provided | Data not provided | Effluent | 6.71 | 0.06 | mg/L | 21.53 | °C | Data not provided | N/A | Data not provided | N/A | -158.1 | mV | 14800 | µS/cm | None | N/A | Data not provided | Data not provided | Data not provided | Data not provided | Data not provided | Data not provided | Y | The necessity and effectiveness of pre‐treatment to condition the water for BCR treatment, MIW loading rate for each BCR medium to achieve effective metal reduction and pH neutralization, Metals removal efficiency (MRE) and sulfate reduction rate for assessing reduction of contaminant toxicity, mass, and volume, through treatment using BCRs, Residuals generation rates (i.e. sludge from precipitation) for operation and maintenance (O&M) consideration, Replacement rate for spent treatment media (substrate for biochemical reactor or limestone in a pre‐treatment process) for O&M consideration, Impacts of wet weather on the treatment effectiveness and how the BCRs would respond to such changes | Data not provided | Data not provided | Data not provided | Data not provided | Data not provided | Data not provided | Data not provided
Final Treatability Study Technical Memorandum Formosa Mine Superfund Site Douglas County, Oregon | FORMOSA MINE | ORN001002616 | N/A | OU2 | BCR5 01-05 | Abandoned | Sulfate-reducing bacteria (SRB) BCR with ChitoRem pre-treatment | Passive | Biochemical reactor (BCR) | Pre-treatment | Formosa 1 Adit discharge | Y | Entire system | Aerobic polishing cell (APC) | Data not provided | Pilot | July 2013- October 2013 | Copper | Cu, total | mg/L | N | N/A | [9 empty] | 0.013 | 4.24 | 99.6934 | Data not provided | Data not provided | Data not provided | Data not provided | Data not provided | Data not provided | Data not provided | Data not provided | Data not provided | Effluent | 6.6 | 0.93 | mg/L | 16.4 | °C | Data not provided | N/A | Data not provided | N/A | -339.5 | mV | 2833 | µS/cm | None | N/A | Data not provided | Data not provided | Data not provided | Data not provided | Data not provided | Data not provided | Y | The necessity and effectiveness of pre‐treatment to condition the water for BCR treatment, MIW loading rate for each BCR medium to achieve effective metal reduction and pH neutralization, Metals removal efficiency (MRE) and sulfate reduction rate for assessing reduction of contaminant toxicity, mass, and volume, through treatment using BCRs, Residuals generation rates (i.e. sludge from precipitation) for operation and maintenance (O&M) consideration, Replacement rate for spent treatment media (substrate for biochemical reactor or limestone in a pre‐treatment process) for O&M consideration, Impacts of wet weather on the treatment effectiveness and how the BCRs would respond to such changes | Data not provided | Data not provided | Data not provided | Data not provided | Data not provided | Data not provided | Data not provided
Final Treatability Study Technical Memorandum Formosa Mine Superfund Site Douglas County, Oregon | FORMOSA MINE | ORN001002616 | N/A | OU2 | BCR5 01-05 | Abandoned | Sulfate-reducing bacteria (SRB) BCR with ChitoRem pre-treatment | Passive | Biochemical reactor (BCR) | Pre-treatment | Formosa 1 Adit discharge | Y | Entire system | Aerobic polishing cell (APC) | Data not provided | Pilot | July 2013- October 2013 | Copper | Cu, dissolved | mg/L | N | N/A | 7.5 | 0.027 | 99.64 | [9 empty] | Data not provided | Data not provided | Data not provided | Data not provided | Data not provided | Data not provided | Data not provided | Data not provided | Data not provided | Influent | 3.34 | 2.04 | mg/L | 13.7 | °C | Data not provided | N/A | Data not provided | N/A | 389.1 | mV | 1470 | µS/cm | None | N/A | Data not provided | Data not provided | Data not provided | Data not provided | Data not provided | Data not provided | Y | The necessity and effectiveness of pre‐treatment to condition the water for BCR treatment, MIW loading rate for each BCR medium to achieve effective metal reduction and pH neutralization, Metals removal efficiency (MRE) and sulfate reduction rate for assessing reduction of contaminant toxicity, mass, and volume, through treatment using BCRs, Residuals generation rates (i.e. sludge from precipitation) for operation and maintenance (O&M) consideration, Replacement rate for spent treatment media (substrate for biochemical reactor or limestone in a pre‐treatment process) for O&M consideration, Impacts of wet weather on the treatment effectiveness and how the BCRs would respond to such changes | Data not provided | Data not provided | Data not provided | Data not provided | Data not provided | Data not provided | Data not provided
Final Treatability Study Technical Memorandum Formosa Mine Superfund Site Douglas County, Oregon | FORMOSA MINE | ORN001002616 | N/A | OU2 | BCR5 01-05 | Abandoned | Sulfate-reducing bacteria (SRB) BCR with ChitoRem pre-treatment | Passive | Biochemical reactor (BCR) | Pre-treatment | Formosa 1 Adit discharge | Y | Entire system | Aerobic polishing cell (APC) | Data not provided | Pilot | July 2013- October 2013 | Copper | Cu, dissolved | mg/L | N | N/A | [6 empty] | 0.027 | 7.5 | 99.64 |  |  |  | Data not provided | Data not provided | Data not provided | Data not provided | Data not provided | Data not provided | Data not provided | Data not provided | Data not provided | Effluent | 6.51 | 0.06 | mg/L | 21.53 | °C | Data not provided | N/A | Data not provided | N/A | -158.1 | mV | 14800 | µS/cm | None | N/A | Data not provided | Data not provided | Data not provided | Data not provided | Data not provided | Data not provided | Y | The necessity and effectiveness of pre‐treatment to condition the water for BCR treatment, MIW loading rate for each BCR medium to achieve effective metal reduction and pH neutralization, Metals removal efficiency (MRE) and sulfate reduction rate for assessing reduction of contaminant toxicity, mass, and volume, through treatment using BCRs, Residuals generation rates (i.e. sludge from precipitation) for operation and maintenance (O&M) consideration, Replacement rate for spent treatment media (substrate for biochemical reactor or limestone in a pre‐treatment process) for O&M consideration, Impacts of wet weather on the treatment effectiveness and how the BCRs would respond to such changes | Data not provided | Data not provided | Data not provided | Data not provided | Data not provided | Data not provided | Data not provided
Final Treatability Study Technical Memorandum Formosa Mine Superfund Site Douglas County, Oregon | FORMOSA MINE | ORN001002616 | N/A | OU2 | BCR6 01-06 | Abandoned | Sulfate-reducing bacteria (SRB) BCR with ChitoRem pre-treatment | Passive | Biochemical reactor (BCR) | Pre-treatment | Formosa 1 Adit discharge | Y | Entire system | Aerobic polishing cell (APC) | Data not provided | Pilot | July 2013- October 2013 | Copper | Cu, total | mg/L | N | N/A | [6 empty] | 0.279 | 5.47 | 94.8995 |  |  |  | Data not provided | Data not provided | Data not provided | Data not provided | Data not provided | Data not provided | Data not provided | Data not provided | Data not provided | Effluent | 6.87 | 0.2 | mg/L | 21.81 | °C | Data not provided | N/A | Data not provided | N/A | -178.5 | mV | 37260 | µS/cm | None | N/A | Data not provided | Data not provided | Data not provided | Data not provided | Data not provided | Data not provided | Y | The necessity and effectiveness of pre‐treatment to condition the water for BCR treatment, MIW loading rate for each BCR medium to achieve effective metal reduction and pH neutralization, Metals removal efficiency (MRE) and sulfate reduction rate for assessing reduction of contaminant toxicity, mass, and volume, through treatment using BCRs, Residuals generation rates (i.e. sludge from precipitation) for operation and maintenance (O&M) consideration, Replacement rate for spent treatment media (substrate for biochemical reactor or limestone in a pre‐treatment process) for O&M consideration, Impacts of wet weather on the treatment effectiveness and how the BCRs would respond to such changes | Data not provided | Data not provided | Data not provided | Data not provided | Data not provided | Data not provided | Data not provided
Final Treatability Study Technical Memorandum Formosa Mine Superfund Site Douglas County, Oregon | FORMOSA MINE | ORN001002616 | N/A | OU2 | BCR6 01-06 | Abandoned | Sulfate-reducing bacteria (SRB) BCR with ChitoRem pre-treatment | Passive | Biochemical reactor (BCR) | Pre-treatment | Formosa 1 Adit discharge | Y | Entire system | Aerobic polishing cell (APC) | Data not provided | Pilot | July 2013- October 2013 | Copper | Cu, dissolved | mg/L | N | N/A | 7.5 | 0.23 | 96.9333 | [9 empty] | Data not provided | Data not provided | Data not provided | Data not provided | Data not provided | Data not provided | Data not provided | Data not provided | Data not provided | Influent | 3.34 | 2.04 | mg/L | 13.7 | °C | Data not provided | N/A | Data not provided | N/A | 389.1 | mV | 1470 | µS/cm | None | N/A | Data not provided | Data not provided | Data not provided | Data not provided | Data not provided | Data not provided | Y | The necessity and effectiveness of pre‐treatment to condition the water for BCR treatment, MIW loading rate for each BCR medium to achieve effective metal reduction and pH neutralization, Metals removal efficiency (MRE) and sulfate reduction rate for assessing reduction of contaminant toxicity, mass, and volume, through treatment using BCRs, Residuals generation rates (i.e. sludge from precipitation) for operation and maintenance (O&M) consideration, Replacement rate for spent treatment media (substrate for biochemical reactor or limestone in a pre‐treatment process) for O&M consideration, Impacts of wet weather on the treatment effectiveness and how the BCRs would respond to such changes | Data not provided | Data not provided | Data not provided | Data not provided | Data not provided | Data not provided | Data not provided
Final Treatability Study Technical Memorandum Formosa Mine Superfund Site Douglas County, Oregon | FORMOSA MINE | ORN001002616 | N/A | OU2 | BCR6 01-06 | Abandoned | Sulfate-reducing bacteria (SRB) BCR with ChitoRem pre-treatment | Passive | Biochemical reactor (BCR) | Pre-treatment | Formosa 1 Adit discharge | Y | Entire system | Aerobic polishing cell (APC) | Data not provided | Pilot | July 2013- October 2013 | Copper | Cu, dissolved | mg/L | N | N/A | [6 empty] | 0.23 | 7.5 | 96.9333 |  |  |  | Data not provided | Data not provided | Data not provided | Data not provided | Data not provided | Data not provided | Data not provided | Data not provided | Data not provided | Effluent | 6.69 | 0.2 | mg/L | 21.81 | °C | Data not provided | N/A | Data not provided | N/A | -178.5 | mV | 37260 | µS/cm | None | N/A | Data not provided | Data not provided | Data not provided | Data not provided | Data not provided | Data not provided | Y | The necessity and effectiveness of pre‐treatment to condition the water for BCR treatment, MIW loading rate for each BCR medium to achieve effective metal reduction and pH neutralization, Metals removal efficiency (MRE) and sulfate reduction rate for assessing reduction of contaminant toxicity, mass, and volume, through treatment using BCRs, Residuals generation rates (i.e. sludge from precipitation) for operation and maintenance (O&M) consideration, Replacement rate for spent treatment media (substrate for biochemical reactor or limestone in a pre‐treatment process) for O&M consideration, Impacts of wet weather on the treatment effectiveness and how the BCRs would respond to such changes | Data not provided | Data not provided | Data not provided | Data not provided | Data not provided | Data not provided | Data not provided
Final Treatability Study Technical Memorandum Formosa Mine Superfund Site Douglas County, Oregon | FORMOSA MINE | ORN001002616 | N/A | OU2 | BCR1 01-01 | Abandoned | Sulfate-reducing bacteria (SRB) BCR without pre-treatment | Passive | Biochemical reactor (BCR) | No pre-treatment | Formosa 1 Adit discharge | N | BCR without pre-treatment | Aerobic polishing cell (APC) | Data not provided | Pilot | July 2013- October 2013 | Iron | Fe, total | mg/L | N | N/A | 173 | 88.4 | 48.9017 | [9 empty] | Data not provided | Data not provided | Data not provided | Data not provided | Data not provided | Data not provided | Data not provided | Data not provided | Data not provided | Influent | 3.51 | 1.1 | mg/L | 10.13 | °C | Data not provided | N/A | Data not provided | N/A | 320.9 | mV | 1532 | µS/cm | None | N/A | Data not provided | Data not provided | Data not provided | Data not provided | Data not provided | Data not provided | Y | The necessity and effectiveness of pre‐treatment to condition the water for BCR treatment, MIW loading rate for each BCR medium to achieve effective metal reduction and pH neutralization, Metals removal efficiency (MRE) and sulfate reduction rate for assessing reduction of contaminant toxicity, mass, and volume, through treatment using BCRs, Residuals generation rates (i.e. sludge from precipitation) for operation and maintenance (O&M) consideration, Replacement rate for spent treatment media (substrate for biochemical reactor or limestone in a pre‐treatment process) for O&M consideration, Impacts of wet weather on the treatment effectiveness and how the BCRs would respond to such changes | Data not provided | Data not provided | Data not provided | Data not provided | Data not provided | Data not provided | Data not provided
Final Treatability Study Technical Memorandum Formosa Mine Superfund Site Douglas County, Oregon | FORMOSA MINE | ORN001002616 | N/A | OU2 | BCR1 01-01 | Abandoned | Sulfate-reducing bacteria (SRB) BCR without pre-treatment | Passive | Biochemical reactor (BCR) | No pre-treatment | Formosa 1 Adit discharge | N | BCR without pre-treatment | Aerobic polishing cell (APC) | Data not provided | Pilot | July 2013- October 2013 | Iron | Fe, total | mg/L | N | N/A | [6 empty] | 131 | 153 | 14.3791 |  |  |  | Data not provided | Data not provided | Data not provided | Data not provided | Data not provided | Data not provided | Data not provided | Data not provided | Data not provided | Effluent | 5.91 | 0.86 | mg/L | 18.63 | °C | Data not provided | N/A | Data not provided | N/A | -16.6 | mV | 1395 | µS/cm | None | N/A | Data not provided | Data not provided | Data not provided | Data not provided | Data not provided | Data not provided | Y | The necessity and effectiveness of pre‐treatment to condition the water for BCR treatment, MIW loading rate for each BCR medium to achieve effective metal reduction and pH neutralization, Metals removal efficiency (MRE) and sulfate reduction rate for assessing reduction of contaminant toxicity, mass, and volume, through treatment using BCRs, Residuals generation rates (i.e. sludge from precipitation) for operation and maintenance (O&M) consideration, Replacement rate for spent treatment media (substrate for biochemical reactor or limestone in a pre‐treatment process) for O&M consideration, Impacts of wet weather on the treatment effectiveness and how the BCRs would respond to such changes | Data not provided | Data not provided | Data not provided | Data not provided | Data not provided | Data not provided | Data not provided
Final Treatability Study Technical Memorandum Formosa Mine Superfund Site Douglas County, Oregon | FORMOSA MINE | ORN001002616 | N/A | OU2 | BCR1 01-01 | Abandoned | Sulfate-reducing bacteria (SRB) BCR without pre-treatment | Passive | Biochemical reactor (BCR) | No pre-treatment | Formosa 1 Adit discharge | N | BCR without pre-treatment | Aerobic polishing cell (APC) | Data not provided | Pilot | July 2013- October 2013 | Iron | Fe, total | mg/L | N | N/A | [9 empty] | 22 | 150 | 85.3333 | Data not provided | Data not provided | Data not provided | Data not provided | Data not provided | Data not provided | Data not provided | Data not provided | Data not provided | Effluent | 6.25 | 0.11 | mg/L | 21.04 | °C | Data not provided | N/A | Data not provided | N/A | -158.6 | mV | 3928 | µS/cm | None | N/A | Data not provided | Data not provided | Data not provided | Data not provided | Data not provided | Data not provided | Y | The necessity and effectiveness of pre‐treatment to condition the water for BCR treatment, MIW loading rate for each BCR medium to achieve effective metal reduction and pH neutralization, Metals removal efficiency (MRE) and sulfate reduction rate for assessing reduction of contaminant toxicity, mass, and volume, through treatment using BCRs, Residuals generation rates (i.e. sludge from precipitation) for operation and maintenance (O&M) consideration, Replacement rate for spent treatment media (substrate for biochemical reactor or limestone in a pre‐treatment process) for O&M consideration, Impacts of wet weather on the treatment effectiveness and how the BCRs would respond to such changes | Data not provided | Data not provided | Data not provided | Data not provided | Data not provided | Data not provided | Data not provided
Final Treatability Study Technical Memorandum Formosa Mine Superfund Site Douglas County, Oregon | FORMOSA MINE | ORN001002616 | N/A | OU2 | BCR1 01-01 | Abandoned | Sulfate-reducing bacteria (SRB) BCR without pre-treatment | Passive | Biochemical reactor (BCR) | No pre-treatment | Formosa 1 Adit discharge | N | BCR without pre-treatment | Aerobic polishing cell (APC) | Data not provided | Pilot | July 2013- October 2013 | Iron | Fe, dissolved | mg/L | N | N/A | 171 | 86.6 | 49.3567 | [9 empty] | Data not provided | Data not provided | Data not provided | Data not provided | Data not provided | Data not provided | Data not provided | Data not provided | Data not provided | Influent | 3.26 | 1.1 | mg/L | 10.13 | °C | Data not provided | N/A | Data not provided | N/A | 320.9 | mV | 1532 | µS/cm | None | N/A | Data not provided | Data not provided | Data not provided | Data not provided | Data not provided | Data not provided | Y | The necessity and effectiveness of pre‐treatment to condition the water for BCR treatment, MIW loading rate for each BCR medium to achieve effective metal reduction and pH neutralization, Metals removal efficiency (MRE) and sulfate reduction rate for assessing reduction of contaminant toxicity, mass, and volume, through treatment using BCRs, Residuals generation rates (i.e. sludge from precipitation) for operation and maintenance (O&M) consideration, Replacement rate for spent treatment media (substrate for biochemical reactor or limestone in a pre‐treatment process) for O&M consideration, Impacts of wet weather on the treatment effectiveness and how the BCRs would respond to such changes | Data not provided | Data not provided | Data not provided | Data not provided | Data not provided | Data not provided | Data not provided
Final Treatability Study Technical Memorandum Formosa Mine Superfund Site Douglas County, Oregon | FORMOSA MINE | ORN001002616 | N/A | OU2 | BCR1 01-01 | Abandoned | Sulfate-reducing bacteria (SRB) BCR without pre-treatment | Passive | Biochemical reactor (BCR) | No pre-treatment | Formosa 1 Adit discharge | N | BCR without pre-treatment | Aerobic polishing cell (APC) | Data not provided | Pilot | July 2013- October 2013 | Iron | Fe, dissolved | mg/L | N | N/A |  |  |  | 148 | 9.6 | 93.5135 | [6 empty] | Data not provided | Data not provided | Data not provided | Data not provided | Data not provided | Data not provided | Data not provided | Data not provided | Data not provided | Influent | 3.34 | 2.04 | mg/L | 13.7 | °C | Data not provided | N/A | Data not provided | N/A | 389.1 | mV | 1470 | µS/cm | None | N/A | Data not provided | Data not provided | Data not provided | Data not provided | Data not provided | Data not provided | Y | The necessity and effectiveness of pre‐treatment to condition the water for BCR treatment, MIW loading rate for each BCR medium to achieve effective metal reduction and pH neutralization, Metals removal efficiency (MRE) and sulfate reduction rate for assessing reduction of contaminant toxicity, mass, and volume, through treatment using BCRs, Residuals generation rates (i.e. sludge from precipitation) for operation and maintenance (O&M) consideration, Replacement rate for spent treatment media (substrate for biochemical reactor or limestone in a pre‐treatment process) for O&M consideration, Impacts of wet weather on the treatment effectiveness and how the BCRs would respond to such changes | Data not provided | Data not provided | Data not provided | Data not provided | Data not provided | Data not provided | Data not provided
Final Treatability Study Technical Memorandum Formosa Mine Superfund Site Douglas County, Oregon | FORMOSA MINE | ORN001002616 | N/A | OU2 | BCR1 01-01 | Abandoned | Sulfate-reducing bacteria (SRB) BCR without pre-treatment | Passive | Biochemical reactor (BCR) | No pre-treatment | Formosa 1 Adit discharge | N | BCR without pre-treatment | Aerobic polishing cell (APC) | Data not provided | Pilot | July 2013- October 2013 | Iron | Fe, dissolved | mg/L | N | N/A | [6 empty] | 126 | 152 | 17.1053 |  |  |  | Data not provided | Data not provided | Data not provided | Data not provided | Data not provided | Data not provided | Data not provided | Data not provided | Data not provided | Effluent | 5.42 | 0.7 | mg/L | 18.75 | °C | Data not provided | N/A | Data not provided | N/A | 5.6 | mV | 1484 | µS/cm | None | N/A | Data not provided | Data not provided | Data not provided | Data not provided | Data not provided | Data not provided | Y | The necessity and effectiveness of pre‐treatment to condition the water for BCR treatment, MIW loading rate for each BCR medium to achieve effective metal reduction and pH neutralization, Metals removal efficiency (MRE) and sulfate reduction rate for assessing reduction of contaminant toxicity, mass, and volume, through treatment using BCRs, Residuals generation rates (i.e. sludge from precipitation) for operation and maintenance (O&M) consideration, Replacement rate for spent treatment media (substrate for biochemical reactor or limestone in a pre‐treatment process) for O&M consideration, Impacts of wet weather on the treatment effectiveness and how the BCRs would respond to such changes | Data not provided | Data not provided | Data not provided | Data not provided | Data not provided | Data not provided | Data not provided
Final Treatability Study Technical Memorandum Formosa Mine Superfund Site Douglas County, Oregon | FORMOSA MINE | ORN001002616 | N/A | OU2 | BCR1 01-01 | Abandoned | Sulfate-reducing bacteria (SRB) BCR without pre-treatment | Passive | Biochemical reactor (BCR) | No pre-treatment | Formosa 1 Adit discharge | N | BCR without pre-treatment | Aerobic polishing cell (APC) | Data not provided | Pilot | July 2013- October 2013 | Iron | Fe, dissolved | mg/L | N | N/A | [9 empty] | 9.6 | 148 | 93.5135 | Data not provided | Data not provided | Data not provided | Data not provided | Data not provided | Data not provided | Data not provided | Data not provided | Data not provided | Effluent | 6.25 | 0.11 | mg/L | 21.04 | °C | Data not provided | N/A | Data not provided | N/A | -158.5 | mV | 3928 | µS/cm | None | N/A | Data not provided | Data not provided | Data not provided | Data not provided | Data not provided | Data not provided | Y | The necessity and effectiveness of pre‐treatment to condition the water for BCR treatment, MIW loading rate for each BCR medium to achieve effective metal reduction and pH neutralization, Metals removal efficiency (MRE) and sulfate reduction rate for assessing reduction of contaminant toxicity, mass, and volume, through treatment using BCRs, Residuals generation rates (i.e. sludge from precipitation) for operation and maintenance (O&M) consideration, Replacement rate for spent treatment media (substrate for biochemical reactor or limestone in a pre‐treatment process) for O&M consideration, Impacts of wet weather on the treatment effectiveness and how the BCRs would respond to such changes | Data not provided | Data not provided | Data not provided | Data not provided | Data not provided | Data not provided | Data not provided
Final Treatability Study Technical Memorandum Formosa Mine Superfund Site Douglas County, Oregon | FORMOSA MINE | ORN001002616 | N/A | OU2 | BCR2 01-02 | Abandoned | Sulfate-reducing bacteria (SRB) BCR without pre-treatment | Passive | Biochemical reactor (BCR) | No pre-treatment | Formosa 1 Adit discharge | N | BCR without pre-treatment | Aerobic polishing cell (APC) | Data not provided | Pilot | July 2013- October 2013 | Iron | Fe, total | mg/L | N | N/A | 173 | 2.52 | 98.5434 | [9 empty] | Data not provided | Data not provided | Data not provided | Data not provided | Data not provided | Data not provided | Data not provided | Data not provided | Data not provided | Influent | 3.51 | 1.1 | mg/L | 10.13 | °C | Data not provided | N/A | Data not provided | N/A | 320.9 | mV | 1532 | µS/cm | None | N/A | Data not provided | Data not provided | Data not provided | Data not provided | Data not provided | Data not provided | Y | The necessity and effectiveness of pre‐treatment to condition the water for BCR treatment, MIW loading rate for each BCR medium to achieve effective metal reduction and pH neutralization, Metals removal efficiency (MRE) and sulfate reduction rate for assessing reduction of contaminant toxicity, mass, and volume, through treatment using BCRs, Residuals generation rates (i.e. sludge from precipitation) for operation and maintenance (O&M) consideration, Replacement rate for spent treatment media (substrate for biochemical reactor or limestone in a pre‐treatment process) for O&M consideration, Impacts of wet weather on the treatment effectiveness and how the BCRs would respond to such changes | Data not provided | Data not provided | Data not provided | Data not provided | Data not provided | Data not provided | Data not provided
Final Treatability Study Technical Memorandum Formosa Mine Superfund Site Douglas County, Oregon | FORMOSA MINE | ORN001002616 | N/A | OU2 | BCR2 01-02 | Abandoned | Sulfate-reducing bacteria (SRB) BCR without pre-treatment | Passive | Biochemical reactor (BCR) | No pre-treatment | Formosa 1 Adit discharge | N | BCR without pre-treatment | Aerobic polishing cell (APC) | Data not provided | Pilot | July 2013- October 2013 | Iron | Fe, total | mg/L | N | N/A | [6 empty] | 21.8 | 150 | 85.4667 |  |  |  | Data not provided | Data not provided | Data not provided | Data not provided | Data not provided | Data not provided | Data not provided | Data not provided | Data not provided | Effluent | 6.64 | 0.29 | mg/L | 21.63 | °C | Data not provided | N/A | Data not provided | N/A | -195.4 | mV | 35860 | µS/cm | None | N/A | Data not provided | Data not provided | Data not provided | Data not provided | Data not provided | Data not provided | Y | The necessity and effectiveness of pre‐treatment to condition the water for BCR treatment, MIW loading rate for each BCR medium to achieve effective metal reduction and pH neutralization, Metals removal efficiency (MRE) and sulfate reduction rate for assessing reduction of contaminant toxicity, mass, and volume, through treatment using BCRs, Residuals generation rates (i.e. sludge from precipitation) for operation and maintenance (O&M) consideration, Replacement rate for spent treatment media (substrate for biochemical reactor or limestone in a pre‐treatment process) for O&M consideration, Impacts of wet weather on the treatment effectiveness and how the BCRs would respond to such changes | Data not provided | Data not provided | Data not provided | Data not provided | Data not provided | Data not provided | Data not provided
Final Treatability Study Technical Memorandum Formosa Mine Superfund Site Douglas County, Oregon | FORMOSA MINE | ORN001002616 | N/A | OU2 | BCR2 01-02 | Abandoned | Sulfate-reducing bacteria (SRB) BCR without pre-treatment | Passive | Biochemical reactor (BCR) | No pre-treatment | Formosa 1 Adit discharge | N | BCR without pre-treatment | Aerobic polishing cell (APC) | Data not provided | Pilot | July 2013- October 2013 | Iron | Fe, total | mg/L | N | N/A | [9 empty] | 2.18 | 153 | 98.5752 | Data not provided | Data not provided | Data not provided | Data not provided | Data not provided | Data not provided | Data not provided | Data not provided | Data not provided | Effluent | 6.94 | 0.82 | mg/L | 18.16 | °C | Data not provided | N/A | Data not provided | N/A | -162.9 | mV | 8045 | µS/cm | None | N/A | Data not provided | Data not provided | Data not provided | Data not provided | Data not provided | Data not provided | Y | The necessity and effectiveness of pre‐treatment to condition the water for BCR treatment, MIW loading rate for each BCR medium to achieve effective metal reduction and pH neutralization, Metals removal efficiency (MRE) and sulfate reduction rate for assessing reduction of contaminant toxicity, mass, and volume, through treatment using BCRs, Residuals generation rates (i.e. sludge from precipitation) for operation and maintenance (O&M) consideration, Replacement rate for spent treatment media (substrate for biochemical reactor or limestone in a pre‐treatment process) for O&M consideration, Impacts of wet weather on the treatment effectiveness and how the BCRs would respond to such changes | Data not provided | Data not provided | Data not provided | Data not provided | Data not provided | Data not provided | Data not provided
Final Treatability Study Technical Memorandum Formosa Mine Superfund Site Douglas County, Oregon | FORMOSA MINE | ORN001002616 | N/A | OU2 | BCR2 01-02 | Abandoned | Sulfate-reducing bacteria (SRB) BCR without pre-treatment | Passive | Biochemical reactor (BCR) | No pre-treatment | Formosa 1 Adit discharge | N | BCR without pre-treatment | Aerobic polishing cell (APC) | Data not provided | Pilot | July 2013- October 2013 | Iron | Fe, dissolved | mg/L | N | N/A | 171 | 0.781 | 99.5433 | [9 empty] | Data not provided | Data not provided | Data not provided | Data not provided | Data not provided | Data not provided | Data not provided | Data not provided | Data not provided | Influent | 3.26 | 1.1 | mg/L | 10.13 | °C | Data not provided | N/A | Data not provided | N/A | 320.9 | mV | 1532 | µS/cm | None | N/A | Data not provided | Data not provided | Data not provided | Data not provided | Data not provided | Data not provided | Y | The necessity and effectiveness of pre‐treatment to condition the water for BCR treatment, MIW loading rate for each BCR medium to achieve effective metal reduction and pH neutralization, Metals removal efficiency (MRE) and sulfate reduction rate for assessing reduction of contaminant toxicity, mass, and volume, through treatment using BCRs, Residuals generation rates (i.e. sludge from precipitation) for operation and maintenance (O&M) consideration, Replacement rate for spent treatment media (substrate for biochemical reactor or limestone in a pre‐treatment process) for O&M consideration, Impacts of wet weather on the treatment effectiveness and how the BCRs would respond to such changes | Data not provided | Data not provided | Data not provided | Data not provided | Data not provided | Data not provided | Data not provided
Final Treatability Study Technical Memorandum Formosa Mine Superfund Site Douglas County, Oregon | FORMOSA MINE | ORN001002616 | N/A | OU2 | BCR2 01-02 | Abandoned | Sulfate-reducing bacteria (SRB) BCR without pre-treatment | Passive | Biochemical reactor (BCR) | No pre-treatment | Formosa 1 Adit discharge | N | BCR without pre-treatment | Aerobic polishing cell (APC) | Data not provided | Pilot | July 2013- October 2013 | Iron | Fe, dissolved | mg/L | N | N/A |  |  |  | 148 | 13.8 | 90.6757 | [6 empty] | Data not provided | Data not provided | Data not provided | Data not provided | Data not provided | Data not provided | Data not provided | Data not provided | Data not provided | Influent | 3.34 | 2.04 | mg/L | 13.7 | °C | Data not provided | N/A | Data not provided | N/A | 389.1 | mV | 1470 | µS/cm | None | N/A | Data not provided | Data not provided | Data not provided | Data not provided | Data not provided | Data not provided | Y | The necessity and effectiveness of pre‐treatment to condition the water for BCR treatment, MIW loading rate for each BCR medium to achieve effective metal reduction and pH neutralization, Metals removal efficiency (MRE) and sulfate reduction rate for assessing reduction of contaminant toxicity, mass, and volume, through treatment using BCRs, Residuals generation rates (i.e. sludge from precipitation) for operation and maintenance (O&M) consideration, Replacement rate for spent treatment media (substrate for biochemical reactor or limestone in a pre‐treatment process) for O&M consideration, Impacts of wet weather on the treatment effectiveness and how the BCRs would respond to such changes | Data not provided | Data not provided | Data not provided | Data not provided | Data not provided | Data not provided | Data not provided
Final Treatability Study Technical Memorandum Formosa Mine Superfund Site Douglas County, Oregon | FORMOSA MINE | ORN001002616 | N/A | OU2 | BCR2 01-02 | Abandoned | Sulfate-reducing bacteria (SRB) BCR without pre-treatment | Passive | Biochemical reactor (BCR) | No pre-treatment | Formosa 1 Adit discharge | N | BCR without pre-treatment | Aerobic polishing cell (APC) | Data not provided | Pilot | July 2013- October 2013 | Iron | Fe, dissolved | mg/L | N | N/A | [6 empty] | 13.8 | 148 | 90.6757 |  |  |  | Data not provided | Data not provided | Data not provided | Data not provided | Data not provided | Data not provided | Data not provided | Data not provided | Data not provided | Effluent | 6.64 | 0.29 | mg/L | 21.63 | °C | Data not provided | N/A | Data not provided | N/A | -195.4 | mV | 35860 | µS/cm | None | N/A | Data not provided | Data not provided | Data not provided | Data not provided | Data not provided | Data not provided | Y | The necessity and effectiveness of pre‐treatment to condition the water for BCR treatment, MIW loading rate for each BCR medium to achieve effective metal reduction and pH neutralization, Metals removal efficiency (MRE) and sulfate reduction rate for assessing reduction of contaminant toxicity, mass, and volume, through treatment using BCRs, Residuals generation rates (i.e. sludge from precipitation) for operation and maintenance (O&M) consideration, Replacement rate for spent treatment media (substrate for biochemical reactor or limestone in a pre‐treatment process) for O&M consideration, Impacts of wet weather on the treatment effectiveness and how the BCRs would respond to such changes | Data not provided | Data not provided | Data not provided | Data not provided | Data not provided | Data not provided | Data not provided
Final Treatability Study Technical Memorandum Formosa Mine Superfund Site Douglas County, Oregon | FORMOSA MINE | ORN001002616 | N/A | OU2 | BCR2 01-02 | Abandoned | Sulfate-reducing bacteria (SRB) BCR without pre-treatment | Passive | Biochemical reactor (BCR) | No pre-treatment | Formosa 1 Adit discharge | N | BCR without pre-treatment | Aerobic polishing cell (APC) | Data not provided | Pilot | July 2013- October 2013 | Iron | Fe, dissolved | mg/L | N | N/A | [9 empty] | 0.21 | 159 | 99.8679 | Data not provided | Data not provided | Data not provided | Data not provided | Data not provided | Data not provided | Data not provided | Data not provided | Data not provided | Effluent | 6.44 | 0.82 | mg/L | 18.16 | °C | Data not provided | N/A | Data not provided | N/A | -162.9 | mV | 8045 | µS/cm | None | N/A | Data not provided | Data not provided | Data not provided | Data not provided | Data not provided | Data not provided | Y | The necessity and effectiveness of pre‐treatment to condition the water for BCR treatment, MIW loading rate for each BCR medium to achieve effective metal reduction and pH neutralization, Metals removal efficiency (MRE) and sulfate reduction rate for assessing reduction of contaminant toxicity, mass, and volume, through treatment using BCRs, Residuals generation rates (i.e. sludge from precipitation) for operation and maintenance (O&M) consideration, Replacement rate for spent treatment media (substrate for biochemical reactor or limestone in a pre‐treatment process) for O&M consideration, Impacts of wet weather on the treatment effectiveness and how the BCRs would respond to such changes | Data not provided | Data not provided | Data not provided | Data not provided | Data not provided | Data not provided | Data not provided
Final Treatability Study Technical Memorandum Formosa Mine Superfund Site Douglas County, Oregon | FORMOSA MINE | ORN001002616 | N/A | OU2 | BCR3 01-03 | Abandoned | Sulfate-reducing bacteria (SRB) BCR with SAPS pre-treatment | Passive | Biochemical reactor (BCR) | Pre-treatment | Formosa 1 Adit discharge | Y | Entire system | Aerobic polishing cell (APC) | Data not provided | Pilot | July 2013- October 2013 | Iron | Fe, total | mg/L | N | N/A | 173 | 30 | 82.659 | [9 empty] | Data not provided | Data not provided | Data not provided | Data not provided | Data not provided | Data not provided | Data not provided | Data not provided | Data not provided | Influent | 3.51 | 1.1 | mg/L | 10.13 | °C | Data not provided | N/A | Data not provided | N/A | 320.9 | mV | 1532 | µS/cm | None | N/A | Data not provided | Data not provided | Data not provided | Data not provided | Data not provided | Data not provided | Y | The necessity and effectiveness of pre‐treatment to condition the water for BCR treatment, MIW loading rate for each BCR medium to achieve effective metal reduction and pH neutralization, Metals removal efficiency (MRE) and sulfate reduction rate for assessing reduction of contaminant toxicity, mass, and volume, through treatment using BCRs, Residuals generation rates (i.e. sludge from precipitation) for operation and maintenance (O&M) consideration, Replacement rate for spent treatment media (substrate for biochemical reactor or limestone in a pre‐treatment process) for O&M consideration, Impacts of wet weather on the treatment effectiveness and how the BCRs would respond to such changes | Data not provided | Data not provided | Data not provided | Data not provided | Data not provided | Data not provided | Data not provided
Final Treatability Study Technical Memorandum Formosa Mine Superfund Site Douglas County, Oregon | FORMOSA MINE | ORN001002616 | N/A | OU2 | BCR3 01-03 | Abandoned | Sulfate-reducing bacteria (SRB) BCR with SAPS pre-treatment | Passive | Biochemical reactor (BCR) | Pre-treatment | Formosa 1 Adit discharge | Y | Entire system | Aerobic polishing cell (APC) | Data not provided | Pilot | July 2013- October 2013 | Iron | Fe, total | mg/L | N | N/A | [6 empty] | 76.9 | 153 | 49.7386 |  |  |  | Data not provided | Data not provided | Data not provided | Data not provided | Data not provided | Data not provided | Data not provided | Data not provided | Data not provided | Effluent | 6.22 | 0.67 | mg/L | 18.81 | °C | Data not provided | N/A | Data not provided | N/A | -32.1 | mV | 1407 | µS/cm | None | N/A | Data not provided | Data not provided | Data not provided | Data not provided | Data not provided | Data not provided | Y | The necessity and effectiveness of pre‐treatment to condition the water for BCR treatment, MIW loading rate for each BCR medium to achieve effective metal reduction and pH neutralization, Metals removal efficiency (MRE) and sulfate reduction rate for assessing reduction of contaminant toxicity, mass, and volume, through treatment using BCRs, Residuals generation rates (i.e. sludge from precipitation) for operation and maintenance (O&M) consideration, Replacement rate for spent treatment media (substrate for biochemical reactor or limestone in a pre‐treatment process) for O&M consideration, Impacts of wet weather on the treatment effectiveness and how the BCRs would respond to such changes | Data not provided | Data not provided | Data not provided | Data not provided | Data not provided | Data not provided | Data not provided
Final Treatability Study Technical Memorandum Formosa Mine Superfund Site Douglas County, Oregon | FORMOSA MINE | ORN001002616 | N/A | OU2 | BCR3 01-03 | Abandoned | Sulfate-reducing bacteria (SRB) BCR with SAPS pre-treatment | Passive | Biochemical reactor (BCR) | Pre-treatment | Formosa 1 Adit discharge | Y | Entire system | Aerobic polishing cell (APC) | Data not provided | Pilot | July 2013- October 2013 | Iron | Fe, total | mg/L | N | N/A | [9 empty] | 12.7 | 150 | 91.5333 | Data not provided | Data not provided | Data not provided | Data not provided | Data not provided | Data not provided | Data not provided | Data not provided | Data not provided | Effluent | 6.67 | 0.13 | mg/L | 20.83 | °C | Data not provided | N/A | Data not provided | N/A | 149.5 | mV | 7404 | µS/cm | None | N/A | Data not provided | Data not provided | Data not provided | Data not provided | Data not provided | Data not provided | Y | The necessity and effectiveness of pre‐treatment to condition the water for BCR treatment, MIW loading rate for each BCR medium to achieve effective metal reduction and pH neutralization, Metals removal efficiency (MRE) and sulfate reduction rate for assessing reduction of contaminant toxicity, mass, and volume, through treatment using BCRs, Residuals generation rates (i.e. sludge from precipitation) for operation and maintenance (O&M) consideration, Replacement rate for spent treatment media (substrate for biochemical reactor or limestone in a pre‐treatment process) for O&M consideration, Impacts of wet weather on the treatment effectiveness and how the BCRs would respond to such changes | Data not provided | Data not provided | Data not provided | Data not provided | Data not provided | Data not provided | Data not provided
Final Treatability Study Technical Memorandum Formosa Mine Superfund Site Douglas County, Oregon | FORMOSA MINE | ORN001002616 | N/A | OU2 | BCR3 01-03 | Abandoned | Sulfate-reducing bacteria (SRB) BCR with SAPS pre-treatment | Passive | Biochemical reactor (BCR) | Pre-treatment | Formosa 1 Adit discharge | Y | Entire system | Aerobic polishing cell (APC) | Data not provided | Pilot | July 2013- October 2013 | Iron | Fe, dissolved | mg/L | N | N/A | 171 | 28.9 | 83.0994 | [9 empty] | Data not provided | Data not provided | Data not provided | Data not provided | Data not provided | Data not provided | Data not provided | Data not provided | Data not provided | Influent | 3.26 | 1.1 | mg/L | 10.13 | °C | Data not provided | N/A | Data not provided | N/A | 320.9 | mV | 1532 | µS/cm | None | N/A | Data not provided | Data not provided | Data not provided | Data not provided | Data not provided | Data not provided | Y | The necessity and effectiveness of pre‐treatment to condition the water for BCR treatment, MIW loading rate for each BCR medium to achieve effective metal reduction and pH neutralization, Metals removal efficiency (MRE) and sulfate reduction rate for assessing reduction of contaminant toxicity, mass, and volume, through treatment using BCRs, Residuals generation rates (i.e. sludge from precipitation) for operation and maintenance (O&M) consideration, Replacement rate for spent treatment media (substrate for biochemical reactor or limestone in a pre‐treatment process) for O&M consideration, Impacts of wet weather on the treatment effectiveness and how the BCRs would respond to such changes | Data not provided | Data not provided | Data not provided | Data not provided | Data not provided | Data not provided | Data not provided
Final Treatability Study Technical Memorandum Formosa Mine Superfund Site Douglas County, Oregon | FORMOSA MINE | ORN001002616 | N/A | OU2 | BCR3 01-03 | Abandoned | Sulfate-reducing bacteria (SRB) BCR with SAPS pre-treatment | Passive | Biochemical reactor (BCR) | Pre-treatment | Formosa 1 Adit discharge | Y | Entire system | Aerobic polishing cell (APC) | Data not provided | Pilot | July 2013- October 2013 | Iron | Fe, dissolved | mg/L | N | N/A |  |  |  | 148 | 3.4 | 97.7027 | [6 empty] | Data not provided | Data not provided | Data not provided | Data not provided | Data not provided | Data not provided | Data not provided | Data not provided | Data not provided | Influent | 3.34 | 2.04 | mg/L | 13.7 | °C | Data not provided | N/A | Data not provided | N/A | 389.1 | mV | 1470 | µS/cm | None | N/A | Data not provided | Data not provided | Data not provided | Data not provided | Data not provided | Data not provided | Y | The necessity and effectiveness of pre‐treatment to condition the water for BCR treatment, MIW loading rate for each BCR medium to achieve effective metal reduction and pH neutralization, Metals removal efficiency (MRE) and sulfate reduction rate for assessing reduction of contaminant toxicity, mass, and volume, through treatment using BCRs, Residuals generation rates (i.e. sludge from precipitation) for operation and maintenance (O&M) consideration, Replacement rate for spent treatment media (substrate for biochemical reactor or limestone in a pre‐treatment process) for O&M consideration, Impacts of wet weather on the treatment effectiveness and how the BCRs would respond to such changes | Data not provided | Data not provided | Data not provided | Data not provided | Data not provided | Data not provided | Data not provided
Final Treatability Study Technical Memorandum Formosa Mine Superfund Site Douglas County, Oregon | FORMOSA MINE | ORN001002616 | N/A | OU2 | BCR3 01-03 | Abandoned | Sulfate-reducing bacteria (SRB) BCR with SAPS pre-treatment | Passive | Biochemical reactor (BCR) | Pre-treatment | Formosa 1 Adit discharge | Y | Entire system | Aerobic polishing cell (APC) | Data not provided | Pilot | July 2013- October 2013 | Iron | Fe, dissolved | mg/L | N | N/A | [6 empty] | 69.6 | 159 | 56.2264 |  |  |  | Data not provided | Data not provided | Data not provided | Data not provided | Data not provided | Data not provided | Data not provided | Data not provided | Data not provided | Effluent | 6.04 | 0.67 | mg/L | 18.81 | °C | Data not provided | N/A | Data not provided | N/A | -32.1 | mV | 1407 | µS/cm | None | N/A | Data not provided | Data not provided | Data not provided | Data not provided | Data not provided | Data not provided | Y | The necessity and effectiveness of pre‐treatment to condition the water for BCR treatment, MIW loading rate for each BCR medium to achieve effective metal reduction and pH neutralization, Metals removal efficiency (MRE) and sulfate reduction rate for assessing reduction of contaminant toxicity, mass, and volume, through treatment using BCRs, Residuals generation rates (i.e. sludge from precipitation) for operation and maintenance (O&M) consideration, Replacement rate for spent treatment media (substrate for biochemical reactor or limestone in a pre‐treatment process) for O&M consideration, Impacts of wet weather on the treatment effectiveness and how the BCRs would respond to such changes | Data not provided | Data not provided | Data not provided | Data not provided | Data not provided | Data not provided | Data not provided
Final Treatability Study Technical Memorandum Formosa Mine Superfund Site Douglas County, Oregon | FORMOSA MINE | ORN001002616 | N/A | OU2 | BCR3 01-03 | Abandoned | Sulfate-reducing bacteria (SRB) BCR with SAPS pre-treatment | Passive | Biochemical reactor (BCR) | Pre-treatment | Formosa 1 Adit discharge | Y | Entire system | Aerobic polishing cell (APC) | Data not provided | Pilot | July 2013- October 2013 | Iron | Fe, dissolved | mg/L | N | N/A | [9 empty] | 3.4 | 148 | 97.7027 | Data not provided | Data not provided | Data not provided | Data not provided | Data not provided | Data not provided | Data not provided | Data not provided | Data not provided | Effluent | 6.41 | 0.13 | mg/L | 20.83 | °C | Data not provided | N/A | Data not provided | N/A | 149.5 | mV | 7404 | µS/cm | None | N/A | Data not provided | Data not provided | Data not provided | Data not provided | Data not provided | Data not provided | Y | The necessity and effectiveness of pre‐treatment to condition the water for BCR treatment, MIW loading rate for each BCR medium to achieve effective metal reduction and pH neutralization, Metals removal efficiency (MRE) and sulfate reduction rate for assessing reduction of contaminant toxicity, mass, and volume, through treatment using BCRs, Residuals generation rates (i.e. sludge from precipitation) for operation and maintenance (O&M) consideration, Replacement rate for spent treatment media (substrate for biochemical reactor or limestone in a pre‐treatment process) for O&M consideration, Impacts of wet weather on the treatment effectiveness and how the BCRs would respond to such changes | Data not provided | Data not provided | Data not provided | Data not provided | Data not provided | Data not provided | Data not provided
Final Treatability Study Technical Memorandum Formosa Mine Superfund Site Douglas County, Oregon | FORMOSA MINE | ORN001002616 | N/A | OU2 | BCR4 01-04 | Abandoned | Sulfate-reducing bacteria (SRB) BCR with SAPS pre-treatment | Passive | Biochemical reactor (BCR) | Pre-treatment | Formosa 1 Adit discharge | Y | Entire system | Aerobic polishing cell (APC) | Data not provided | Pilot | July 2013- October 2013 | Iron | Fe, total | mg/L | N | N/A | 173 | 5.06 | 97.0751 | [9 empty] | Data not provided | Data not provided | Data not provided | Data not provided | Data not provided | Data not provided | Data not provided | Data not provided | Data not provided | Influent | 3.51 | 1.1 | mg/L | 10.13 | °C | Data not provided | N/A | Data not provided | N/A | 320.9 | mV | 1532 | µS/cm | None | N/A | Data not provided | Data not provided | Data not provided | Data not provided | Data not provided | Data not provided | Y | The necessity and effectiveness of pre‐treatment to condition the water for BCR treatment, MIW loading rate for each BCR medium to achieve effective metal reduction and pH neutralization, Metals removal efficiency (MRE) and sulfate reduction rate for assessing reduction of contaminant toxicity, mass, and volume, through treatment using BCRs, Residuals generation rates (i.e. sludge from precipitation) for operation and maintenance (O&M) consideration, Replacement rate for spent treatment media (substrate for biochemical reactor or limestone in a pre‐treatment process) for O&M consideration, Impacts of wet weather on the treatment effectiveness and how the BCRs would respond to such changes | Data not provided | Data not provided | Data not provided | Data not provided | Data not provided | Data not provided | Data not provided
Final Treatability Study Technical Memorandum Formosa Mine Superfund Site Douglas County, Oregon | FORMOSA MINE | ORN001002616 | N/A | OU2 | BCR4 01-04 | Abandoned | Sulfate-reducing bacteria (SRB) BCR with SAPS pre-treatment | Passive | Biochemical reactor (BCR) | Pre-treatment | Formosa 1 Adit discharge | Y | Entire system | Aerobic polishing cell (APC) | Data not provided | Pilot | July 2013- October 2013 | Iron | Fe, total | mg/L | N | N/A | [6 empty] | 17.7 | 150 | 88.2 |  |  |  | Data not provided | Data not provided | Data not provided | Data not provided | Data not provided | Data not provided | Data not provided | Data not provided | Data not provided | Effluent | 6.82 | 0.17 | mg/L | 21.21 | °C | Data not provided | N/A | Data not provided | N/A | -178.9 | mV | 23850 | µS/cm | None | N/A | Data not provided | Data not provided | Data not provided | Data not provided | Data not provided | Data not provided | Y | The necessity and effectiveness of pre‐treatment to condition the water for BCR treatment, MIW loading rate for each BCR medium to achieve effective metal reduction and pH neutralization, Metals removal efficiency (MRE) and sulfate reduction rate for assessing reduction of contaminant toxicity, mass, and volume, through treatment using BCRs, Residuals generation rates (i.e. sludge from precipitation) for operation and maintenance (O&M) consideration, Replacement rate for spent treatment media (substrate for biochemical reactor or limestone in a pre‐treatment process) for O&M consideration, Impacts of wet weather on the treatment effectiveness and how the BCRs would respond to such changes | Data not provided | Data not provided | Data not provided | Data not provided | Data not provided | Data not provided | Data not provided
Final Treatability Study Technical Memorandum Formosa Mine Superfund Site Douglas County, Oregon | FORMOSA MINE | ORN001002616 | N/A | OU2 | BCR4 01-04 | Abandoned | Sulfate-reducing bacteria (SRB) BCR with SAPS pre-treatment | Passive | Biochemical reactor (BCR) | Pre-treatment | Formosa 1 Adit discharge | Y | Entire system | Aerobic polishing cell (APC) | Data not provided | Pilot | July 2013- October 2013 | Iron | Fe, total | mg/L | N | N/A | [9 empty] | 2.67 | 153 | 98.2549 | Data not provided | Data not provided | Data not provided | Data not provided | Data not provided | Data not provided | Data not provided | Data not provided | Data not provided | Effluent | 6.49 | 0.9 | mg/L | 17.98 | °C | Data not provided | N/A | Data not provided | N/A | -167.9 | mV | 9600 | µS/cm | None | N/A | Data not provided | Data not provided | Data not provided | Data not provided | Data not provided | Data not provided | Y | The necessity and effectiveness of pre‐treatment to condition the water for BCR treatment, MIW loading rate for each BCR medium to achieve effective metal reduction and pH neutralization, Metals removal efficiency (MRE) and sulfate reduction rate for assessing reduction of contaminant toxicity, mass, and volume, through treatment using BCRs, Residuals generation rates (i.e. sludge from precipitation) for operation and maintenance (O&M) consideration, Replacement rate for spent treatment media (substrate for biochemical reactor or limestone in a pre‐treatment process) for O&M consideration, Impacts of wet weather on the treatment effectiveness and how the BCRs would respond to such changes | Data not provided | Data not provided | Data not provided | Data not provided | Data not provided | Data not provided | Data not provided
Final Treatability Study Technical Memorandum Formosa Mine Superfund Site Douglas County, Oregon | FORMOSA MINE | ORN001002616 | N/A | OU2 | BCR4 01-04 | Abandoned | Sulfate-reducing bacteria (SRB) BCR with SAPS pre-treatment | Passive | Biochemical reactor (BCR) | Pre-treatment | Formosa 1 Adit discharge | Y | Entire system | Aerobic polishing cell (APC) | Data not provided | Pilot | July 2013- October 2013 | Iron | Fe, dissolved | mg/L | N | N/A | 171 | 4.68 | 97.2632 | [9 empty] | Data not provided | Data not provided | Data not provided | Data not provided | Data not provided | Data not provided | Data not provided | Data not provided | Data not provided | Influent | 3.26 | 1.1 | mg/L | 10.13 | °C | Data not provided | N/A | Data not provided | N/A | 320.9 | mV | 1532 | µS/cm | None | N/A | Data not provided | Data not provided | Data not provided | Data not provided | Data not provided | Data not provided | Y | The necessity and effectiveness of pre‐treatment to condition the water for BCR treatment, MIW loading rate for each BCR medium to achieve effective metal reduction and pH neutralization, Metals removal efficiency (MRE) and sulfate reduction rate for assessing reduction of contaminant toxicity, mass, and volume, through treatment using BCRs, Residuals generation rates (i.e. sludge from precipitation) for operation and maintenance (O&M) consideration, Replacement rate for spent treatment media (substrate for biochemical reactor or limestone in a pre‐treatment process) for O&M consideration, Impacts of wet weather on the treatment effectiveness and how the BCRs would respond to such changes | Data not provided | Data not provided | Data not provided | Data not provided | Data not provided | Data not provided | Data not provided
Final Treatability Study Technical Memorandum Formosa Mine Superfund Site Douglas County, Oregon | FORMOSA MINE | ORN001002616 | N/A | OU2 | BCR4 01-04 | Abandoned | Sulfate-reducing bacteria (SRB) BCR with SAPS pre-treatment | Passive | Biochemical reactor (BCR) | Pre-treatment | Formosa 1 Adit discharge | Y | Entire system | Aerobic polishing cell (APC) | Data not provided | Pilot | July 2013- October 2013 | Iron | Fe, dissolved | mg/L | N | N/A |  |  |  | 148 | 9.34 | 93.6892 | [6 empty] | Data not provided | Data not provided | Data not provided | Data not provided | Data not provided | Data not provided | Data not provided | Data not provided | Data not provided | Influent | 3.34 | 2.04 | mg/L | 13.7 | °C | Data not provided | N/A | Data not provided | N/A | 389.1 | mV | 1470 | µS/cm | None | N/A | Data not provided | Data not provided | Data not provided | Data not provided | Data not provided | Data not provided | Y | The necessity and effectiveness of pre‐treatment to condition the water for BCR treatment, MIW loading rate for each BCR medium to achieve effective metal reduction and pH neutralization, Metals removal efficiency (MRE) and sulfate reduction rate for assessing reduction of contaminant toxicity, mass, and volume, through treatment using BCRs, Residuals generation rates (i.e. sludge from precipitation) for operation and maintenance (O&M) consideration, Replacement rate for spent treatment media (substrate for biochemical reactor or limestone in a pre‐treatment process) for O&M consideration, Impacts of wet weather on the treatment effectiveness and how the BCRs would respond to such changes | Data not provided | Data not provided | Data not provided | Data not provided | Data not provided | Data not provided | Data not provided
Final Treatability Study Technical Memorandum Formosa Mine Superfund Site Douglas County, Oregon | FORMOSA MINE | ORN001002616 | N/A | OU2 | BCR4 01-04 | Abandoned | Sulfate-reducing bacteria (SRB) BCR with SAPS pre-treatment | Passive | Biochemical reactor (BCR) | Pre-treatment | Formosa 1 Adit discharge | Y | Entire system | Aerobic polishing cell (APC) | Data not provided | Pilot | July 2013- October 2013 | Iron | Fe, dissolved | mg/L | N | N/A | [6 empty] | 9.34 | 148 | 93.6892 |  |  |  | Data not provided | Data not provided | Data not provided | Data not provided | Data not provided | Data not provided | Data not provided | Data not provided | Data not provided | Effluent | 6.7 | 0.17 | mg/L | 21.21 | °C | Data not provided | N/A | Data not provided | N/A | -178.9 | mV | 23850 | µS/cm | None | N/A | Data not provided | Data not provided | Data not provided | Data not provided | Data not provided | Data not provided | Y | The necessity and effectiveness of pre‐treatment to condition the water for BCR treatment, MIW loading rate for each BCR medium to achieve effective metal reduction and pH neutralization, Metals removal efficiency (MRE) and sulfate reduction rate for assessing reduction of contaminant toxicity, mass, and volume, through treatment using BCRs, Residuals generation rates (i.e. sludge from precipitation) for operation and maintenance (O&M) consideration, Replacement rate for spent treatment media (substrate for biochemical reactor or limestone in a pre‐treatment process) for O&M consideration, Impacts of wet weather on the treatment effectiveness and how the BCRs would respond to such changes | Data not provided | Data not provided | Data not provided | Data not provided | Data not provided | Data not provided | Data not provided
Final Treatability Study Technical Memorandum Formosa Mine Superfund Site Douglas County, Oregon | FORMOSA MINE | ORN001002616 | N/A | OU2 | BCR4 01-04 | Abandoned | Sulfate-reducing bacteria (SRB) BCR with SAPS pre-treatment | Passive | Biochemical reactor (BCR) | Pre-treatment | Formosa 1 Adit discharge | Y | Entire system | Aerobic polishing cell (APC) | Data not provided | Pilot | July 2013- October 2013 | Iron | Fe, dissolved | mg/L | N | N/A | [9 empty] | 1.96 | 159 | 98.7673 | Data not provided | Data not provided | Data not provided | Data not provided | Data not provided | Data not provided | Data not provided | Data not provided | Data not provided | Effluent | 6.26 | 0.9 | mg/L | 17.98 | °C | Data not provided | N/A | Data not provided | N/A | -167.9 | mV | 9600 | µS/cm | None | N/A | Data not provided | Data not provided | Data not provided | Data not provided | Data not provided | Data not provided | Y | The necessity and effectiveness of pre‐treatment to condition the water for BCR treatment, MIW loading rate for each BCR medium to achieve effective metal reduction and pH neutralization, Metals removal efficiency (MRE) and sulfate reduction rate for assessing reduction of contaminant toxicity, mass, and volume, through treatment using BCRs, Residuals generation rates (i.e. sludge from precipitation) for operation and maintenance (O&M) consideration, Replacement rate for spent treatment media (substrate for biochemical reactor or limestone in a pre‐treatment process) for O&M consideration, Impacts of wet weather on the treatment effectiveness and how the BCRs would respond to such changes | Data not provided | Data not provided | Data not provided | Data not provided | Data not provided | Data not provided | Data not provided
Final Treatability Study Technical Memorandum Formosa Mine Superfund Site Douglas County, Oregon | FORMOSA MINE | ORN001002616 | N/A | OU2 | BCR5 01-05 | Abandoned | Sulfate-reducing bacteria (SRB) BCR with ChitoRem pre-treatment | Passive | Biochemical reactor (BCR) | Pre-treatment | Formosa 1 Adit discharge | Y | Entire system | Aerobic polishing cell (APC) | Data not provided | Pilot | July 2013- October 2013 | Iron | Fe, total | mg/L | N | N/A | 173 | 1.21 | 99.3006 | [9 empty] | Data not provided | Data not provided | Data not provided | Data not provided | Data not provided | Data not provided | Data not provided | Data not provided | Data not provided | Influent | 3.51 | 1.1 | mg/L | 10.13 | °C | Data not provided | N/A | Data not provided | N/A | 320.9 | mV | 1532 | µS/cm | None | N/A | Data not provided | Data not provided | Data not provided | Data not provided | Data not provided | Data not provided | Y | The necessity and effectiveness of pre‐treatment to condition the water for BCR treatment, MIW loading rate for each BCR medium to achieve effective metal reduction and pH neutralization, Metals removal efficiency (MRE) and sulfate reduction rate for assessing reduction of contaminant toxicity, mass, and volume, through treatment using BCRs, Residuals generation rates (i.e. sludge from precipitation) for operation and maintenance (O&M) consideration, Replacement rate for spent treatment media (substrate for biochemical reactor or limestone in a pre‐treatment process) for O&M consideration, Impacts of wet weather on the treatment effectiveness and how the BCRs would respond to such changes | Data not provided | Data not provided | Data not provided | Data not provided | Data not provided | Data not provided | Data not provided
Final Treatability Study Technical Memorandum Formosa Mine Superfund Site Douglas County, Oregon | FORMOSA MINE | ORN001002616 | N/A | OU2 | BCR5 01-05 | Abandoned | Sulfate-reducing bacteria (SRB) BCR with ChitoRem pre-treatment | Passive | Biochemical reactor (BCR) | Pre-treatment | Formosa 1 Adit discharge | Y | Entire system | Aerobic polishing cell (APC) | Data not provided | Pilot | July 2013- October 2013 | Iron | Fe, total | mg/L | N | N/A | [6 empty] | 12.9 | 150 | 91.4 |  |  |  | Data not provided | Data not provided | Data not provided | Data not provided | Data not provided | Data not provided | Data not provided | Data not provided | Data not provided | Effluent | 6.71 | 0.06 | mg/L | 21.53 | °C | Data not provided | N/A | Data not provided | N/A | -158.1 | mV | 14800 | µS/cm | None | N/A | Data not provided | Data not provided | Data not provided | Data not provided | Data not provided | Data not provided | Y | The necessity and effectiveness of pre‐treatment to condition the water for BCR treatment, MIW loading rate for each BCR medium to achieve effective metal reduction and pH neutralization, Metals removal efficiency (MRE) and sulfate reduction rate for assessing reduction of contaminant toxicity, mass, and volume, through treatment using BCRs, Residuals generation rates (i.e. sludge from precipitation) for operation and maintenance (O&M) consideration, Replacement rate for spent treatment media (substrate for biochemical reactor or limestone in a pre‐treatment process) for O&M consideration, Impacts of wet weather on the treatment effectiveness and how the BCRs would respond to such changes | Data not provided | Data not provided | Data not provided | Data not provided | Data not provided | Data not provided | Data not provided
Final Treatability Study Technical Memorandum Formosa Mine Superfund Site Douglas County, Oregon | FORMOSA MINE | ORN001002616 | N/A | OU2 | BCR5 01-05 | Abandoned | Sulfate-reducing bacteria (SRB) BCR with ChitoRem pre-treatment | Passive | Biochemical reactor (BCR) | Pre-treatment | Formosa 1 Adit discharge | Y | Entire system | Aerobic polishing cell (APC) | Data not provided | Pilot | July 2013- October 2013 | Iron | Fe, total | mg/L | N | N/A | [9 empty] | 0.658 | 158 | 99.5835 | Data not provided | Data not provided | Data not provided | Data not provided | Data not provided | Data not provided | Data not provided | Data not provided | Data not provided | Effluent | 6.79 | 0.35 | mg/L | 19.66 | °C | Data not provided | N/A | Data not provided | N/A | -299 | mV | 4790 | µS/cm | None | N/A | Data not provided | Data not provided | Data not provided | Data not provided | Data not provided | Data not provided | Y | The necessity and effectiveness of pre‐treatment to condition the water for BCR treatment, MIW loading rate for each BCR medium to achieve effective metal reduction and pH neutralization, Metals removal efficiency (MRE) and sulfate reduction rate for assessing reduction of contaminant toxicity, mass, and volume, through treatment using BCRs, Residuals generation rates (i.e. sludge from precipitation) for operation and maintenance (O&M) consideration, Replacement rate for spent treatment media (substrate for biochemical reactor or limestone in a pre‐treatment process) for O&M consideration, Impacts of wet weather on the treatment effectiveness and how the BCRs would respond to such changes | Data not provided | Data not provided | Data not provided | Data not provided | Data not provided | Data not provided | Data not provided
Final Treatability Study Technical Memorandum Formosa Mine Superfund Site Douglas County, Oregon | FORMOSA MINE | ORN001002616 | N/A | OU2 | BCR5 01-05 | Abandoned | Sulfate-reducing bacteria (SRB) BCR with ChitoRem pre-treatment | Passive | Biochemical reactor (BCR) | Pre-treatment | Formosa 1 Adit discharge | Y | Entire system | Aerobic polishing cell (APC) | Data not provided | Pilot | July 2013- October 2013 | Iron | Fe, dissolved | mg/L | N | N/A | 171 | 0.069 | 99.9596 | [9 empty] | Data not provided | Data not provided | Data not provided | Data not provided | Data not provided | Data not provided | Data not provided | Data not provided | Data not provided | Influent | 3.26 | 1.1 | mg/L | 10.13 | °C | Data not provided | N/A | Data not provided | N/A | 320.9 | mV | 1532 | µS/cm | None | N/A | Data not provided | Data not provided | Data not provided | Data not provided | Data not provided | Data not provided | Y | The necessity and effectiveness of pre‐treatment to condition the water for BCR treatment, MIW loading rate for each BCR medium to achieve effective metal reduction and pH neutralization, Metals removal efficiency (MRE) and sulfate reduction rate for assessing reduction of contaminant toxicity, mass, and volume, through treatment using BCRs, Residuals generation rates (i.e. sludge from precipitation) for operation and maintenance (O&M) consideration, Replacement rate for spent treatment media (substrate for biochemical reactor or limestone in a pre‐treatment process) for O&M consideration, Impacts of wet weather on the treatment effectiveness and how the BCRs would respond to such changes | Data not provided | Data not provided | Data not provided | Data not provided | Data not provided | Data not provided | Data not provided
Final Treatability Study Technical Memorandum Formosa Mine Superfund Site Douglas County, Oregon | FORMOSA MINE | ORN001002616 | N/A | OU2 | BCR5 01-05 | Abandoned | Sulfate-reducing bacteria (SRB) BCR with ChitoRem pre-treatment | Passive | Biochemical reactor (BCR) | Pre-treatment | Formosa 1 Adit discharge | Y | Entire system | Aerobic polishing cell (APC) | Data not provided | Pilot | July 2013- October 2013 | Iron | Fe, dissolved | mg/L | N | N/A |  |  |  | 148 | 3.58 | 97.5811 | [6 empty] | Data not provided | Data not provided | Data not provided | Data not provided | Data not provided | Data not provided | Data not provided | Data not provided | Data not provided | Influent | 3.34 | 2.04 | mg/L | 13.7 | °C | Data not provided | N/A | Data not provided | N/A | 389.1 | mV | 1470 | µS/cm | None | N/A | Data not provided | Data not provided | Data not provided | Data not provided | Data not provided | Data not provided | Y | The necessity and effectiveness of pre‐treatment to condition the water for BCR treatment, MIW loading rate for each BCR medium to achieve effective metal reduction and pH neutralization, Metals removal efficiency (MRE) and sulfate reduction rate for assessing reduction of contaminant toxicity, mass, and volume, through treatment using BCRs, Residuals generation rates (i.e. sludge from precipitation) for operation and maintenance (O&M) consideration, Replacement rate for spent treatment media (substrate for biochemical reactor or limestone in a pre‐treatment process) for O&M consideration, Impacts of wet weather on the treatment effectiveness and how the BCRs would respond to such changes | Data not provided | Data not provided | Data not provided | Data not provided | Data not provided | Data not provided | Data not provided
Final Treatability Study Technical Memorandum Formosa Mine Superfund Site Douglas County, Oregon | FORMOSA MINE | ORN001002616 | N/A | OU2 | BCR5 01-05 | Abandoned | Sulfate-reducing bacteria (SRB) BCR with ChitoRem pre-treatment | Passive | Biochemical reactor (BCR) | Pre-treatment | Formosa 1 Adit discharge | Y | Entire system | Aerobic polishing cell (APC) | Data not provided | Pilot | July 2013- October 2013 | Iron | Fe, dissolved | mg/L | N | N/A | [6 empty] | 3.58 | 148 | 97.5811 |  |  |  | Data not provided | Data not provided | Data not provided | Data not provided | Data not provided | Data not provided | Data not provided | Data not provided | Data not provided | Effluent | 6.51 | 0.06 | mg/L | 21.53 | °C | Data not provided | N/A | Data not provided | N/A | -158.1 | mV | 14800 | µS/cm | None | N/A | Data not provided | Data not provided | Data not provided | Data not provided | Data not provided | Data not provided | Y | The necessity and effectiveness of pre‐treatment to condition the water for BCR treatment, MIW loading rate for each BCR medium to achieve effective metal reduction and pH neutralization, Metals removal efficiency (MRE) and sulfate reduction rate for assessing reduction of contaminant toxicity, mass, and volume, through treatment using BCRs, Residuals generation rates (i.e. sludge from precipitation) for operation and maintenance (O&M) consideration, Replacement rate for spent treatment media (substrate for biochemical reactor or limestone in a pre‐treatment process) for O&M consideration, Impacts of wet weather on the treatment effectiveness and how the BCRs would respond to such changes | Data not provided | Data not provided | Data not provided | Data not provided | Data not provided | Data not provided | Data not provided
Final Treatability Study Technical Memorandum Formosa Mine Superfund Site Douglas County, Oregon | FORMOSA MINE | ORN001002616 | N/A | OU2 | BCR5 01-05 | Abandoned | Sulfate-reducing bacteria (SRB) BCR with ChitoRem pre-treatment | Passive | Biochemical reactor (BCR) | Pre-treatment | Formosa 1 Adit discharge | Y | Entire system | Aerobic polishing cell (APC) | Data not provided | Pilot | July 2013- October 2013 | Iron | Fe, dissolved | mg/L | N | N/A | [9 empty] | 0.069 | 171 | 99.9596 | Data not provided | Data not provided | Data not provided | Data not provided | Data not provided | Data not provided | Data not provided | Data not provided | Data not provided | Effluent | 6.43 | 0.93 | mg/L | 16.4 | °C | Data not provided | N/A | Data not provided | N/A | -339.5 | mV | 2833 | µS/cm | None | N/A | Data not provided | Data not provided | Data not provided | Data not provided | Data not provided | Data not provided | Y | The necessity and effectiveness of pre‐treatment to condition the water for BCR treatment, MIW loading rate for each BCR medium to achieve effective metal reduction and pH neutralization, Metals removal efficiency (MRE) and sulfate reduction rate for assessing reduction of contaminant toxicity, mass, and volume, through treatment using BCRs, Residuals generation rates (i.e. sludge from precipitation) for operation and maintenance (O&M) consideration, Replacement rate for spent treatment media (substrate for biochemical reactor or limestone in a pre‐treatment process) for O&M consideration, Impacts of wet weather on the treatment effectiveness and how the BCRs would respond to such changes | Data not provided | Data not provided | Data not provided | Data not provided | Data not provided | Data not provided | Data not provided
Final Treatability Study Technical Memorandum Formosa Mine Superfund Site Douglas County, Oregon | FORMOSA MINE | ORN001002616 | N/A | OU2 | BCR6 01-06 | Abandoned | Sulfate-reducing bacteria (SRB) BCR with ChitoRem pre-treatment | Passive | Biochemical reactor (BCR) | Pre-treatment | Formosa 1 Adit discharge | Y | Entire system | Aerobic polishing cell (APC) | Data not provided | Pilot | July 2013- October 2013 | Iron | Fe, total | mg/L | N | N/A | 173 | 1.54 | 99.1098 | [9 empty] | Data not provided | Data not provided | Data not provided | Data not provided | Data not provided | Data not provided | Data not provided | Data not provided | Data not provided | Influent | 3.51 | 1.1 | mg/L | 10.13 | °C | Data not provided | N/A | Data not provided | N/A | 320.9 | mV | 1532 | µS/cm | None | N/A | Data not provided | Data not provided | Data not provided | Data not provided | Data not provided | Data not provided | Y | The necessity and effectiveness of pre‐treatment to condition the water for BCR treatment, MIW loading rate for each BCR medium to achieve effective metal reduction and pH neutralization, Metals removal efficiency (MRE) and sulfate reduction rate for assessing reduction of contaminant toxicity, mass, and volume, through treatment using BCRs, Residuals generation rates (i.e. sludge from precipitation) for operation and maintenance (O&M) consideration, Replacement rate for spent treatment media (substrate for biochemical reactor or limestone in a pre‐treatment process) for O&M consideration, Impacts of wet weather on the treatment effectiveness and how the BCRs would respond to such changes | Data not provided | Data not provided | Data not provided | Data not provided | Data not provided | Data not provided | Data not provided
Final Treatability Study Technical Memorandum Formosa Mine Superfund Site Douglas County, Oregon | FORMOSA MINE | ORN001002616 | N/A | OU2 | BCR6 01-06 | Abandoned | Sulfate-reducing bacteria (SRB) BCR with ChitoRem pre-treatment | Passive | Biochemical reactor (BCR) | Pre-treatment | Formosa 1 Adit discharge | Y | Entire system | Aerobic polishing cell (APC) | Data not provided | Pilot | July 2013- October 2013 | Iron | Fe, total | mg/L | N | N/A | [6 empty] | 28.2 | 150 | 81.2 |  |  |  | Data not provided | Data not provided | Data not provided | Data not provided | Data not provided | Data not provided | Data not provided | Data not provided | Data not provided | Effluent | 6.87 | 0.2 | mg/L | 21.81 | °C | Data not provided | N/A | Data not provided | N/A | -178.5 | mV | 37260 | µS/cm | None | N/A | Data not provided | Data not provided | Data not provided | Data not provided | Data not provided | Data not provided | Y | The necessity and effectiveness of pre‐treatment to condition the water for BCR treatment, MIW loading rate for each BCR medium to achieve effective metal reduction and pH neutralization, Metals removal efficiency (MRE) and sulfate reduction rate for assessing reduction of contaminant toxicity, mass, and volume, through treatment using BCRs, Residuals generation rates (i.e. sludge from precipitation) for operation and maintenance (O&M) consideration, Replacement rate for spent treatment media (substrate for biochemical reactor or limestone in a pre‐treatment process) for O&M consideration, Impacts of wet weather on the treatment effectiveness and how the BCRs would respond to such changes | Data not provided | Data not provided | Data not provided | Data not provided | Data not provided | Data not provided | Data not provided
Final Treatability Study Technical Memorandum Formosa Mine Superfund Site Douglas County, Oregon | FORMOSA MINE | ORN001002616 | N/A | OU2 | BCR6 01-06 | Abandoned | Sulfate-reducing bacteria (SRB) BCR with ChitoRem pre-treatment | Passive | Biochemical reactor (BCR) | Pre-treatment | Formosa 1 Adit discharge | Y | Entire system | Aerobic polishing cell (APC) | Data not provided | Pilot | July 2013- October 2013 | Iron | Fe, total | mg/L | N | N/A | [9 empty] | 1.49 | 153 | 99.0261 | Data not provided | Data not provided | Data not provided | Data not provided | Data not provided | Data not provided | Data not provided | Data not provided | Data not provided | Effluent | 6.55 | 0.74 | mg/L | 18.48 | °C | Data not provided | N/A | Data not provided | N/A | -192.9 | mV | 13770 | µS/cm | None | N/A | Data not provided | Data not provided | Data not provided | Data not provided | Data not provided | Data not provided | Y | The necessity and effectiveness of pre‐treatment to condition the water for BCR treatment, MIW loading rate for each BCR medium to achieve effective metal reduction and pH neutralization, Metals removal efficiency (MRE) and sulfate reduction rate for assessing reduction of contaminant toxicity, mass, and volume, through treatment using BCRs, Residuals generation rates (i.e. sludge from precipitation) for operation and maintenance (O&M) consideration, Replacement rate for spent treatment media (substrate for biochemical reactor or limestone in a pre‐treatment process) for O&M consideration, Impacts of wet weather on the treatment effectiveness and how the BCRs would respond to such changes | Data not provided | Data not provided | Data not provided | Data not provided | Data not provided | Data not provided | Data not provided
Final Treatability Study Technical Memorandum Formosa Mine Superfund Site Douglas County, Oregon | FORMOSA MINE | ORN001002616 | N/A | OU2 | BCR6 01-06 | Abandoned | Sulfate-reducing bacteria (SRB) BCR with ChitoRem pre-treatment | Passive | Biochemical reactor (BCR) | Pre-treatment | Formosa 1 Adit discharge | Y | Entire system | Aerobic polishing cell (APC) | Data not provided | Pilot | July 2013- October 2013 | Iron | Fe, dissolved | mg/L | N | N/A | 171 | 0.522 | 99.6947 | [9 empty] | Data not provided | Data not provided | Data not provided | Data not provided | Data not provided | Data not provided | Data not provided | Data not provided | Data not provided | Influent | 3.26 | 1.1 | mg/L | 10.13 | °C | Data not provided | N/A | Data not provided | N/A | 320.9 | mV | 1532 | µS/cm | None | N/A | Data not provided | Data not provided | Data not provided | Data not provided | Data not provided | Data not provided | Y | The necessity and effectiveness of pre‐treatment to condition the water for BCR treatment, MIW loading rate for each BCR medium to achieve effective metal reduction and pH neutralization, Metals removal efficiency (MRE) and sulfate reduction rate for assessing reduction of contaminant toxicity, mass, and volume, through treatment using BCRs, Residuals generation rates (i.e. sludge from precipitation) for operation and maintenance (O&M) consideration, Replacement rate for spent treatment media (substrate for biochemical reactor or limestone in a pre‐treatment process) for O&M consideration, Impacts of wet weather on the treatment effectiveness and how the BCRs would respond to such changes | Data not provided | Data not provided | Data not provided | Data not provided | Data not provided | Data not provided | Data not provided
Final Treatability Study Technical Memorandum Formosa Mine Superfund Site Douglas County, Oregon | FORMOSA MINE | ORN001002616 | N/A | OU2 | BCR6 01-06 | Abandoned | Sulfate-reducing bacteria (SRB) BCR with ChitoRem pre-treatment | Passive | Biochemical reactor (BCR) | Pre-treatment | Formosa 1 Adit discharge | Y | Entire system | Aerobic polishing cell (APC) | Data not provided | Pilot | July 2013- October 2013 | Iron | Fe, dissolved | mg/L | N | N/A |  |  |  | 148 | 19.8 | 86.6216 | [6 empty] | Data not provided | Data not provided | Data not provided | Data not provided | Data not provided | Data not provided | Data not provided | Data not provided | Data not provided | Influent | 3.34 | 2.04 | mg/L | 13.7 | °C | Data not provided | N/A | Data not provided | N/A | 389.1 | mV | 1470 | µS/cm | None | N/A | Data not provided | Data not provided | Data not provided | Data not provided | Data not provided | Data not provided | Y | The necessity and effectiveness of pre‐treatment to condition the water for BCR treatment, MIW loading rate for each BCR medium to achieve effective metal reduction and pH neutralization, Metals removal efficiency (MRE) and sulfate reduction rate for assessing reduction of contaminant toxicity, mass, and volume, through treatment using BCRs, Residuals generation rates (i.e. sludge from precipitation) for operation and maintenance (O&M) consideration, Replacement rate for spent treatment media (substrate for biochemical reactor or limestone in a pre‐treatment process) for O&M consideration, Impacts of wet weather on the treatment effectiveness and how the BCRs would respond to such changes | Data not provided | Data not provided | Data not provided | Data not provided | Data not provided | Data not provided | Data not provided
Final Treatability Study Technical Memorandum Formosa Mine Superfund Site Douglas County, Oregon | FORMOSA MINE | ORN001002616 | N/A | OU2 | BCR6 01-06 | Abandoned | Sulfate-reducing bacteria (SRB) BCR with ChitoRem pre-treatment | Passive | Biochemical reactor (BCR) | Pre-treatment | Formosa 1 Adit discharge | Y | Entire system | Aerobic polishing cell (APC) | Data not provided | Pilot | July 2013- October 2013 | Iron | Fe, dissolved | mg/L | N | N/A | [6 empty] | 19.8 | 148 | 86.6216 |  |  |  | Data not provided | Data not provided | Data not provided | Data not provided | Data not provided | Data not provided | Data not provided | Data not provided | Data not provided | Effluent | 6.69 | 0.2 | mg/L | 21.81 | °C | Data not provided | N/A | Data not provided | N/A | -178.5 | mV | 37260 | µS/cm | None | N/A | Data not provided | Data not provided | Data not provided | Data not provided | Data not provided | Data not provided | Data not provided | Data not provided | Data not provided | Data not provided | Data not provided | Data not provided | Data not provided | Data not provided | Data not provided
Final Treatability Study Technical Memorandum Formosa Mine Superfund Site Douglas County, Oregon | FORMOSA MINE | ORN001002616 | N/A | OU2 | BCR6 01-06 | Abandoned | Sulfate-reducing bacteria (SRB) BCR with ChitoRem pre-treatment | Passive | Biochemical reactor (BCR) | Pre-treatment | Formosa 1 Adit discharge | Y | Entire system | Aerobic polishing cell (APC) | Data not provided | Pilot | July 2013- October 2013 | Iron | Fe, dissolved | mg/L | N | N/A | [9 empty] | 0.522 | 171 | 99.6947 | Data not provided | Data not provided | Data not provided | Data not provided | Data not provided | Data not provided | Data not provided | Data not provided | Data not provided | Effluent | 6.34 | 1.86 | mg/L | 15.34 | °C | Data not provided | N/A | Data not provided | N/A | -311.4 | mV | 9983 | µS/cm | None | N/A | Data not provided | Data not provided | Data not provided | Data not provided | Data not provided | Data not provided | Y | The necessity and effectiveness of pre‐treatment to condition the water for BCR treatment, MIW loading rate for each BCR medium to achieve effective metal reduction and pH neutralization, Metals removal efficiency (MRE) and sulfate reduction rate for assessing reduction of contaminant toxicity, mass, and volume, through treatment using BCRs, Residuals generation rates (i.e. sludge from precipitation) for operation and maintenance (O&M) consideration, Replacement rate for spent treatment media (substrate for biochemical reactor or limestone in a pre‐treatment process) for O&M consideration, Impacts of wet weather on the treatment effectiveness and how the BCRs would respond to such changes | Data not provided | Data not provided | Data not provided | Data not provided | Data not provided | Data not provided | Data not provided
Final Treatability Study Technical Memorandum Formosa Mine Superfund Site Douglas County, Oregon | FORMOSA MINE | ORN001002616 | N/A | OU2 | BCR1 01-01 | Abandoned | Sulfate-reducing bacteria (SRB) BCR without pre-treatment | Passive | Biochemical reactor (BCR) | No pre-treatment | Formosa 1 Adit discharge | N | BCR without pre-treatment | Aerobic polishing cell (APC) | Data not provided | Pilot | July 2013- October 2013 | Fluoride | F, total | mg/L | N | N/A | 2.1 | 1.76 | 94.7619 | [9 empty] | Data not provided | Data not provided | Data not provided | Data not provided | Data not provided | Data not provided | Data not provided | Data not provided | Data not provided | Influent | 3.07 | 1.88 | mg/L | 10.94 | °C | Data not provided | N/A | Data not provided | N/A | 403.8 | mV | 1523 | µS/cm | None | N/A | Data not provided | Data not provided | Data not provided | Data not provided | Data not provided | Data not provided | Data not provided | Data not provided | Data not provided | Data not provided | Data not provided | Data not provided | Data not provided | Data not provided | Data not provided | ND = below detection limit (0.22).
Final Treatability Study Technical Memorandum Formosa Mine Superfund Site Douglas County, Oregon | FORMOSA MINE | ORN001002616 | N/A | OU2 | BCR1 01-01 | Abandoned | Sulfate-reducing bacteria (SRB) BCR without pre-treatment | Passive | Biochemical reactor (BCR) | No pre-treatment | Formosa 1 Adit discharge | N | BCR without pre-treatment | Aerobic polishing cell (APC) | Data not provided | Pilot | July 2013- October 2013 | Fluoride | F, total | mg/L | N | N/A | [6 empty] | 1.76 | 2.1 | 16.1905 |  |  |  | Data not provided | Data not provided | Data not provided | Data not provided | Data not provided | Data not provided | Data not provided | Data not provided | Data not provided | Effluent | 5.38 | 0.86 | mg/L | 18.63 | °C | Data not provided | N/A | Data not provided | N/A | -16.6 | mV | 1395 | µS/cm | None | N/A | Data not provided | Data not provided | Data not provided | Data not provided | Data not provided | Data not provided | Data not provided | Data not provided | Data not provided | Data not provided | Data not provided | Data not provided | Data not provided | Data not provided | Data not provided
Final Treatability Study Technical Memorandum Formosa Mine Superfund Site Douglas County, Oregon | FORMOSA MINE | ORN001002616 | N/A | OU2 | BCR2 01-02 | Abandoned | Sulfate-reducing bacteria (SRB) BCR without pre-treatment | Passive | Biochemical reactor (BCR) | No pre-treatment | Formosa 1 Adit discharge | N | BCR without pre-treatment | Aerobic polishing cell (APC) | Data not provided | Pilot | July 2013- October 2013 | Fluoride | F, total | mg/L | N | N/A | 2.1 | ND | 94.7619 | [9 empty] | Data not provided | Data not provided | Data not provided | Data not provided | Data not provided | Data not provided | Data not provided | Data not provided | Data not provided | Influent | 3.07 | 1.88 | mg/L | 10.94 | °C | Data not provided | N/A | Data not provided | N/A | 403.8 | mV | 1523 | µS/cm | None | N/A | Data not provided | Data not provided | Data not provided | Data not provided | Data not provided | Data not provided | Data not provided | Data not provided | Data not provided | Data not provided | Data not provided | Data not provided | Data not provided | Data not provided | Data not provided | ND = below detection limit (0.22).
Final Treatability Study Technical Memorandum Formosa Mine Superfund Site Douglas County, Oregon | FORMOSA MINE | ORN001002616 | N/A | OU2 | BCR3 01-03 | Abandoned | Sulfate-reducing bacteria (SRB) BCR with SAPS pre-treatment | Passive | Biochemical reactor (BCR) | Pre-treatment | Formosa 1 Adit discharge | Y | Entire system | Aerobic polishing cell (APC) | Data not provided | Pilot | July 2013- October 2013 | Fluoride | F, total | mg/L | N | N/A | 2.1 | 1.06 | 94.7619 | [9 empty] | Data not provided | Data not provided | Data not provided | Data not provided | Data not provided | Data not provided | Data not provided | Data not provided | Data not provided | Influent | 3.07 | 1.88 | mg/L | 10.94 | °C | Data not provided | N/A | Data not provided | N/A | 403.8 | mV | 1523 | µS/cm | None | N/A | Data not provided | Data not provided | Data not provided | Data not provided | Data not provided | Data not provided | Data not provided | Data not provided | Data not provided | Data not provided | Data not provided | Data not provided | Data not provided | Data not provided | Data not provided | ND = below detection limit (0.22).
Final Treatability Study Technical Memorandum Formosa Mine Superfund Site Douglas County, Oregon | FORMOSA MINE | ORN001002616 | N/A | OU2 | BCR3 01-03 | Abandoned | Sulfate-reducing bacteria (SRB) BCR with SAPS pre-treatment | Passive | Biochemical reactor (BCR) | Pre-treatment | Formosa 1 Adit discharge | Y | Entire system | Aerobic polishing cell (APC) | Data not provided | Pilot | July 2013- October 2013 | Fluoride | F, total | mg/L | N | N/A | [6 empty] | 1.2 | 2.07 | 42.029 |  |  |  | Data not provided | Data not provided | Data not provided | Data not provided | Data not provided | Data not provided | Data not provided | Data not provided | Data not provided | Effluent | 6.26 | 0.32 | mg/L | 15.33 | °C | Data not provided | N/A | Data not provided | N/A | -171.2 | mV | 1237 | µS/cm | None | N/A | Data not provided | Data not provided | Data not provided | Data not provided | Data not provided | Data not provided | Data not provided | Data not provided | Data not provided | Data not provided | Data not provided | Data not provided | Data not provided | Data not provided | Data not provided
Final Treatability Study Technical Memorandum Formosa Mine Superfund Site Douglas County, Oregon | FORMOSA MINE | ORN001002616 | N/A | OU2 | BCR4 01-04 | Abandoned | Sulfate-reducing bacteria (SRB) BCR with SAPS pre-treatment | Passive | Biochemical reactor (BCR) | Pre-treatment | Formosa 1 Adit discharge | Y | Entire system | Aerobic polishing cell (APC) | Data not provided | Pilot | July 2013- October 2013 | Fluoride | F, total | mg/L | N | N/A | 2.1 | ND | 94.7619 | [9 empty] | Data not provided | Data not provided | Data not provided | Data not provided | Data not provided | Data not provided | Data not provided | Data not provided | Data not provided | Influent | 3.07 | 1.88 | mg/L | 10.94 | °C | Data not provided | N/A | Data not provided | N/A | 403.8 | mV | 1523 | µS/cm | None | N/A | Data not provided | Data not provided | Data not provided | Data not provided | Data not provided | Data not provided | Data not provided | Data not provided | Data not provided | Data not provided | Data not provided | Data not provided | Data not provided | Data not provided | Data not provided | ND = below detection limit (0.22).
Final Treatability Study Technical Memorandum Formosa Mine Superfund Site Douglas County, Oregon | FORMOSA MINE | ORN001002616 | N/A | OU2 | BCR4 01-04 | Abandoned | Sulfate-reducing bacteria (SRB) BCR with SAPS pre-treatment | Passive | Biochemical reactor (BCR) | Pre-treatment | Formosa 1 Adit discharge | Y | Entire system | Aerobic polishing cell (APC) | Data not provided | Pilot | July 2013- October 2013 | Fluoride | F, total | mg/L | N | N/A | [6 empty] | ND | 1.26–2.1 | 91.3 - 94.8 |  |  |  | Data not provided | Data not provided | Data not provided | Data not provided | Data not provided | Data not provided | Data not provided | Data not provided | Data not provided | Effluent | 6.25–6.7 | 0.16–1.51 | mg/L | 15.14–21.21 | °C | Data not provided | N/A | Data not provided | N/A | (-)247.6–(-)162.9 | mV | 2,076–23,850 | µS/cm | None | N/A | Data not provided | Data not provided | Data not provided | Data not provided | Data not provided | Data not provided | Data not provided | Data not provided | Data not provided | Data not provided | Data not provided | Data not provided | Data not provided | Data not provided | Data not provided | All effluent is ND. Range of associated influent shown. ND = below detection limit (0.22)
Final Treatability Study Technical Memorandum Formosa Mine Superfund Site Douglas County, Oregon | FORMOSA MINE | ORN001002616 | N/A | OU2 | BCR5 01-05 | Abandoned | Sulfate-reducing bacteria (SRB) BCR with ChitoRem pre-treatment | Passive | Biochemical reactor (BCR) | Pre-treatment | Formosa 1 Adit discharge | Y | Entire system | Aerobic polishing cell (APC) | Data not provided | Pilot | July 2013- October 2013 | Fluoride | F, total | mg/L | N | N/A | [6 empty] | ND | 1.26–2.1 | 91.3 - 94.8 |  |  |  | Data not provided | Data not provided | Data not provided | Data not provided | Data not provided | Data not provided | Data not provided | Data not provided | Data not provided | Effluent | 6.3–6.69 | 0.2–1.86 | mg/L | 15.34–21.81 | °C | Data not provided | N/A | Data not provided | N/A | (-)311.4–(-)178.5 | mV | 4,551–37,260 | µS/cm | None | N/A | Data not provided | Data not provided | Data not provided | Data not provided | Data not provided | Data not provided | Data not provided | Data not provided | Data not provided | Data not provided | Data not provided | Data not provided | Data not provided | Data not provided | Data not provided | All effluent is ND. Range of associated influent shown. ND = below detection limit (0.22)
Final Treatability Study Technical Memorandum Formosa Mine Superfund Site Douglas County, Oregon | FORMOSA MINE | ORN001002616 | N/A | OU2 | BCR6 01-06 | Abandoned | Sulfate-reducing bacteria (SRB) BCR with ChitoRem pre-treatment | Passive | Biochemical reactor (BCR) | Pre-treatment | Formosa 1 Adit discharge | Y | Entire system | Aerobic polishing cell (APC) | Data not provided | Pilot | July 2013- October 2013 | Fluoride | F, total | mg/L | N | N/A | 2.1 | ND | 94.7619 | [9 empty] | Data not provided | Data not provided | Data not provided | Data not provided | Data not provided | Data not provided | Data not provided | Data not provided | Data not provided | Influent | 3.07 | 1.88 | mg/L | 10.94 | °C | Data not provided | N/A | Data not provided | N/A | 403.8 | mV | 1523 | µS/cm | None | N/A | Data not provided | Data not provided | Data not provided | Data not provided | Data not provided | Data not provided | Data not provided | Data not provided | Data not provided | Data not provided | Data not provided | Data not provided | Data not provided | Data not provided | Data not provided | ND = below detection limit (0.22).
Final Treatability Study Technical Memorandum Formosa Mine Superfund Site Douglas County, Oregon | FORMOSA MINE | ORN001002616 | N/A | OU2 | BCR1 01-01 | Abandoned | Sulfate-reducing bacteria (SRB) BCR without pre-treatment | Passive | Biochemical reactor (BCR) | No pre-treatment | Formosa 1 Adit discharge | N | BCR without pre-treatment | Aerobic polishing cell (APC) | Data not provided | Pilot | July 2013- October 2013 | Potassium | K, total | mg/L | N | N/A | 2.12 | 5.53 | -160.8491 | [9 empty] | Data not provided | Data not provided | Data not provided | Data not provided | Data not provided | Data not provided | Data not provided | Data not provided | Data not provided | Influent | 3.51 | 1.1 | mg/L | 10.13 | °C | Data not provided | N/A | Data not provided | N/A | 320.9 | mV | 1532 | µS/cm | None | N/A | Data not provided | Data not provided | Data not provided | Data not provided | Data not provided | Data not provided | Y | The necessity and effectiveness of pre‐treatment to condition the water for BCR treatment, MIW loading rate for each BCR medium to achieve effective metal reduction and pH neutralization, Metals removal efficiency (MRE) and sulfate reduction rate for assessing reduction of contaminant toxicity, mass, and volume, through treatment using BCRs, Residuals generation rates (i.e. sludge from precipitation) for operation and maintenance (O&M) consideration, Replacement rate for spent treatment media (substrate for biochemical reactor or limestone in a pre‐treatment process) for O&M consideration, Impacts of wet weather on the treatment effectiveness and how the BCRs would respond to such changes | Data not provided | Data not provided | Data not provided | Data not provided | Data not provided | Data not provided | Data not provided
Final Treatability Study Technical Memorandum Formosa Mine Superfund Site Douglas County, Oregon | FORMOSA MINE | ORN001002616 | N/A | OU2 | BCR1 01-01 | Abandoned | Sulfate-reducing bacteria (SRB) BCR without pre-treatment | Passive | Biochemical reactor (BCR) | No pre-treatment | Formosa 1 Adit discharge | N | BCR without pre-treatment | Aerobic polishing cell (APC) | Data not provided | Pilot | July 2013- October 2013 | Potassium | K, total | mg/L | N | N/A |  |  |  | 1.76 | 4.13 | -134.6591 | [6 empty] | Data not provided | Data not provided | Data not provided | Data not provided | Data not provided | Data not provided | Data not provided | Data not provided | Data not provided | Influent | 3.49 | 1.88 | mg/L | 10.94 | °C | Data not provided | N/A | Data not provided | N/A | 403.8 | mV | 1513 | µS/cm | None | N/A | Data not provided | Data not provided | Data not provided | Data not provided | Data not provided | Data not provided | Y | The necessity and effectiveness of pre‐treatment to condition the water for BCR treatment, MIW loading rate for each BCR medium to achieve effective metal reduction and pH neutralization, Metals removal efficiency (MRE) and sulfate reduction rate for assessing reduction of contaminant toxicity, mass, and volume, through treatment using BCRs, Residuals generation rates (i.e. sludge from precipitation) for operation and maintenance (O&M) consideration, Replacement rate for spent treatment media (substrate for biochemical reactor or limestone in a pre‐treatment process) for O&M consideration, Impacts of wet weather on the treatment effectiveness and how the BCRs would respond to such changes | Data not provided | Data not provided | Data not provided | Data not provided | Data not provided | Data not provided | Data not provided
Final Treatability Study Technical Memorandum Formosa Mine Superfund Site Douglas County, Oregon | FORMOSA MINE | ORN001002616 | N/A | OU2 | BCR1 01-01 | Abandoned | Sulfate-reducing bacteria (SRB) BCR without pre-treatment | Passive | Biochemical reactor (BCR) | No pre-treatment | Formosa 1 Adit discharge | N | BCR without pre-treatment | Aerobic polishing cell (APC) | Data not provided | Pilot | July 2013- October 2013 | Potassium | K, total | mg/L | N | N/A | [6 empty] | 496 | 1.84 | -26856.5217 |  |  |  | Data not provided | Data not provided | Data not provided | Data not provided | Data not provided | Data not provided | Data not provided | Data not provided | Data not provided | Effluent | 6.25 | 0.11 | mg/L | 21.04 | °C | Data not provided | N/A | Data not provided | N/A | -158.5 | mV | 3928 | µS/cm | None | N/A | Data not provided | Data not provided | Data not provided | Data not provided | Data not provided | Data not provided | Y | The necessity and effectiveness of pre‐treatment to condition the water for BCR treatment, MIW loading rate for each BCR medium to achieve effective metal reduction and pH neutralization, Metals removal efficiency (MRE) and sulfate reduction rate for assessing reduction of contaminant toxicity, mass, and volume, through treatment using BCRs, Residuals generation rates (i.e. sludge from precipitation) for operation and maintenance (O&M) consideration, Replacement rate for spent treatment media (substrate for biochemical reactor or limestone in a pre‐treatment process) for O&M consideration, Impacts of wet weather on the treatment effectiveness and how the BCRs would respond to such changes | Data not provided | Data not provided | Data not provided | Data not provided | Data not provided | Data not provided | Data not provided
Final Treatability Study Technical Memorandum Formosa Mine Superfund Site Douglas County, Oregon | FORMOSA MINE | ORN001002616 | N/A | OU2 | BCR1 01-01 | Abandoned | Sulfate-reducing bacteria (SRB) BCR without pre-treatment | Passive | Biochemical reactor (BCR) | No pre-treatment | Formosa 1 Adit discharge | N | BCR without pre-treatment | Aerobic polishing cell (APC) | Data not provided | Pilot | July 2013- October 2013 | Potassium | K, total | mg/L | N | N/A | [9 empty] | 3.51 | 2.03 | -72.9064 | Data not provided | Data not provided | Data not provided | Data not provided | Data not provided | Data not provided | Data not provided | Data not provided | Data not provided | Effluent | 5.62 | 0.42 | mg/L | 15.49 | °C | Data not provided | N/A | Data not provided | N/A | 53.5 | mV | 1196 | µS/cm | None | N/A | Data not provided | Data not provided | Data not provided | Data not provided | Data not provided | Data not provided | Y | The necessity and effectiveness of pre‐treatment to condition the water for BCR treatment, MIW loading rate for each BCR medium to achieve effective metal reduction and pH neutralization, Metals removal efficiency (MRE) and sulfate reduction rate for assessing reduction of contaminant toxicity, mass, and volume, through treatment using BCRs, Residuals generation rates (i.e. sludge from precipitation) for operation and maintenance (O&M) consideration, Replacement rate for spent treatment media (substrate for biochemical reactor or limestone in a pre‐treatment process) for O&M consideration, Impacts of wet weather on the treatment effectiveness and how the BCRs would respond to such changes | Data not provided | Data not provided | Data not provided | Data not provided | Data not provided | Data not provided | Data not provided
Final Treatability Study Technical Memorandum Formosa Mine Superfund Site Douglas County, Oregon | FORMOSA MINE | ORN001002616 | N/A | OU2 | BCR1 01-01 | Abandoned | Sulfate-reducing bacteria (SRB) BCR without pre-treatment | Passive | Biochemical reactor (BCR) | No pre-treatment | Formosa 1 Adit discharge | N | BCR without pre-treatment | Aerobic polishing cell (APC) | Data not provided | Pilot | July 2013- October 2013 | Potassium | K, dissolved | mg/L | N | N/A | 2.91 | 6.45 | -121.6495 | [9 empty] | Data not provided | Data not provided | Data not provided | Data not provided | Data not provided | Data not provided | Data not provided | Data not provided | Data not provided | Influent | 3.26 | 1.1 | mg/L | 10.13 | °C | Data not provided | N/A | Data not provided | N/A | 320.9 | mV | 1532 | µS/cm | None | N/A | Data not provided | Data not provided | Data not provided | Data not provided | Data not provided | Data not provided | Y | The necessity and effectiveness of pre‐treatment to condition the water for BCR treatment, MIW loading rate for each BCR medium to achieve effective metal reduction and pH neutralization, Metals removal efficiency (MRE) and sulfate reduction rate for assessing reduction of contaminant toxicity, mass, and volume, through treatment using BCRs, Residuals generation rates (i.e. sludge from precipitation) for operation and maintenance (O&M) consideration, Replacement rate for spent treatment media (substrate for biochemical reactor or limestone in a pre‐treatment process) for O&M consideration, Impacts of wet weather on the treatment effectiveness and how the BCRs would respond to such changes | Data not provided | Data not provided | Data not provided | Data not provided | Data not provided | Data not provided | Data not provided
Final Treatability Study Technical Memorandum Formosa Mine Superfund Site Douglas County, Oregon | FORMOSA MINE | ORN001002616 | N/A | OU2 | BCR1 01-01 | Abandoned | Sulfate-reducing bacteria (SRB) BCR without pre-treatment | Passive | Biochemical reactor (BCR) | No pre-treatment | Formosa 1 Adit discharge | N | BCR without pre-treatment | Aerobic polishing cell (APC) | Data not provided | Pilot | July 2013- October 2013 | Potassium | K, dissolved | mg/L | N | N/A |  |  |  | 1.77 | 4.07 | -129.9435 | [6 empty] | Data not provided | Data not provided | Data not provided | Data not provided | Data not provided | Data not provided | Data not provided | Data not provided | Data not provided | Influent | 3.07 | 1.88 | mg/L | 10.94 | °C | Data not provided | N/A | Data not provided | N/A | 403.8 | mV | 1513 | µS/cm | None | N/A | Data not provided | Data not provided | Data not provided | Data not provided | Data not provided | Data not provided | Y | The necessity and effectiveness of pre‐treatment to condition the water for BCR treatment, MIW loading rate for each BCR medium to achieve effective metal reduction and pH neutralization, Metals removal efficiency (MRE) and sulfate reduction rate for assessing reduction of contaminant toxicity, mass, and volume, through treatment using BCRs, Residuals generation rates (i.e. sludge from precipitation) for operation and maintenance (O&M) consideration, Replacement rate for spent treatment media (substrate for biochemical reactor or limestone in a pre‐treatment process) for O&M consideration, Impacts of wet weather on the treatment effectiveness and how the BCRs would respond to such changes | Data not provided | Data not provided | Data not provided | Data not provided | Data not provided | Data not provided | Data not provided
Final Treatability Study Technical Memorandum Formosa Mine Superfund Site Douglas County, Oregon | FORMOSA MINE | ORN001002616 | N/A | OU2 | BCR1 01-01 | Abandoned | Sulfate-reducing bacteria (SRB) BCR without pre-treatment | Passive | Biochemical reactor (BCR) | No pre-treatment | Formosa 1 Adit discharge | N | BCR without pre-treatment | Aerobic polishing cell (APC) | Data not provided | Pilot | July 2013- October 2013 | Potassium | K, dissolved | mg/L | N | N/A | [6 empty] | 532 | 2.32 | -22831.0345 |  |  |  | Data not provided | Data not provided | Data not provided | Data not provided | Data not provided | Data not provided | Data not provided | Data not provided | Data not provided | Effluent | 6.25 | 0.11 | mg/L | 21.04 | °C | Data not provided | N/A | Data not provided | N/A | -158.5 | mV | 3928 | µS/cm | None | N/A | Data not provided | Data not provided | Data not provided | Data not provided | Data not provided | Data not provided | Y | The necessity and effectiveness of pre‐treatment to condition the water for BCR treatment, MIW loading rate for each BCR medium to achieve effective metal reduction and pH neutralization, Metals removal efficiency (MRE) and sulfate reduction rate for assessing reduction of contaminant toxicity, mass, and volume, through treatment using BCRs, Residuals generation rates (i.e. sludge from precipitation) for operation and maintenance (O&M) consideration, Replacement rate for spent treatment media (substrate for biochemical reactor or limestone in a pre‐treatment process) for O&M consideration, Impacts of wet weather on the treatment effectiveness and how the BCRs would respond to such changes | Data not provided | Data not provided | Data not provided | Data not provided | Data not provided | Data not provided | Data not provided
Final Treatability Study Technical Memorandum Formosa Mine Superfund Site Douglas County, Oregon | FORMOSA MINE | ORN001002616 | N/A | OU2 | BCR1 01-01 | Abandoned | Sulfate-reducing bacteria (SRB) BCR without pre-treatment | Passive | Biochemical reactor (BCR) | No pre-treatment | Formosa 1 Adit discharge | N | BCR without pre-treatment | Aerobic polishing cell (APC) | Data not provided | Pilot | July 2013- October 2013 | Potassium | K, dissolved | mg/L | N | N/A | [9 empty] | 3.16 | 2.47 | -27.9352 | Data not provided | Data not provided | Data not provided | Data not provided | Data not provided | Data not provided | Data not provided | Data not provided | Data not provided | Effluent | 5.62 | 0.42 | mg/L | 15.49 | °C | Data not provided | N/A | Data not provided | N/A | 53.5 | mV | 1196 | µS/cm | None | N/A | Data not provided | Data not provided | Data not provided | Data not provided | Data not provided | Data not provided | Y | The necessity and effectiveness of pre‐treatment to condition the water for BCR treatment, MIW loading rate for each BCR medium to achieve effective metal reduction and pH neutralization, Metals removal efficiency (MRE) and sulfate reduction rate for assessing reduction of contaminant toxicity, mass, and volume, through treatment using BCRs, Residuals generation rates (i.e. sludge from precipitation) for operation and maintenance (O&M) consideration, Replacement rate for spent treatment media (substrate for biochemical reactor or limestone in a pre‐treatment process) for O&M consideration, Impacts of wet weather on the treatment effectiveness and how the BCRs would respond to such changes | Data not provided | Data not provided | Data not provided | Data not provided | Data not provided | Data not provided | Data not provided
Final Treatability Study Technical Memorandum Formosa Mine Superfund Site Douglas County, Oregon | FORMOSA MINE | ORN001002616 | N/A | OU2 | BCR2 01-02 | Abandoned | Sulfate-reducing bacteria (SRB) BCR without pre-treatment | Passive | Biochemical reactor (BCR) | No pre-treatment | Formosa 1 Adit discharge | N | BCR without pre-treatment | Aerobic polishing cell (APC) | Data not provided | Pilot | July 2013- October 2013 | Potassium | K, total | mg/L | N | N/A | 2.12 | 17.2 | -711.3208 | [9 empty] | Data not provided | Data not provided | Data not provided | Data not provided | Data not provided | Data not provided | Data not provided | Data not provided | Data not provided | Influent | 3.51 | 1.1 | mg/L | 10.13 | °C | Data not provided | N/A | Data not provided | N/A | 320.9 | mV | 1532 | µS/cm | None | N/A | Data not provided | Data not provided | Data not provided | Data not provided | Data not provided | Data not provided | Y | The necessity and effectiveness of pre‐treatment to condition the water for BCR treatment, MIW loading rate for each BCR medium to achieve effective metal reduction and pH neutralization, Metals removal efficiency (MRE) and sulfate reduction rate for assessing reduction of contaminant toxicity, mass, and volume, through treatment using BCRs, Residuals generation rates (i.e. sludge from precipitation) for operation and maintenance (O&M) consideration, Replacement rate for spent treatment media (substrate for biochemical reactor or limestone in a pre‐treatment process) for O&M consideration, Impacts of wet weather on the treatment effectiveness and how the BCRs would respond to such changes | Data not provided | Data not provided | Data not provided | Data not provided | Data not provided | Data not provided | Data not provided
Final Treatability Study Technical Memorandum Formosa Mine Superfund Site Douglas County, Oregon | FORMOSA MINE | ORN001002616 | N/A | OU2 | BCR2 01-02 | Abandoned | Sulfate-reducing bacteria (SRB) BCR without pre-treatment | Passive | Biochemical reactor (BCR) | No pre-treatment | Formosa 1 Adit discharge | N | BCR without pre-treatment | Aerobic polishing cell (APC) | Data not provided | Pilot | July 2013- October 2013 | Potassium | K, total | mg/L | N | N/A |  |  |  | 1.76 | 14 | -695.4545 | [6 empty] | Data not provided | Data not provided | Data not provided | Data not provided | Data not provided | Data not provided | Data not provided | Data not provided | Data not provided | Influent | 3.49 | 1.88 | mg/L | 10.94 | °C | Data not provided | N/A | Data not provided | N/A | 403.8 | mV | 1513 | µS/cm | None | N/A | Data not provided | Data not provided | Data not provided | Data not provided | Data not provided | Data not provided | Y | The necessity and effectiveness of pre‐treatment to condition the water for BCR treatment, MIW loading rate for each BCR medium to achieve effective metal reduction and pH neutralization, Metals removal efficiency (MRE) and sulfate reduction rate for assessing reduction of contaminant toxicity, mass, and volume, through treatment using BCRs, Residuals generation rates (i.e. sludge from precipitation) for operation and maintenance (O&M) consideration, Replacement rate for spent treatment media (substrate for biochemical reactor or limestone in a pre‐treatment process) for O&M consideration, Impacts of wet weather on the treatment effectiveness and how the BCRs would respond to such changes | Data not provided | Data not provided | Data not provided | Data not provided | Data not provided | Data not provided | Data not provided
Final Treatability Study Technical Memorandum Formosa Mine Superfund Site Douglas County, Oregon | FORMOSA MINE | ORN001002616 | N/A | OU2 | BCR2 01-02 | Abandoned | Sulfate-reducing bacteria (SRB) BCR without pre-treatment | Passive | Biochemical reactor (BCR) | No pre-treatment | Formosa 1 Adit discharge | N | BCR without pre-treatment | Aerobic polishing cell (APC) | Data not provided | Pilot | July 2013- October 2013 | Potassium | K, total | mg/L | N | N/A | [6 empty] | 730 | 1.84 | -39573.913 |  |  |  | Data not provided | Data not provided | Data not provided | Data not provided | Data not provided | Data not provided | Data not provided | Data not provided | Data not provided | Effluent | 6.64 | 0.29 | mg/L | 21.63 | °C | Data not provided | N/A | Data not provided | N/A | -195.4 | mV | 35860 | µS/cm | None | N/A | Data not provided | Data not provided | Data not provided | Data not provided | Data not provided | Data not provided | Y | The necessity and effectiveness of pre‐treatment to condition the water for BCR treatment, MIW loading rate for each BCR medium to achieve effective metal reduction and pH neutralization, Metals removal efficiency (MRE) and sulfate reduction rate for assessing reduction of contaminant toxicity, mass, and volume, through treatment using BCRs, Residuals generation rates (i.e. sludge from precipitation) for operation and maintenance (O&M) consideration, Replacement rate for spent treatment media (substrate for biochemical reactor or limestone in a pre‐treatment process) for O&M consideration, Impacts of wet weather on the treatment effectiveness and how the BCRs would respond to such changes | Data not provided | Data not provided | Data not provided | Data not provided | Data not provided | Data not provided | Data not provided
Final Treatability Study Technical Memorandum Formosa Mine Superfund Site Douglas County, Oregon | FORMOSA MINE | ORN001002616 | N/A | OU2 | BCR2 01-02 | Abandoned | Sulfate-reducing bacteria (SRB) BCR without pre-treatment | Passive | Biochemical reactor (BCR) | No pre-treatment | Formosa 1 Adit discharge | N | BCR without pre-treatment | Aerobic polishing cell (APC) | Data not provided | Pilot | July 2013- October 2013 | Potassium | K, total | mg/L | N | N/A | [9 empty] | 6.67 | 2.03 | -228.5714 | Data not provided | Data not provided | Data not provided | Data not provided | Data not provided | Data not provided | Data not provided | Data not provided | Data not provided | Effluent | 6.54 | 0.27 | mg/L | 15.09 | °C | Data not provided | N/A | Data not provided | N/A | -181 | mV | 4367 | µS/cm | None | N/A | Data not provided | Data not provided | Data not provided | Data not provided | Data not provided | Data not provided | Y | The necessity and effectiveness of pre‐treatment to condition the water for BCR treatment, MIW loading rate for each BCR medium to achieve effective metal reduction and pH neutralization, Metals removal efficiency (MRE) and sulfate reduction rate for assessing reduction of contaminant toxicity, mass, and volume, through treatment using BCRs, Residuals generation rates (i.e. sludge from precipitation) for operation and maintenance (O&M) consideration, Replacement rate for spent treatment media (substrate for biochemical reactor or limestone in a pre‐treatment process) for O&M consideration, Impacts of wet weather on the treatment effectiveness and how the BCRs would respond to such changes | Data not provided | Data not provided | Data not provided | Data not provided | Data not provided | Data not provided | Data not provided
Final Treatability Study Technical Memorandum Formosa Mine Superfund Site Douglas County, Oregon | FORMOSA MINE | ORN001002616 | N/A | OU2 | BCR2 01-02 | Abandoned | Sulfate-reducing bacteria (SRB) BCR without pre-treatment | Passive | Biochemical reactor (BCR) | No pre-treatment | Formosa 1 Adit discharge | N | BCR without pre-treatment | Aerobic polishing cell (APC) | Data not provided | Pilot | July 2013- October 2013 | Potassium | K, dissolved | mg/L | N | N/A | 2.91 | 16.9 | -480.756 | [9 empty] | Data not provided | Data not provided | Data not provided | Data not provided | Data not provided | Data not provided | Data not provided | Data not provided | Data not provided | Influent | 3.26 | 1.1 | mg/L | 10.13 | °C | Data not provided | N/A | Data not provided | N/A | 320.9 | mV | 1532 | µS/cm | None | N/A | Data not provided | Data not provided | Data not provided | Data not provided | Data not provided | Data not provided | Y | The necessity and effectiveness of pre‐treatment to condition the water for BCR treatment, MIW loading rate for each BCR medium to achieve effective metal reduction and pH neutralization, Metals removal efficiency (MRE) and sulfate reduction rate for assessing reduction of contaminant toxicity, mass, and volume, through treatment using BCRs, Residuals generation rates (i.e. sludge from precipitation) for operation and maintenance (O&M) consideration, Replacement rate for spent treatment media (substrate for biochemical reactor or limestone in a pre‐treatment process) for O&M consideration, Impacts of wet weather on the treatment effectiveness and how the BCRs would respond to such changes | Data not provided | Data not provided | Data not provided | Data not provided | Data not provided | Data not provided | Data not provided
Final Treatability Study Technical Memorandum Formosa Mine Superfund Site Douglas County, Oregon | FORMOSA MINE | ORN001002616 | N/A | OU2 | BCR2 01-02 | Abandoned | Sulfate-reducing bacteria (SRB) BCR without pre-treatment | Passive | Biochemical reactor (BCR) | No pre-treatment | Formosa 1 Adit discharge | N | BCR without pre-treatment | Aerobic polishing cell (APC) | Data not provided | Pilot | July 2013- October 2013 | Potassium | K, dissolved | mg/L | N | N/A |  |  |  | 1.77 | 13 | -634.4633 | [6 empty] | Data not provided | Data not provided | Data not provided | Data not provided | Data not provided | Data not provided | Data not provided | Data not provided | Data not provided | Influent | 3.07 | 1.88 | mg/L | 10.94 | °C | Data not provided | N/A | Data not provided | N/A | 403.8 | mV | 1513 | µS/cm | None | N/A | Data not provided | Data not provided | Data not provided | Data not provided | Data not provided | Data not provided | Y | The necessity and effectiveness of pre‐treatment to condition the water for BCR treatment, MIW loading rate for each BCR medium to achieve effective metal reduction and pH neutralization, Metals removal efficiency (MRE) and sulfate reduction rate for assessing reduction of contaminant toxicity, mass, and volume, through treatment using BCRs, Residuals generation rates (i.e. sludge from precipitation) for operation and maintenance (O&M) consideration, Replacement rate for spent treatment media (substrate for biochemical reactor or limestone in a pre‐treatment process) for O&M consideration, Impacts of wet weather on the treatment effectiveness and how the BCRs would respond to such changes | Data not provided | Data not provided | Data not provided | Data not provided | Data not provided | Data not provided | Data not provided
Final Treatability Study Technical Memorandum Formosa Mine Superfund Site Douglas County, Oregon | FORMOSA MINE | ORN001002616 | N/A | OU2 | BCR2 01-02 | Abandoned | Sulfate-reducing bacteria (SRB) BCR without pre-treatment | Passive | Biochemical reactor (BCR) | No pre-treatment | Formosa 1 Adit discharge | N | BCR without pre-treatment | Aerobic polishing cell (APC) | Data not provided | Pilot | July 2013- October 2013 | Potassium | K, dissolved | mg/L | N | N/A | [6 empty] | 693 | 2.32 | -29770.6897 |  |  |  | Data not provided | Data not provided | Data not provided | Data not provided | Data not provided | Data not provided | Data not provided | Data not provided | Data not provided | Effluent | 6.64 | 0.29 | mg/L | 21.63 | °C | Data not provided | N/A | Data not provided | N/A | -195.4 | mV | 35860 | µS/cm | None | N/A | Data not provided | Data not provided | Data not provided | Data not provided | Data not provided | Data not provided | Y | The necessity and effectiveness of pre‐treatment to condition the water for BCR treatment, MIW loading rate for each BCR medium to achieve effective metal reduction and pH neutralization, Metals removal efficiency (MRE) and sulfate reduction rate for assessing reduction of contaminant toxicity, mass, and volume, through treatment using BCRs, Residuals generation rates (i.e. sludge from precipitation) for operation and maintenance (O&M) consideration, Replacement rate for spent treatment media (substrate for biochemical reactor or limestone in a pre‐treatment process) for O&M consideration, Impacts of wet weather on the treatment effectiveness and how the BCRs would respond to such changes | Data not provided | Data not provided | Data not provided | Data not provided | Data not provided | Data not provided | Data not provided
Final Treatability Study Technical Memorandum Formosa Mine Superfund Site Douglas County, Oregon | FORMOSA MINE | ORN001002616 | N/A | OU2 | BCR2 01-02 | Abandoned | Sulfate-reducing bacteria (SRB) BCR without pre-treatment | Passive | Biochemical reactor (BCR) | No pre-treatment | Formosa 1 Adit discharge | N | BCR without pre-treatment | Aerobic polishing cell (APC) | Data not provided | Pilot | July 2013- October 2013 | Potassium | K, dissolved | mg/L | N | N/A | [9 empty] | 7.15 | 2.47 | -189.4737 | Data not provided | Data not provided | Data not provided | Data not provided | Data not provided | Data not provided | Data not provided | Data not provided | Data not provided | Effluent | 6.34 | 0.27 | mg/L | 15.09 | °C | Data not provided | N/A | Data not provided | N/A | -181 | mV | 4367 | µS/cm | None | N/A | Data not provided | Data not provided | Data not provided | Data not provided | Data not provided | Data not provided | Y | The necessity and effectiveness of pre‐treatment to condition the water for BCR treatment, MIW loading rate for each BCR medium to achieve effective metal reduction and pH neutralization, Metals removal efficiency (MRE) and sulfate reduction rate for assessing reduction of contaminant toxicity, mass, and volume, through treatment using BCRs, Residuals generation rates (i.e. sludge from precipitation) for operation and maintenance (O&M) consideration, Replacement rate for spent treatment media (substrate for biochemical reactor or limestone in a pre‐treatment process) for O&M consideration, Impacts of wet weather on the treatment effectiveness and how the BCRs would respond to such changes | Data not provided | Data not provided | Data not provided | Data not provided | Data not provided | Data not provided | Data not provided
Final Treatability Study Technical Memorandum Formosa Mine Superfund Site Douglas County, Oregon | FORMOSA MINE | ORN001002616 | N/A | OU2 | BCR3 01-03 | Abandoned | Sulfate-reducing bacteria (SRB) BCR with SAPS pre-treatment | Passive | Biochemical reactor (BCR) | Pre-treatment | Formosa 1 Adit discharge | Y | Entire system | Aerobic polishing cell (APC) | Data not provided | Pilot | July 2013- October 2013 | Potassium | K, total | mg/L | N | N/A | 2.12 | 5.82 | -174.5283 | [9 empty] | Data not provided | Data not provided | Data not provided | Data not provided | Data not provided | Data not provided | Data not provided | Data not provided | Data not provided | Influent | 3.51 | 1.1 | mg/L | 10.13 | °C | Data not provided | N/A | Data not provided | N/A | 320.9 | mV | 1532 | µS/cm | None | N/A | Data not provided | Data not provided | Data not provided | Data not provided | Data not provided | Data not provided | Y | The necessity and effectiveness of pre‐treatment to condition the water for BCR treatment, MIW loading rate for each BCR medium to achieve effective metal reduction and pH neutralization, Metals removal efficiency (MRE) and sulfate reduction rate for assessing reduction of contaminant toxicity, mass, and volume, through treatment using BCRs, Residuals generation rates (i.e. sludge from precipitation) for operation and maintenance (O&M) consideration, Replacement rate for spent treatment media (substrate for biochemical reactor or limestone in a pre‐treatment process) for O&M consideration, Impacts of wet weather on the treatment effectiveness and how the BCRs would respond to such changes | Data not provided | Data not provided | Data not provided | Data not provided | Data not provided | Data not provided | Data not provided
Final Treatability Study Technical Memorandum Formosa Mine Superfund Site Douglas County, Oregon | FORMOSA MINE | ORN001002616 | N/A | OU2 | BCR3 01-03 | Abandoned | Sulfate-reducing bacteria (SRB) BCR with SAPS pre-treatment | Passive | Biochemical reactor (BCR) | Pre-treatment | Formosa 1 Adit discharge | Y | Entire system | Aerobic polishing cell (APC) | Data not provided | Pilot | July 2013- October 2013 | Potassium | K, total | mg/L | N | N/A |  |  |  | 1.76 | 7.56 | -329.5455 | [6 empty] | Data not provided | Data not provided | Data not provided | Data not provided | Data not provided | Data not provided | Data not provided | Data not provided | Data not provided | Influent | 3.49 | 1.88 | mg/L | 10.94 | °C | Data not provided | N/A | Data not provided | N/A | 403.8 | mV | 1513 | µS/cm | None | N/A | Data not provided | Data not provided | Data not provided | Data not provided | Data not provided | Data not provided | Y | The necessity and effectiveness of pre‐treatment to condition the water for BCR treatment, MIW loading rate for each BCR medium to achieve effective metal reduction and pH neutralization, Metals removal efficiency (MRE) and sulfate reduction rate for assessing reduction of contaminant toxicity, mass, and volume, through treatment using BCRs, Residuals generation rates (i.e. sludge from precipitation) for operation and maintenance (O&M) consideration, Replacement rate for spent treatment media (substrate for biochemical reactor or limestone in a pre‐treatment process) for O&M consideration, Impacts of wet weather on the treatment effectiveness and how the BCRs would respond to such changes | Data not provided | Data not provided | Data not provided | Data not provided | Data not provided | Data not provided | Data not provided
Final Treatability Study Technical Memorandum Formosa Mine Superfund Site Douglas County, Oregon | FORMOSA MINE | ORN001002616 | N/A | OU2 | BCR3 01-03 | Abandoned | Sulfate-reducing bacteria (SRB) BCR with SAPS pre-treatment | Passive | Biochemical reactor (BCR) | Pre-treatment | Formosa 1 Adit discharge | Y | Entire system | Aerobic polishing cell (APC) | Data not provided | Pilot | July 2013- October 2013 | Potassium | K, total | mg/L | N | N/A | [6 empty] | 1040 | 1.84 | -56421.7391 |  |  |  | Data not provided | Data not provided | Data not provided | Data not provided | Data not provided | Data not provided | Data not provided | Data not provided | Data not provided | Effluent | 6.67 | 0.13 | mg/L | 20.83 | °C | Data not provided | N/A | Data not provided | N/A | 149.5 | mV | 7404 | µS/cm | None | N/A | Data not provided | Data not provided | Data not provided | Data not provided | Data not provided | Data not provided | Y | The necessity and effectiveness of pre‐treatment to condition the water for BCR treatment, MIW loading rate for each BCR medium to achieve effective metal reduction and pH neutralization, Metals removal efficiency (MRE) and sulfate reduction rate for assessing reduction of contaminant toxicity, mass, and volume, through treatment using BCRs, Residuals generation rates (i.e. sludge from precipitation) for operation and maintenance (O&M) consideration, Replacement rate for spent treatment media (substrate for biochemical reactor or limestone in a pre‐treatment process) for O&M consideration, Impacts of wet weather on the treatment effectiveness and how the BCRs would respond to such changes | Data not provided | Data not provided | Data not provided | Data not provided | Data not provided | Data not provided | Data not provided
Final Treatability Study Technical Memorandum Formosa Mine Superfund Site Douglas County, Oregon | FORMOSA MINE | ORN001002616 | N/A | OU2 | BCR3 01-03 | Abandoned | Sulfate-reducing bacteria (SRB) BCR with SAPS pre-treatment | Passive | Biochemical reactor (BCR) | Pre-treatment | Formosa 1 Adit discharge | Y | Entire system | Aerobic polishing cell (APC) | Data not provided | Pilot | July 2013- October 2013 | Potassium | K, total | mg/L | N | N/A | [9 empty] | 3.57 | 2.03 | -75.8621 | Data not provided | Data not provided | Data not provided | Data not provided | Data not provided | Data not provided | Data not provided | Data not provided | Data not provided | Effluent | 6.3 | 0.32 | mg/L | 15.33 | °C | Data not provided | N/A | Data not provided | N/A | -171.2 | mV | 1237 | µS/cm | None | N/A | Data not provided | Data not provided | Data not provided | Data not provided | Data not provided | Data not provided | Y | The necessity and effectiveness of pre‐treatment to condition the water for BCR treatment, MIW loading rate for each BCR medium to achieve effective metal reduction and pH neutralization, Metals removal efficiency (MRE) and sulfate reduction rate for assessing reduction of contaminant toxicity, mass, and volume, through treatment using BCRs, Residuals generation rates (i.e. sludge from precipitation) for operation and maintenance (O&M) consideration, Replacement rate for spent treatment media (substrate for biochemical reactor or limestone in a pre‐treatment process) for O&M consideration, Impacts of wet weather on the treatment effectiveness and how the BCRs would respond to such changes | Data not provided | Data not provided | Data not provided | Data not provided | Data not provided | Data not provided | Data not provided
Final Treatability Study Technical Memorandum Formosa Mine Superfund Site Douglas County, Oregon | FORMOSA MINE | ORN001002616 | N/A | OU2 | BCR3 01-03 | Abandoned | Sulfate-reducing bacteria (SRB) BCR with SAPS pre-treatment | Passive | Biochemical reactor (BCR) | Pre-treatment | Formosa 1 Adit discharge | Y | Entire system | Aerobic polishing cell (APC) | Data not provided | Pilot | July 2013- October 2013 | Potassium | K, dissolved | mg/L | N | N/A | 2.91 | 6.76 | -132.3024 | [9 empty] | Data not provided | Data not provided | Data not provided | Data not provided | Data not provided | Data not provided | Data not provided | Data not provided | Data not provided | Influent | 3.26 | 1.1 | mg/L | 10.13 | °C | Data not provided | N/A | Data not provided | N/A | 320.9 | mV | 1532 | µS/cm | None | N/A | Data not provided | Data not provided | Data not provided | Data not provided | Data not provided | Data not provided | Y | The necessity and effectiveness of pre‐treatment to condition the water for BCR treatment, MIW loading rate for each BCR medium to achieve effective metal reduction and pH neutralization, Metals removal efficiency (MRE) and sulfate reduction rate for assessing reduction of contaminant toxicity, mass, and volume, through treatment using BCRs, Residuals generation rates (i.e. sludge from precipitation) for operation and maintenance (O&M) consideration, Replacement rate for spent treatment media (substrate for biochemical reactor or limestone in a pre‐treatment process) for O&M consideration, Impacts of wet weather on the treatment effectiveness and how the BCRs would respond to such changes | Data not provided | Data not provided | Data not provided | Data not provided | Data not provided | Data not provided | Data not provided
Final Treatability Study Technical Memorandum Formosa Mine Superfund Site Douglas County, Oregon | FORMOSA MINE | ORN001002616 | N/A | OU2 | BCR3 01-03 | Abandoned | Sulfate-reducing bacteria (SRB) BCR with SAPS pre-treatment | Passive | Biochemical reactor (BCR) | Pre-treatment | Formosa 1 Adit discharge | Y | Entire system | Aerobic polishing cell (APC) | Data not provided | Pilot | July 2013- October 2013 | Potassium | K, dissolved | mg/L | N | N/A |  |  |  | 1.77 | 7.5 | -323.7288 | [6 empty] | Data not provided | Data not provided | Data not provided | Data not provided | Data not provided | Data not provided | Data not provided | Data not provided | Data not provided | Influent | 3.07 | 1.88 | mg/L | 10.94 | °C | Data not provided | N/A | Data not provided | N/A | 403.8 | mV | 1513 | µS/cm | None | N/A | Data not provided | Data not provided | Data not provided | Data not provided | Data not provided | Data not provided | Y | The necessity and effectiveness of pre‐treatment to condition the water for BCR treatment, MIW loading rate for each BCR medium to achieve effective metal reduction and pH neutralization, Metals removal efficiency (MRE) and sulfate reduction rate for assessing reduction of contaminant toxicity, mass, and volume, through treatment using BCRs, Residuals generation rates (i.e. sludge from precipitation) for operation and maintenance (O&M) consideration, Replacement rate for spent treatment media (substrate for biochemical reactor or limestone in a pre‐treatment process) for O&M consideration, Impacts of wet weather on the treatment effectiveness and how the BCRs would respond to such changes | Data not provided | Data not provided | Data not provided | Data not provided | Data not provided | Data not provided | Data not provided
Final Treatability Study Technical Memorandum Formosa Mine Superfund Site Douglas County, Oregon | FORMOSA MINE | ORN001002616 | N/A | OU2 | BCR3 01-03 | Abandoned | Sulfate-reducing bacteria (SRB) BCR with SAPS pre-treatment | Passive | Biochemical reactor (BCR) | Pre-treatment | Formosa 1 Adit discharge | Y | Entire system | Aerobic polishing cell (APC) | Data not provided | Pilot | July 2013- October 2013 | Potassium | K, dissolved | mg/L | N | N/A | [6 empty] | 1010 | 2.32 | -43434.4828 |  |  |  | Data not provided | Data not provided | Data not provided | Data not provided | Data not provided | Data not provided | Data not provided | Data not provided | Data not provided | Effluent | 6.41 | 0.13 | mg/L | 20.83 | °C | Data not provided | N/A | Data not provided | N/A | 149.5 | mV | 7404 | µS/cm | None | N/A | Data not provided | Data not provided | Data not provided | Data not provided | Data not provided | Data not provided | Y | The necessity and effectiveness of pre‐treatment to condition the water for BCR treatment, MIW loading rate for each BCR medium to achieve effective metal reduction and pH neutralization, Metals removal efficiency (MRE) and sulfate reduction rate for assessing reduction of contaminant toxicity, mass, and volume, through treatment using BCRs, Residuals generation rates (i.e. sludge from precipitation) for operation and maintenance (O&M) consideration, Replacement rate for spent treatment media (substrate for biochemical reactor or limestone in a pre‐treatment process) for O&M consideration, Impacts of wet weather on the treatment effectiveness and how the BCRs would respond to such changes | Data not provided | Data not provided | Data not provided | Data not provided | Data not provided | Data not provided | Data not provided
Final Treatability Study Technical Memorandum Formosa Mine Superfund Site Douglas County, Oregon | FORMOSA MINE | ORN001002616 | N/A | OU2 | BCR3 01-03 | Abandoned | Sulfate-reducing bacteria (SRB) BCR with SAPS pre-treatment | Passive | Biochemical reactor (BCR) | Pre-treatment | Formosa 1 Adit discharge | Y | Entire system | Aerobic polishing cell (APC) | Data not provided | Pilot | July 2013- October 2013 | Potassium | K, dissolved | mg/L | N | N/A | [9 empty] | 3.91 | 2.47 | -58.2996 | Data not provided | Data not provided | Data not provided | Data not provided | Data not provided | Data not provided | Data not provided | Data not provided | Data not provided | Effluent | 6.26 | 0.32 | mg/L | 15.33 | °C | Data not provided | N/A | Data not provided | N/A | -171.2 | mV | 1237 | µS/cm | None | N/A | Data not provided | Data not provided | Data not provided | Data not provided | Data not provided | Data not provided | Y | The necessity and effectiveness of pre‐treatment to condition the water for BCR treatment, MIW loading rate for each BCR medium to achieve effective metal reduction and pH neutralization, Metals removal efficiency (MRE) and sulfate reduction rate for assessing reduction of contaminant toxicity, mass, and volume, through treatment using BCRs, Residuals generation rates (i.e. sludge from precipitation) for operation and maintenance (O&M) consideration, Replacement rate for spent treatment media (substrate for biochemical reactor or limestone in a pre‐treatment process) for O&M consideration, Impacts of wet weather on the treatment effectiveness and how the BCRs would respond to such changes | Data not provided | Data not provided | Data not provided | Data not provided | Data not provided | Data not provided | Data not provided
Final Treatability Study Technical Memorandum Formosa Mine Superfund Site Douglas County, Oregon | FORMOSA MINE | ORN001002616 | N/A | OU2 | BCR4 01-04 | Abandoned | Sulfate-reducing bacteria (SRB) BCR with SAPS pre-treatment | Passive | Biochemical reactor (BCR) | Pre-treatment | Formosa 1 Adit discharge | Y | Entire system | Aerobic polishing cell (APC) | Data not provided | Pilot | July 2013- October 2013 | Potassium | K, total | mg/L | N | N/A | 2.12 | 21 | -890.566 | [9 empty] | Data not provided | Data not provided | Data not provided | Data not provided | Data not provided | Data not provided | Data not provided | Data not provided | Data not provided | Influent | 3.51 | 1.1 | mg/L | 10.13 | °C | Data not provided | N/A | Data not provided | N/A | 320.9 | mV | 1532 | µS/cm | None | N/A | Data not provided | Data not provided | Data not provided | Data not provided | Data not provided | Data not provided | Y | The necessity and effectiveness of pre‐treatment to condition the water for BCR treatment, MIW loading rate for each BCR medium to achieve effective metal reduction and pH neutralization, Metals removal efficiency (MRE) and sulfate reduction rate for assessing reduction of contaminant toxicity, mass, and volume, through treatment using BCRs, Residuals generation rates (i.e. sludge from precipitation) for operation and maintenance (O&M) consideration, Replacement rate for spent treatment media (substrate for biochemical reactor or limestone in a pre‐treatment process) for O&M consideration, Impacts of wet weather on the treatment effectiveness and how the BCRs would respond to such changes | Data not provided | Data not provided | Data not provided | Data not provided | Data not provided | Data not provided | Data not provided
Final Treatability Study Technical Memorandum Formosa Mine Superfund Site Douglas County, Oregon | FORMOSA MINE | ORN001002616 | N/A | OU2 | BCR4 01-04 | Abandoned | Sulfate-reducing bacteria (SRB) BCR with SAPS pre-treatment | Passive | Biochemical reactor (BCR) | Pre-treatment | Formosa 1 Adit discharge | Y | Entire system | Aerobic polishing cell (APC) | Data not provided | Pilot | July 2013- October 2013 | Potassium | K, total | mg/L | N | N/A |  |  |  | 1.76 | 33 | -1775 | [6 empty] | Data not provided | Data not provided | Data not provided | Data not provided | Data not provided | Data not provided | Data not provided | Data not provided | Data not provided | Influent | 3.49 | 1.88 | mg/L | 10.94 | °C | Data not provided | N/A | Data not provided | N/A | 403.8 | mV | 1513 | µS/cm | None | N/A | Data not provided | Data not provided | Data not provided | Data not provided | Data not provided | Data not provided | Y | The necessity and effectiveness of pre‐treatment to condition the water for BCR treatment, MIW loading rate for each BCR medium to achieve effective metal reduction and pH neutralization, Metals removal efficiency (MRE) and sulfate reduction rate for assessing reduction of contaminant toxicity, mass, and volume, through treatment using BCRs, Residuals generation rates (i.e. sludge from precipitation) for operation and maintenance (O&M) consideration, Replacement rate for spent treatment media (substrate for biochemical reactor or limestone in a pre‐treatment process) for O&M consideration, Impacts of wet weather on the treatment effectiveness and how the BCRs would respond to such changes | Data not provided | Data not provided | Data not provided | Data not provided | Data not provided | Data not provided | Data not provided
Final Treatability Study Technical Memorandum Formosa Mine Superfund Site Douglas County, Oregon | FORMOSA MINE | ORN001002616 | N/A | OU2 | BCR4 01-04 | Abandoned | Sulfate-reducing bacteria (SRB) BCR with SAPS pre-treatment | Passive | Biochemical reactor (BCR) | Pre-treatment | Formosa 1 Adit discharge | Y | Entire system | Aerobic polishing cell (APC) | Data not provided | Pilot | July 2013- October 2013 | Potassium | K, total | mg/L | N | N/A | [6 empty] | 780 | 1.84 | -42291.3043 |  |  |  | Data not provided | Data not provided | Data not provided | Data not provided | Data not provided | Data not provided | Data not provided | Data not provided | Data not provided | Effluent | 6.82 | 0.17 | mg/L | 21.21 | °C | Data not provided | N/A | Data not provided | N/A | -178.9 | mV | 23850 | µS/cm | None | N/A | Data not provided | Data not provided | Data not provided | Data not provided | Data not provided | Data not provided | Y | The necessity and effectiveness of pre‐treatment to condition the water for BCR treatment, MIW loading rate for each BCR medium to achieve effective metal reduction and pH neutralization, Metals removal efficiency (MRE) and sulfate reduction rate for assessing reduction of contaminant toxicity, mass, and volume, through treatment using BCRs, Residuals generation rates (i.e. sludge from precipitation) for operation and maintenance (O&M) consideration, Replacement rate for spent treatment media (substrate for biochemical reactor or limestone in a pre‐treatment process) for O&M consideration, Impacts of wet weather on the treatment effectiveness and how the BCRs would respond to such changes | Data not provided | Data not provided | Data not provided | Data not provided | Data not provided | Data not provided | Data not provided
Final Treatability Study Technical Memorandum Formosa Mine Superfund Site Douglas County, Oregon | FORMOSA MINE | ORN001002616 | N/A | OU2 | BCR4 01-04 | Abandoned | Sulfate-reducing bacteria (SRB) BCR with SAPS pre-treatment | Passive | Biochemical reactor (BCR) | Pre-treatment | Formosa 1 Adit discharge | Y | Entire system | Aerobic polishing cell (APC) | Data not provided | Pilot | July 2013- October 2013 | Potassium | K, total | mg/L | N | N/A | [9 empty] | 10.6 | 2.03 | -422.1675 | Data not provided | Data not provided | Data not provided | Data not provided | Data not provided | Data not provided | Data not provided | Data not provided | Data not provided | Effluent | 6.47 | 0.16 | mg/L | 15.14 | °C | Data not provided | N/A | Data not provided | N/A | -236.6 | mV | 2943 | µS/cm | None | N/A | Data not provided | Data not provided | Data not provided | Data not provided | Data not provided | Data not provided | Y | The necessity and effectiveness of pre‐treatment to condition the water for BCR treatment, MIW loading rate for each BCR medium to achieve effective metal reduction and pH neutralization, Metals removal efficiency (MRE) and sulfate reduction rate for assessing reduction of contaminant toxicity, mass, and volume, through treatment using BCRs, Residuals generation rates (i.e. sludge from precipitation) for operation and maintenance (O&M) consideration, Replacement rate for spent treatment media (substrate for biochemical reactor or limestone in a pre‐treatment process) for O&M consideration, Impacts of wet weather on the treatment effectiveness and how the BCRs would respond to such changes | Data not provided | Data not provided | Data not provided | Data not provided | Data not provided | Data not provided | Data not provided
Final Treatability Study Technical Memorandum Formosa Mine Superfund Site Douglas County, Oregon | FORMOSA MINE | ORN001002616 | N/A | OU2 | BCR4 01-04 | Abandoned | Sulfate-reducing bacteria (SRB) BCR with SAPS pre-treatment | Passive | Biochemical reactor (BCR) | Pre-treatment | Formosa 1 Adit discharge | Y | Entire system | Aerobic polishing cell (APC) | Data not provided | Pilot | July 2013- October 2013 | Potassium | K, dissolved | mg/L | N | N/A | 2.91 | 16.3 | -460.1375 | [9 empty] | Data not provided | Data not provided | Data not provided | Data not provided | Data not provided | Data not provided | Data not provided | Data not provided | Data not provided | Influent | 3.26 | 1.1 | mg/L | 10.13 | °C | Data not provided | N/A | Data not provided | N/A | 320.9 | mV | 1532 | µS/cm | None | N/A | Data not provided | Data not provided | Data not provided | Data not provided | Data not provided | Data not provided | Y | The necessity and effectiveness of pre‐treatment to condition the water for BCR treatment, MIW loading rate for each BCR medium to achieve effective metal reduction and pH neutralization, Metals removal efficiency (MRE) and sulfate reduction rate for assessing reduction of contaminant toxicity, mass, and volume, through treatment using BCRs, Residuals generation rates (i.e. sludge from precipitation) for operation and maintenance (O&M) consideration, Replacement rate for spent treatment media (substrate for biochemical reactor or limestone in a pre‐treatment process) for O&M consideration, Impacts of wet weather on the treatment effectiveness and how the BCRs would respond to such changes | Data not provided | Data not provided | Data not provided | Data not provided | Data not provided | Data not provided | Data not provided
Final Treatability Study Technical Memorandum Formosa Mine Superfund Site Douglas County, Oregon | FORMOSA MINE | ORN001002616 | N/A | OU2 | BCR4 01-04 | Abandoned | Sulfate-reducing bacteria (SRB) BCR with SAPS pre-treatment | Passive | Biochemical reactor (BCR) | Pre-treatment | Formosa 1 Adit discharge | Y | Entire system | Aerobic polishing cell (APC) | Data not provided | Pilot | July 2013- October 2013 | Potassium | K, dissolved | mg/L | N | N/A |  |  |  | 1.77 | 33 | -1764.4068 | [6 empty] | Data not provided | Data not provided | Data not provided | Data not provided | Data not provided | Data not provided | Data not provided | Data not provided | Data not provided | Influent | 3.07 | 1.88 | mg/L | 10.94 | °C | Data not provided | N/A | Data not provided | N/A | 403.8 | mV | 1513 | µS/cm | None | N/A | Data not provided | Data not provided | Data not provided | Data not provided | Data not provided | Data not provided | Y | The necessity and effectiveness of pre‐treatment to condition the water for BCR treatment, MIW loading rate for each BCR medium to achieve effective metal reduction and pH neutralization, Metals removal efficiency (MRE) and sulfate reduction rate for assessing reduction of contaminant toxicity, mass, and volume, through treatment using BCRs, Residuals generation rates (i.e. sludge from precipitation) for operation and maintenance (O&M) consideration, Replacement rate for spent treatment media (substrate for biochemical reactor or limestone in a pre‐treatment process) for O&M consideration, Impacts of wet weather on the treatment effectiveness and how the BCRs would respond to such changes | Data not provided | Data not provided | Data not provided | Data not provided | Data not provided | Data not provided | Data not provided
Final Treatability Study Technical Memorandum Formosa Mine Superfund Site Douglas County, Oregon | FORMOSA MINE | ORN001002616 | N/A | OU2 | BCR4 01-04 | Abandoned | Sulfate-reducing bacteria (SRB) BCR with SAPS pre-treatment | Passive | Biochemical reactor (BCR) | Pre-treatment | Formosa 1 Adit discharge | Y | Entire system | Aerobic polishing cell (APC) | Data not provided | Pilot | July 2013- October 2013 | Potassium | K, dissolved | mg/L | N | N/A | [6 empty] | 738 | 2.32 | -31710.3448 |  |  |  | Data not provided | Data not provided | Data not provided | Data not provided | Data not provided | Data not provided | Data not provided | Data not provided | Data not provided | Effluent | 6.7 | 0.17 | mg/L | 21.21 | °C | Data not provided | N/A | Data not provided | N/A | -178.9 | mV | 23850 | µS/cm | None | N/A | Data not provided | Data not provided | Data not provided | Data not provided | Data not provided | Data not provided | Y | The necessity and effectiveness of pre‐treatment to condition the water for BCR treatment, MIW loading rate for each BCR medium to achieve effective metal reduction and pH neutralization, Metals removal efficiency (MRE) and sulfate reduction rate for assessing reduction of contaminant toxicity, mass, and volume, through treatment using BCRs, Residuals generation rates (i.e. sludge from precipitation) for operation and maintenance (O&M) consideration, Replacement rate for spent treatment media (substrate for biochemical reactor or limestone in a pre‐treatment process) for O&M consideration, Impacts of wet weather on the treatment effectiveness and how the BCRs would respond to such changes | Data not provided | Data not provided | Data not provided | Data not provided | Data not provided | Data not provided | Data not provided
Final Treatability Study Technical Memorandum Formosa Mine Superfund Site Douglas County, Oregon | FORMOSA MINE | ORN001002616 | N/A | OU2 | BCR4 01-04 | Abandoned | Sulfate-reducing bacteria (SRB) BCR with SAPS pre-treatment | Passive | Biochemical reactor (BCR) | Pre-treatment | Formosa 1 Adit discharge | Y | Entire system | Aerobic polishing cell (APC) | Data not provided | Pilot | July 2013- October 2013 | Potassium | K, dissolved | mg/L | N | N/A | [9 empty] | 7.64 | 2.47 | -209.3117 | Data not provided | Data not provided | Data not provided | Data not provided | Data not provided | Data not provided | Data not provided | Data not provided | Data not provided | Effluent | 6.31 | 0.16 | mg/L | 15.14 | °C | Data not provided | N/A | Data not provided | N/A | -236.6 | mV | 2943 | µS/cm | None | N/A | Data not provided | Data not provided | Data not provided | Data not provided | Data not provided | Data not provided | Y | The necessity and effectiveness of pre‐treatment to condition the water for BCR treatment, MIW loading rate for each BCR medium to achieve effective metal reduction and pH neutralization, Metals removal efficiency (MRE) and sulfate reduction rate for assessing reduction of contaminant toxicity, mass, and volume, through treatment using BCRs, Residuals generation rates (i.e. sludge from precipitation) for operation and maintenance (O&M) consideration, Replacement rate for spent treatment media (substrate for biochemical reactor or limestone in a pre‐treatment process) for O&M consideration, Impacts of wet weather on the treatment effectiveness and how the BCRs would respond to such changes | Data not provided | Data not provided | Data not provided | Data not provided | Data not provided | Data not provided | Data not provided
Final Treatability Study Technical Memorandum Formosa Mine Superfund Site Douglas County, Oregon | FORMOSA MINE | ORN001002616 | N/A | OU2 | BCR5 01-05 | Abandoned | Sulfate-reducing bacteria (SRB) BCR with ChitoRem pre-treatment | Passive | Biochemical reactor (BCR) | Pre-treatment | Formosa 1 Adit discharge | Y | Entire system | Aerobic polishing cell (APC) | Data not provided | Pilot | July 2013- October 2013 | Potassium | K, total | mg/L | N | N/A | 2.12 | 12.3 | -480.1887 | [9 empty] | Data not provided | Data not provided | Data not provided | Data not provided | Data not provided | Data not provided | Data not provided | Data not provided | Data not provided | Influent | 3.51 | 1.1 | mg/L | 10.13 | °C | Data not provided | N/A | Data not provided | N/A | 320.9 | mV | 1532 | µS/cm | None | N/A | Data not provided | Data not provided | Data not provided | Data not provided | Data not provided | Data not provided | Y | The necessity and effectiveness of pre‐treatment to condition the water for BCR treatment, MIW loading rate for each BCR medium to achieve effective metal reduction and pH neutralization, Metals removal efficiency (MRE) and sulfate reduction rate for assessing reduction of contaminant toxicity, mass, and volume, through treatment using BCRs, Residuals generation rates (i.e. sludge from precipitation) for operation and maintenance (O&M) consideration, Replacement rate for spent treatment media (substrate for biochemical reactor or limestone in a pre‐treatment process) for O&M consideration, Impacts of wet weather on the treatment effectiveness and how the BCRs would respond to such changes | Data not provided | Data not provided | Data not provided | Data not provided | Data not provided | Data not provided | Data not provided
Final Treatability Study Technical Memorandum Formosa Mine Superfund Site Douglas County, Oregon | FORMOSA MINE | ORN001002616 | N/A | OU2 | BCR5 01-05 | Abandoned | Sulfate-reducing bacteria (SRB) BCR with ChitoRem pre-treatment | Passive | Biochemical reactor (BCR) | Pre-treatment | Formosa 1 Adit discharge | Y | Entire system | Aerobic polishing cell (APC) | Data not provided | Pilot | July 2013- October 2013 | Potassium | K, total | mg/L | N | N/A |  |  |  | 1.76 | 12.3 | -598.8636 | [6 empty] | Data not provided | Data not provided | Data not provided | Data not provided | Data not provided | Data not provided | Data not provided | Data not provided | Data not provided | Influent | 3.49 | 1.88 | mg/L | 10.94 | °C | Data not provided | N/A | Data not provided | N/A | 403.8 | mV | 1513 | µS/cm | None | N/A | Data not provided | Data not provided | Data not provided | Data not provided | Data not provided | Data not provided | Y | The necessity and effectiveness of pre‐treatment to condition the water for BCR treatment, MIW loading rate for each BCR medium to achieve effective metal reduction and pH neutralization, Metals removal efficiency (MRE) and sulfate reduction rate for assessing reduction of contaminant toxicity, mass, and volume, through treatment using BCRs, Residuals generation rates (i.e. sludge from precipitation) for operation and maintenance (O&M) consideration, Replacement rate for spent treatment media (substrate for biochemical reactor or limestone in a pre‐treatment process) for O&M consideration, Impacts of wet weather on the treatment effectiveness and how the BCRs would respond to such changes | Data not provided | Data not provided | Data not provided | Data not provided | Data not provided | Data not provided | Data not provided
Final Treatability Study Technical Memorandum Formosa Mine Superfund Site Douglas County, Oregon | FORMOSA MINE | ORN001002616 | N/A | OU2 | BCR5 01-05 | Abandoned | Sulfate-reducing bacteria (SRB) BCR with ChitoRem pre-treatment | Passive | Biochemical reactor (BCR) | Pre-treatment | Formosa 1 Adit discharge | Y | Entire system | Aerobic polishing cell (APC) | Data not provided | Pilot | July 2013- October 2013 | Potassium | K, total | mg/L | N | N/A | [6 empty] | 1240 | 1.84 | -67291.3043 |  |  |  | Data not provided | Data not provided | Data not provided | Data not provided | Data not provided | Data not provided | Data not provided | Data not provided | Data not provided | Effluent | 6.71 | 0.06 | mg/L | 21.53 | °C | Data not provided | N/A | Data not provided | N/A | -158.1 | mV | 14800 | µS/cm | None | N/A | Data not provided | Data not provided | Data not provided | Data not provided | Data not provided | Data not provided | Y | The necessity and effectiveness of pre‐treatment to condition the water for BCR treatment, MIW loading rate for each BCR medium to achieve effective metal reduction and pH neutralization, Metals removal efficiency (MRE) and sulfate reduction rate for assessing reduction of contaminant toxicity, mass, and volume, through treatment using BCRs, Residuals generation rates (i.e. sludge from precipitation) for operation and maintenance (O&M) consideration, Replacement rate for spent treatment media (substrate for biochemical reactor or limestone in a pre‐treatment process) for O&M consideration, Impacts of wet weather on the treatment effectiveness and how the BCRs would respond to such changes | Data not provided | Data not provided | Data not provided | Data not provided | Data not provided | Data not provided | Data not provided
Final Treatability Study Technical Memorandum Formosa Mine Superfund Site Douglas County, Oregon | FORMOSA MINE | ORN001002616 | N/A | OU2 | BCR5 01-05 | Abandoned | Sulfate-reducing bacteria (SRB) BCR with ChitoRem pre-treatment | Passive | Biochemical reactor (BCR) | Pre-treatment | Formosa 1 Adit discharge | Y | Entire system | Aerobic polishing cell (APC) | Data not provided | Pilot | July 2013- October 2013 | Potassium | K, total | mg/L | N | N/A | [9 empty] | 8.1 | 2.03 | -299.0148 | Data not provided | Data not provided | Data not provided | Data not provided | Data not provided | Data not provided | Data not provided | Data not provided | Data not provided | Effluent | 6.68 | 0.08 | mg/L | 15.42 | °C | Data not provided | N/A | Data not provided | N/A | -231.3 | mV | 2087 | µS/cm | None | N/A | Data not provided | Data not provided | Data not provided | Data not provided | Data not provided | Data not provided | Y | The necessity and effectiveness of pre‐treatment to condition the water for BCR treatment, MIW loading rate for each BCR medium to achieve effective metal reduction and pH neutralization, Metals removal efficiency (MRE) and sulfate reduction rate for assessing reduction of contaminant toxicity, mass, and volume, through treatment using BCRs, Residuals generation rates (i.e. sludge from precipitation) for operation and maintenance (O&M) consideration, Replacement rate for spent treatment media (substrate for biochemical reactor or limestone in a pre‐treatment process) for O&M consideration, Impacts of wet weather on the treatment effectiveness and how the BCRs would respond to such changes | Data not provided | Data not provided | Data not provided | Data not provided | Data not provided | Data not provided | Data not provided
Final Treatability Study Technical Memorandum Formosa Mine Superfund Site Douglas County, Oregon | FORMOSA MINE | ORN001002616 | N/A | OU2 | BCR5 01-05 | Abandoned | Sulfate-reducing bacteria (SRB) BCR with ChitoRem pre-treatment | Passive | Biochemical reactor (BCR) | Pre-treatment | Formosa 1 Adit discharge | Y | Entire system | Aerobic polishing cell (APC) | Data not provided | Pilot | July 2013- October 2013 | Potassium | K, dissolved | mg/L | N | N/A | 2.91 | 12.4 | -326.1168 | [9 empty] | Data not provided | Data not provided | Data not provided | Data not provided | Data not provided | Data not provided | Data not provided | Data not provided | Data not provided | Influent | 3.26 | 1.1 | mg/L | 10.13 | °C | Data not provided | N/A | Data not provided | N/A | 320.9 | mV | 1532 | µS/cm | None | N/A | Data not provided | Data not provided | Data not provided | Data not provided | Data not provided | Data not provided | Y | The necessity and effectiveness of pre‐treatment to condition the water for BCR treatment, MIW loading rate for each BCR medium to achieve effective metal reduction and pH neutralization, Metals removal efficiency (MRE) and sulfate reduction rate for assessing reduction of contaminant toxicity, mass, and volume, through treatment using BCRs, Residuals generation rates (i.e. sludge from precipitation) for operation and maintenance (O&M) consideration, Replacement rate for spent treatment media (substrate for biochemical reactor or limestone in a pre‐treatment process) for O&M consideration, Impacts of wet weather on the treatment effectiveness and how the BCRs would respond to such changes | Data not provided | Data not provided | Data not provided | Data not provided | Data not provided | Data not provided | Data not provided
Final Treatability Study Technical Memorandum Formosa Mine Superfund Site Douglas County, Oregon | FORMOSA MINE | ORN001002616 | N/A | OU2 | BCR5 01-05 | Abandoned | Sulfate-reducing bacteria (SRB) BCR with ChitoRem pre-treatment | Passive | Biochemical reactor (BCR) | Pre-treatment | Formosa 1 Adit discharge | Y | Entire system | Aerobic polishing cell (APC) | Data not provided | Pilot | July 2013- October 2013 | Potassium | K, dissolved | mg/L | N | N/A |  |  |  | 1.77 | 10.7 | -504.5198 | [6 empty] | Data not provided | Data not provided | Data not provided | Data not provided | Data not provided | Data not provided | Data not provided | Data not provided | Data not provided | Influent | 3.07 | 1.88 | mg/L | 10.94 | °C | Data not provided | N/A | Data not provided | N/A | 403.8 | mV | 1513 | µS/cm | None | N/A | Data not provided | Data not provided | Data not provided | Data not provided | Data not provided | Data not provided | Y | The necessity and effectiveness of pre‐treatment to condition the water for BCR treatment, MIW loading rate for each BCR medium to achieve effective metal reduction and pH neutralization, Metals removal efficiency (MRE) and sulfate reduction rate for assessing reduction of contaminant toxicity, mass, and volume, through treatment using BCRs, Residuals generation rates (i.e. sludge from precipitation) for operation and maintenance (O&M) consideration, Replacement rate for spent treatment media (substrate for biochemical reactor or limestone in a pre‐treatment process) for O&M consideration, Impacts of wet weather on the treatment effectiveness and how the BCRs would respond to such changes | Data not provided | Data not provided | Data not provided | Data not provided | Data not provided | Data not provided | Data not provided
Final Treatability Study Technical Memorandum Formosa Mine Superfund Site Douglas County, Oregon | FORMOSA MINE | ORN001002616 | N/A | OU2 | BCR5 01-05 | Abandoned | Sulfate-reducing bacteria (SRB) BCR with ChitoRem pre-treatment | Passive | Biochemical reactor (BCR) | Pre-treatment | Formosa 1 Adit discharge | Y | Entire system | Aerobic polishing cell (APC) | Data not provided | Pilot | July 2013- October 2013 | Potassium | K, dissolved | mg/L | N | N/A | [6 empty] | 1200 | 2.32 | -51624.1379 |  |  |  | Data not provided | Data not provided | Data not provided | Data not provided | Data not provided | Data not provided | Data not provided | Data not provided | Data not provided | Effluent | 6.51 | 0.06 | mg/L | 21.53 | °C | Data not provided | N/A | Data not provided | N/A | -158.1 | mV | 14800 | µS/cm | None | N/A | Data not provided | Data not provided | Data not provided | Data not provided | Data not provided | Data not provided | Y | The necessity and effectiveness of pre‐treatment to condition the water for BCR treatment, MIW loading rate for each BCR medium to achieve effective metal reduction and pH neutralization, Metals removal efficiency (MRE) and sulfate reduction rate for assessing reduction of contaminant toxicity, mass, and volume, through treatment using BCRs, Residuals generation rates (i.e. sludge from precipitation) for operation and maintenance (O&M) consideration, Replacement rate for spent treatment media (substrate for biochemical reactor or limestone in a pre‐treatment process) for O&M consideration, Impacts of wet weather on the treatment effectiveness and how the BCRs would respond to such changes | Data not provided | Data not provided | Data not provided | Data not provided | Data not provided | Data not provided | Data not provided
Final Treatability Study Technical Memorandum Formosa Mine Superfund Site Douglas County, Oregon | FORMOSA MINE | ORN001002616 | N/A | OU2 | BCR5 01-05 | Abandoned | Sulfate-reducing bacteria (SRB) BCR with ChitoRem pre-treatment | Passive | Biochemical reactor (BCR) | Pre-treatment | Formosa 1 Adit discharge | Y | Entire system | Aerobic polishing cell (APC) | Data not provided | Pilot | July 2013- October 2013 | Potassium | K, dissolved | mg/L | N | N/A | [9 empty] | 7.83 | 2.47 | -217.004 | Data not provided | Data not provided | Data not provided | Data not provided | Data not provided | Data not provided | Data not provided | Data not provided | Data not provided | Effluent | 6.62 | 0.08 | mg/L | 15.42 | °C | Data not provided | N/A | Data not provided | N/A | -231.3 | mV | 2087 | µS/cm | None | N/A | Data not provided | Data not provided | Data not provided | Data not provided | Data not provided | Data not provided | Y | The necessity and effectiveness of pre‐treatment to condition the water for BCR treatment, MIW loading rate for each BCR medium to achieve effective metal reduction and pH neutralization, Metals removal efficiency (MRE) and sulfate reduction rate for assessing reduction of contaminant toxicity, mass, and volume, through treatment using BCRs, Residuals generation rates (i.e. sludge from precipitation) for operation and maintenance (O&M) consideration, Replacement rate for spent treatment media (substrate for biochemical reactor or limestone in a pre‐treatment process) for O&M consideration, Impacts of wet weather on the treatment effectiveness and how the BCRs would respond to such changes | Data not provided | Data not provided | Data not provided | Data not provided | Data not provided | Data not provided | Data not provided
Final Treatability Study Technical Memorandum Formosa Mine Superfund Site Douglas County, Oregon | FORMOSA MINE | ORN001002616 | N/A | OU2 | BCR6 01-06 | Abandoned | Sulfate-reducing bacteria (SRB) BCR with ChitoRem pre-treatment | Passive | Biochemical reactor (BCR) | Pre-treatment | Formosa 1 Adit discharge | Y | Entire system | Aerobic polishing cell (APC) | Data not provided | Pilot | July 2013- October 2013 | Potassium | K, total | mg/L | N | N/A | 2.12 | 22.1 | -942.4528 | [9 empty] | Data not provided | Data not provided | Data not provided | Data not provided | Data not provided | Data not provided | Data not provided | Data not provided | Data not provided | Influent | 3.51 | 1.1 | mg/L | 10.13 | °C | Data not provided | N/A | Data not provided | N/A | 320.9 | mV | 1532 | µS/cm | None | N/A | Data not provided | Data not provided | Data not provided | Data not provided | Data not provided | Data not provided | Y | The necessity and effectiveness of pre‐treatment to condition the water for BCR treatment, MIW loading rate for each BCR medium to achieve effective metal reduction and pH neutralization, Metals removal efficiency (MRE) and sulfate reduction rate for assessing reduction of contaminant toxicity, mass, and volume, through treatment using BCRs, Residuals generation rates (i.e. sludge from precipitation) for operation and maintenance (O&M) consideration, Replacement rate for spent treatment media (substrate for biochemical reactor or limestone in a pre‐treatment process) for O&M consideration, Impacts of wet weather on the treatment effectiveness and how the BCRs would respond to such changes | Data not provided | Data not provided | Data not provided | Data not provided | Data not provided | Data not provided | Data not provided
Final Treatability Study Technical Memorandum Formosa Mine Superfund Site Douglas County, Oregon | FORMOSA MINE | ORN001002616 | N/A | OU2 | BCR6 01-06 | Abandoned | Sulfate-reducing bacteria (SRB) BCR with ChitoRem pre-treatment | Passive | Biochemical reactor (BCR) | Pre-treatment | Formosa 1 Adit discharge | Y | Entire system | Aerobic polishing cell (APC) | Data not provided | Pilot | July 2013- October 2013 | Potassium | K, total | mg/L | N | N/A |  |  |  | 1.76 | 30.8 | -1650 | [6 empty] | Data not provided | Data not provided | Data not provided | Data not provided | Data not provided | Data not provided | Data not provided | Data not provided | Data not provided | Influent | 3.49 | 1.88 | mg/L | 10.94 | °C | Data not provided | N/A | Data not provided | N/A | 403.8 | mV | 1513 | µS/cm | None | N/A | Data not provided | Data not provided | Data not provided | Data not provided | Data not provided | Data not provided | Y | The necessity and effectiveness of pre‐treatment to condition the water for BCR treatment, MIW loading rate for each BCR medium to achieve effective metal reduction and pH neutralization, Metals removal efficiency (MRE) and sulfate reduction rate for assessing reduction of contaminant toxicity, mass, and volume, through treatment using BCRs, Residuals generation rates (i.e. sludge from precipitation) for operation and maintenance (O&M) consideration, Replacement rate for spent treatment media (substrate for biochemical reactor or limestone in a pre‐treatment process) for O&M consideration, Impacts of wet weather on the treatment effectiveness and how the BCRs would respond to such changes | Data not provided | Data not provided | Data not provided | Data not provided | Data not provided | Data not provided | Data not provided
Final Treatability Study Technical Memorandum Formosa Mine Superfund Site Douglas County, Oregon | FORMOSA MINE | ORN001002616 | N/A | OU2 | BCR6 01-06 | Abandoned | Sulfate-reducing bacteria (SRB) BCR with ChitoRem pre-treatment | Passive | Biochemical reactor (BCR) | Pre-treatment | Formosa 1 Adit discharge | Y | Entire system | Aerobic polishing cell (APC) | Data not provided | Pilot | July 2013- October 2013 | Potassium | K, total | mg/L | N | N/A | [6 empty] | 991 | 1.84 | -53758.6957 |  |  |  | Data not provided | Data not provided | Data not provided | Data not provided | Data not provided | Data not provided | Data not provided | Data not provided | Data not provided | Effluent | 6.87 | 0.2 | mg/L | 21.81 | °C | Data not provided | N/A | Data not provided | N/A | -178.5 | mV | 37260 | µS/cm | None | N/A | Data not provided | Data not provided | Data not provided | Data not provided | Data not provided | Data not provided | Y | The necessity and effectiveness of pre‐treatment to condition the water for BCR treatment, MIW loading rate for each BCR medium to achieve effective metal reduction and pH neutralization, Metals removal efficiency (MRE) and sulfate reduction rate for assessing reduction of contaminant toxicity, mass, and volume, through treatment using BCRs, Residuals generation rates (i.e. sludge from precipitation) for operation and maintenance (O&M) consideration, Replacement rate for spent treatment media (substrate for biochemical reactor or limestone in a pre‐treatment process) for O&M consideration, Impacts of wet weather on the treatment effectiveness and how the BCRs would respond to such changes | Data not provided | Data not provided | Data not provided | Data not provided | Data not provided | Data not provided | Data not provided
Final Treatability Study Technical Memorandum Formosa Mine Superfund Site Douglas County, Oregon | FORMOSA MINE | ORN001002616 | N/A | OU2 | BCR6 01-06 | Abandoned | Sulfate-reducing bacteria (SRB) BCR with ChitoRem pre-treatment | Passive | Biochemical reactor (BCR) | Pre-treatment | Formosa 1 Adit discharge | Y | Entire system | Aerobic polishing cell (APC) | Data not provided | Pilot | July 2013- October 2013 | Potassium | K, total | mg/L | N | N/A | [9 empty] | 17.4 | 2.03 | -757.1429 | Data not provided | Data not provided | Data not provided | Data not provided | Data not provided | Data not provided | Data not provided | Data not provided | Data not provided | Effluent | 6.52 | 0.38 | mg/L | 16.21 | °C | Data not provided | N/A | Data not provided | N/A | -207.9 | mV | 4551 | µS/cm | None | N/A | Data not provided | Data not provided | Data not provided | Data not provided | Data not provided | Data not provided | Y | The necessity and effectiveness of pre‐treatment to condition the water for BCR treatment, MIW loading rate for each BCR medium to achieve effective metal reduction and pH neutralization, Metals removal efficiency (MRE) and sulfate reduction rate for assessing reduction of contaminant toxicity, mass, and volume, through treatment using BCRs, Residuals generation rates (i.e. sludge from precipitation) for operation and maintenance (O&M) consideration, Replacement rate for spent treatment media (substrate for biochemical reactor or limestone in a pre‐treatment process) for O&M consideration, Impacts of wet weather on the treatment effectiveness and how the BCRs would respond to such changes | Data not provided | Data not provided | Data not provided | Data not provided | Data not provided | Data not provided | Data not provided
Final Treatability Study Technical Memorandum Formosa Mine Superfund Site Douglas County, Oregon | FORMOSA MINE | ORN001002616 | N/A | OU2 | BCR6 01-06 | Abandoned | Sulfate-reducing bacteria (SRB) BCR with ChitoRem pre-treatment | Passive | Biochemical reactor (BCR) | Pre-treatment | Formosa 1 Adit discharge | Y | Entire system | Aerobic polishing cell (APC) | Data not provided | Pilot | July 2013- October 2013 | Potassium | K, dissolved | mg/L | N | N/A | 2.91 | 22.2 | -662.8866 | [9 empty] | Data not provided | Data not provided | Data not provided | Data not provided | Data not provided | Data not provided | Data not provided | Data not provided | Data not provided | Influent | 3.26 | 1.1 | mg/L | 10.13 | °C | Data not provided | N/A | Data not provided | N/A | 320.9 | mV | 1532 | µS/cm | None | N/A | Data not provided | Data not provided | Data not provided | Data not provided | Data not provided | Data not provided | Y | The necessity and effectiveness of pre‐treatment to condition the water for BCR treatment, MIW loading rate for each BCR medium to achieve effective metal reduction and pH neutralization, Metals removal efficiency (MRE) and sulfate reduction rate for assessing reduction of contaminant toxicity, mass, and volume, through treatment using BCRs, Residuals generation rates (i.e. sludge from precipitation) for operation and maintenance (O&M) consideration, Replacement rate for spent treatment media (substrate for biochemical reactor or limestone in a pre‐treatment process) for O&M consideration, Impacts of wet weather on the treatment effectiveness and how the BCRs would respond to such changes | Data not provided | Data not provided | Data not provided | Data not provided | Data not provided | Data not provided | Data not provided
Final Treatability Study Technical Memorandum Formosa Mine Superfund Site Douglas County, Oregon | FORMOSA MINE | ORN001002616 | N/A | OU2 | BCR6 01-06 | Abandoned | Sulfate-reducing bacteria (SRB) BCR with ChitoRem pre-treatment | Passive | Biochemical reactor (BCR) | Pre-treatment | Formosa 1 Adit discharge | Y | Entire system | Aerobic polishing cell (APC) | Data not provided | Pilot | July 2013- October 2013 | Potassium | K, dissolved | mg/L | N | N/A |  |  |  | 1.77 | 38 | -2046.8927 | [6 empty] | Data not provided | Data not provided | Data not provided | Data not provided | Data not provided | Data not provided | Data not provided | Data not provided | Data not provided | Influent | 3.07 | 1.88 | mg/L | 10.94 | °C | Data not provided | N/A | Data not provided | N/A | 403.8 | mV | 1513 | µS/cm | None | N/A | Data not provided | Data not provided | Data not provided | Data not provided | Data not provided | Data not provided | Y | The necessity and effectiveness of pre‐treatment to condition the water for BCR treatment, MIW loading rate for each BCR medium to achieve effective metal reduction and pH neutralization, Metals removal efficiency (MRE) and sulfate reduction rate for assessing reduction of contaminant toxicity, mass, and volume, through treatment using BCRs, Residuals generation rates (i.e. sludge from precipitation) for operation and maintenance (O&M) consideration, Replacement rate for spent treatment media (substrate for biochemical reactor or limestone in a pre‐treatment process) for O&M consideration, Impacts of wet weather on the treatment effectiveness and how the BCRs would respond to such changes | Data not provided | Data not provided | Data not provided | Data not provided | Data not provided | Data not provided | Data not provided
Final Treatability Study Technical Memorandum Formosa Mine Superfund Site Douglas County, Oregon | FORMOSA MINE | ORN001002616 | N/A | OU2 | BCR6 01-06 | Abandoned | Sulfate-reducing bacteria (SRB) BCR with ChitoRem pre-treatment | Passive | Biochemical reactor (BCR) | Pre-treatment | Formosa 1 Adit discharge | Y | Entire system | Aerobic polishing cell (APC) | Data not provided | Pilot | July 2013- October 2013 | Potassium | K, dissolved | mg/L | N | N/A | [6 empty] | 937 | 2.32 | -40287.931 |  |  |  | Data not provided | Data not provided | Data not provided | Data not provided | Data not provided | Data not provided | Data not provided | Data not provided | Data not provided | Effluent | 6.69 | 0.2 | mg/L | 21.81 | °C | Data not provided | N/A | Data not provided | N/A | -178.5 | mV | 37260 | µS/cm | None | N/A | Data not provided | Data not provided | Data not provided | Data not provided | Data not provided | Data not provided | Y | The necessity and effectiveness of pre‐treatment to condition the water for BCR treatment, MIW loading rate for each BCR medium to achieve effective metal reduction and pH neutralization, Metals removal efficiency (MRE) and sulfate reduction rate for assessing reduction of contaminant toxicity, mass, and volume, through treatment using BCRs, Residuals generation rates (i.e. sludge from precipitation) for operation and maintenance (O&M) consideration, Replacement rate for spent treatment media (substrate for biochemical reactor or limestone in a pre‐treatment process) for O&M consideration, Impacts of wet weather on the treatment effectiveness and how the BCRs would respond to such changes | Data not provided | Data not provided | Data not provided | Data not provided | Data not provided | Data not provided | Data not provided
Final Treatability Study Technical Memorandum Formosa Mine Superfund Site Douglas County, Oregon | FORMOSA MINE | ORN001002616 | N/A | OU2 | BCR6 01-06 | Abandoned | Sulfate-reducing bacteria (SRB) BCR with ChitoRem pre-treatment | Passive | Biochemical reactor (BCR) | Pre-treatment | Formosa 1 Adit discharge | Y | Entire system | Aerobic polishing cell (APC) | Data not provided | Pilot | July 2013- October 2013 | Potassium | K, dissolved | mg/L | N | N/A | [9 empty] | 17 | 2.47 | -588.2591 | Data not provided | Data not provided | Data not provided | Data not provided | Data not provided | Data not provided | Data not provided | Data not provided | Data not provided | Effluent | 6.32 | 0.38 | mg/L | 16.21 | °C | Data not provided | N/A | Data not provided | N/A | -207.9 | mV | 4551 | µS/cm | None | N/A | Data not provided | Data not provided | Data not provided | Data not provided | Data not provided | Data not provided | Y | The necessity and effectiveness of pre‐treatment to condition the water for BCR treatment, MIW loading rate for each BCR medium to achieve effective metal reduction and pH neutralization, Metals removal efficiency (MRE) and sulfate reduction rate for assessing reduction of contaminant toxicity, mass, and volume, through treatment using BCRs, Residuals generation rates (i.e. sludge from precipitation) for operation and maintenance (O&M) consideration, Replacement rate for spent treatment media (substrate for biochemical reactor or limestone in a pre‐treatment process) for O&M consideration, Impacts of wet weather on the treatment effectiveness and how the BCRs would respond to such changes | Data not provided | Data not provided | Data not provided | Data not provided | Data not provided | Data not provided | Data not provided
Final Treatability Study Technical Memorandum Formosa Mine Superfund Site Douglas County, Oregon | FORMOSA MINE | ORN001002616 | N/A | OU2 | BCR1 01-01 | Abandoned | Sulfate-reducing bacteria (SRB) BCR without pre-treatment | Passive | Biochemical reactor (BCR) | No pre-treatment | Formosa 1 Adit discharge | N | BCR without pre-treatment | Aerobic polishing cell (APC) | Data not provided | Pilot | July 2013- October 2013 | Magnesium | Mg, total | mg/L | N | N/A | 25.8 | 25.7 | 0.3876 | [9 empty] | Data not provided | Data not provided | Data not provided | Data not provided | Data not provided | Data not provided | Data not provided | Data not provided | Data not provided | Influent | 3.51 | 1.1 | mg/L | 10.13 | °C | Data not provided | N/A | Data not provided | N/A | 320.9 | mV | 1532 | µS/cm | None | N/A | Data not provided | Data not provided | Data not provided | Data not provided | Data not provided | Data not provided | Y | The necessity and effectiveness of pre‐treatment to condition the water for BCR treatment, MIW loading rate for each BCR medium to achieve effective metal reduction and pH neutralization, Metals removal efficiency (MRE) and sulfate reduction rate for assessing reduction of contaminant toxicity, mass, and volume, through treatment using BCRs, Residuals generation rates (i.e. sludge from precipitation) for operation and maintenance (O&M) consideration, Replacement rate for spent treatment media (substrate for biochemical reactor or limestone in a pre‐treatment process) for O&M consideration, Impacts of wet weather on the treatment effectiveness and how the BCRs would respond to such changes | Data not provided | Data not provided | Data not provided | Data not provided | Data not provided | Data not provided | Data not provided
Final Treatability Study Technical Memorandum Formosa Mine Superfund Site Douglas County, Oregon | FORMOSA MINE | ORN001002616 | N/A | OU2 | BCR1 01-01 | Abandoned | Sulfate-reducing bacteria (SRB) BCR without pre-treatment | Passive | Biochemical reactor (BCR) | No pre-treatment | Formosa 1 Adit discharge | N | BCR without pre-treatment | Aerobic polishing cell (APC) | Data not provided | Pilot | July 2013- October 2013 | Magnesium | Mg, total | mg/L | N | N/A | [6 empty] | 114 | 21.9 | -420.5479 |  |  |  | Data not provided | Data not provided | Data not provided | Data not provided | Data not provided | Data not provided | Data not provided | Data not provided | Data not provided | Effluent | 6.25 | 0.11 | mg/L | 21.04 | °C | Data not provided | N/A | Data not provided | N/A | -158.5 | mV | 3928 | µS/cm | None | N/A | Data not provided | Data not provided | Data not provided | Data not provided | Data not provided | Data not provided | Y | The necessity and effectiveness of pre‐treatment to condition the water for BCR treatment, MIW loading rate for each BCR medium to achieve effective metal reduction and pH neutralization, Metals removal efficiency (MRE) and sulfate reduction rate for assessing reduction of contaminant toxicity, mass, and volume, through treatment using BCRs, Residuals generation rates (i.e. sludge from precipitation) for operation and maintenance (O&M) consideration, Replacement rate for spent treatment media (substrate for biochemical reactor or limestone in a pre‐treatment process) for O&M consideration, Impacts of wet weather on the treatment effectiveness and how the BCRs would respond to such changes | Data not provided | Data not provided | Data not provided | Data not provided | Data not provided | Data not provided | Data not provided
Final Treatability Study Technical Memorandum Formosa Mine Superfund Site Douglas County, Oregon | FORMOSA MINE | ORN001002616 | N/A | OU2 | BCR1 01-01 | Abandoned | Sulfate-reducing bacteria (SRB) BCR without pre-treatment | Passive | Biochemical reactor (BCR) | No pre-treatment | Formosa 1 Adit discharge | N | BCR without pre-treatment | Aerobic polishing cell (APC) | Data not provided | Pilot | July 2013- October 2013 | Magnesium | Mg, total | mg/L | N | N/A | [9 empty] | 24.7 | 22.8 | -8.3333 | Data not provided | Data not provided | Data not provided | Data not provided | Data not provided | Data not provided | Data not provided | Data not provided | Data not provided | Effluent | 5.91 | 0.86 | mg/L | 18.63 | °C | Data not provided | N/A | Data not provided | N/A | -16.6 | mV | 1395 | µS/cm | None | N/A | Data not provided | Data not provided | Data not provided | Data not provided | Data not provided | Data not provided | Y | The necessity and effectiveness of pre‐treatment to condition the water for BCR treatment, MIW loading rate for each BCR medium to achieve effective metal reduction and pH neutralization, Metals removal efficiency (MRE) and sulfate reduction rate for assessing reduction of contaminant toxicity, mass, and volume, through treatment using BCRs, Residuals generation rates (i.e. sludge from precipitation) for operation and maintenance (O&M) consideration, Replacement rate for spent treatment media (substrate for biochemical reactor or limestone in a pre‐treatment process) for O&M consideration, Impacts of wet weather on the treatment effectiveness and how the BCRs would respond to such changes | Data not provided | Data not provided | Data not provided | Data not provided | Data not provided | Data not provided | Data not provided
Final Treatability Study Technical Memorandum Formosa Mine Superfund Site Douglas County, Oregon | FORMOSA MINE | ORN001002616 | N/A | OU2 | BCR1 01-01 | Abandoned | Sulfate-reducing bacteria (SRB) BCR without pre-treatment | Passive | Biochemical reactor (BCR) | No pre-treatment | Formosa 1 Adit discharge | N | BCR without pre-treatment | Aerobic polishing cell (APC) | Data not provided | Pilot | July 2013- October 2013 | Magnesium | Mg, dissolved | mg/L | N | N/A | 25.9 | 26 | -0.3861 | [9 empty] | Data not provided | Data not provided | Data not provided | Data not provided | Data not provided | Data not provided | Data not provided | Data not provided | Data not provided | Influent | 3.36 | 1.1 | mg/L | 10.13 | °C | Data not provided | N/A | Data not provided | N/A | 320.9 | mV | 1532 | µS/cm | None | N/A | Data not provided | Data not provided | Data not provided | Data not provided | Data not provided | Data not provided | Y | The necessity and effectiveness of pre‐treatment to condition the water for BCR treatment, MIW loading rate for each BCR medium to achieve effective metal reduction and pH neutralization, Metals removal efficiency (MRE) and sulfate reduction rate for assessing reduction of contaminant toxicity, mass, and volume, through treatment using BCRs, Residuals generation rates (i.e. sludge from precipitation) for operation and maintenance (O&M) consideration, Replacement rate for spent treatment media (substrate for biochemical reactor or limestone in a pre‐treatment process) for O&M consideration, Impacts of wet weather on the treatment effectiveness and how the BCRs would respond to such changes | Data not provided | Data not provided | Data not provided | Data not provided | Data not provided | Data not provided | Data not provided
Final Treatability Study Technical Memorandum Formosa Mine Superfund Site Douglas County, Oregon | FORMOSA MINE | ORN001002616 | N/A | OU2 | BCR1 01-01 | Abandoned | Sulfate-reducing bacteria (SRB) BCR without pre-treatment | Passive | Biochemical reactor (BCR) | No pre-treatment | Formosa 1 Adit discharge | N | BCR without pre-treatment | Aerobic polishing cell (APC) | Data not provided | Pilot | July 2013- October 2013 | Magnesium | Mg, dissolved | mg/L | N | N/A |  |  |  | 21.8 | 118 | -441.2844 | [6 empty] | Data not provided | Data not provided | Data not provided | Data not provided | Data not provided | Data not provided | Data not provided | Data not provided | Data not provided | Influent | 3.34 | 2.04 | mg/L | 13.7 | °C | Data not provided | N/A | Data not provided | N/A | 389.1 | mV | 1470 | µS/cm | None | N/A | Data not provided | Data not provided | Data not provided | Data not provided | Data not provided | Data not provided | Y | The necessity and effectiveness of pre‐treatment to condition the water for BCR treatment, MIW loading rate for each BCR medium to achieve effective metal reduction and pH neutralization, Metals removal efficiency (MRE) and sulfate reduction rate for assessing reduction of contaminant toxicity, mass, and volume, through treatment using BCRs, Residuals generation rates (i.e. sludge from precipitation) for operation and maintenance (O&M) consideration, Replacement rate for spent treatment media (substrate for biochemical reactor or limestone in a pre‐treatment process) for O&M consideration, Impacts of wet weather on the treatment effectiveness and how the BCRs would respond to such changes | Data not provided | Data not provided | Data not provided | Data not provided | Data not provided | Data not provided | Data not provided
Final Treatability Study Technical Memorandum Formosa Mine Superfund Site Douglas County, Oregon | FORMOSA MINE | ORN001002616 | N/A | OU2 | BCR1 01-01 | Abandoned | Sulfate-reducing bacteria (SRB) BCR without pre-treatment | Passive | Biochemical reactor (BCR) | No pre-treatment | Formosa 1 Adit discharge | N | BCR without pre-treatment | Aerobic polishing cell (APC) | Data not provided | Pilot | July 2013- October 2013 | Magnesium | Mg, dissolved | mg/L | N | N/A | [6 empty] | 118 | 21.8 | -441.2844 |  |  |  | Data not provided | Data not provided | Data not provided | Data not provided | Data not provided | Data not provided | Data not provided | Data not provided | Data not provided | Effluent | 6.25 | 0.11 | mg/L | 21.04 | °C | Data not provided | N/A | Data not provided | N/A | -158.5 | mV | 3928 | µS/cm | None | N/A | Data not provided | Data not provided | Data not provided | Data not provided | Data not provided | Data not provided | Y | The necessity and effectiveness of pre‐treatment to condition the water for BCR treatment, MIW loading rate for each BCR medium to achieve effective metal reduction and pH neutralization, Metals removal efficiency (MRE) and sulfate reduction rate for assessing reduction of contaminant toxicity, mass, and volume, through treatment using BCRs, Residuals generation rates (i.e. sludge from precipitation) for operation and maintenance (O&M) consideration, Replacement rate for spent treatment media (substrate for biochemical reactor or limestone in a pre‐treatment process) for O&M consideration, Impacts of wet weather on the treatment effectiveness and how the BCRs would respond to such changes | Data not provided | Data not provided | Data not provided | Data not provided | Data not provided | Data not provided | Data not provided
Final Treatability Study Technical Memorandum Formosa Mine Superfund Site Douglas County, Oregon | FORMOSA MINE | ORN001002616 | N/A | OU2 | BCR1 01-01 | Abandoned | Sulfate-reducing bacteria (SRB) BCR without pre-treatment | Passive | Biochemical reactor (BCR) | No pre-treatment | Formosa 1 Adit discharge | N | BCR without pre-treatment | Aerobic polishing cell (APC) | Data not provided | Pilot | July 2013- October 2013 | Magnesium | Mg, dissolved | mg/L | N | N/A | [9 empty] | 24.2 | 23.4 | -3.4188 | Data not provided | Data not provided | Data not provided | Data not provided | Data not provided | Data not provided | Data not provided | Data not provided | Data not provided | Effluent | 5.38 | 0.86 | mg/L | 18.63 | °C | Data not provided | N/A | Data not provided | N/A | -16.6 | mV | 1395 | µS/cm | None | N/A | Data not provided | Data not provided | Data not provided | Data not provided | Data not provided | Data not provided | Y | The necessity and effectiveness of pre‐treatment to condition the water for BCR treatment, MIW loading rate for each BCR medium to achieve effective metal reduction and pH neutralization, Metals removal efficiency (MRE) and sulfate reduction rate for assessing reduction of contaminant toxicity, mass, and volume, through treatment using BCRs, Residuals generation rates (i.e. sludge from precipitation) for operation and maintenance (O&M) consideration, Replacement rate for spent treatment media (substrate for biochemical reactor or limestone in a pre‐treatment process) for O&M consideration, Impacts of wet weather on the treatment effectiveness and how the BCRs would respond to such changes | Data not provided | Data not provided | Data not provided | Data not provided | Data not provided | Data not provided | Data not provided
Final Treatability Study Technical Memorandum Formosa Mine Superfund Site Douglas County, Oregon | FORMOSA MINE | ORN001002616 | N/A | OU2 | BCR2 01-02 | Abandoned | Sulfate-reducing bacteria (SRB) BCR without pre-treatment | Passive | Biochemical reactor (BCR) | No pre-treatment | Formosa 1 Adit discharge | N | BCR without pre-treatment | Aerobic polishing cell (APC) | Data not provided | Pilot | July 2013- October 2013 | Magnesium | Mg, total | mg/L | N | N/A | 25.8 | 101 | -291.4729 | [9 empty] | Data not provided | Data not provided | Data not provided | Data not provided | Data not provided | Data not provided | Data not provided | Data not provided | Data not provided | Influent | 3.51 | 1.1 | mg/L | 10.13 | °C | Data not provided | N/A | Data not provided | N/A | 320.9 | mV | 1532 | µS/cm | None | N/A | Data not provided | Data not provided | Data not provided | Data not provided | Data not provided | Data not provided | Y | The necessity and effectiveness of pre‐treatment to condition the water for BCR treatment, MIW loading rate for each BCR medium to achieve effective metal reduction and pH neutralization, Metals removal efficiency (MRE) and sulfate reduction rate for assessing reduction of contaminant toxicity, mass, and volume, through treatment using BCRs, Residuals generation rates (i.e. sludge from precipitation) for operation and maintenance (O&M) consideration, Replacement rate for spent treatment media (substrate for biochemical reactor or limestone in a pre‐treatment process) for O&M consideration, Impacts of wet weather on the treatment effectiveness and how the BCRs would respond to such changes | Data not provided | Data not provided | Data not provided | Data not provided | Data not provided | Data not provided | Data not provided
Final Treatability Study Technical Memorandum Formosa Mine Superfund Site Douglas County, Oregon | FORMOSA MINE | ORN001002616 | N/A | OU2 | BCR2 01-02 | Abandoned | Sulfate-reducing bacteria (SRB) BCR without pre-treatment | Passive | Biochemical reactor (BCR) | No pre-treatment | Formosa 1 Adit discharge | N | BCR without pre-treatment | Aerobic polishing cell (APC) | Data not provided | Pilot | July 2013- October 2013 | Magnesium | Mg, total | mg/L | N | N/A | [6 empty] | 917 | 21.9 | -4087.2146 |  |  |  | Data not provided | Data not provided | Data not provided | Data not provided | Data not provided | Data not provided | Data not provided | Data not provided | Data not provided | Effluent | 6.64 | 0.29 | mg/L | 21.63 | °C | Data not provided | N/A | Data not provided | N/A | -162.9 | mV | 35860 | µS/cm | None | N/A | Data not provided | Data not provided | Data not provided | Data not provided | Data not provided | Data not provided | Y | The necessity and effectiveness of pre‐treatment to condition the water for BCR treatment, MIW loading rate for each BCR medium to achieve effective metal reduction and pH neutralization, Metals removal efficiency (MRE) and sulfate reduction rate for assessing reduction of contaminant toxicity, mass, and volume, through treatment using BCRs, Residuals generation rates (i.e. sludge from precipitation) for operation and maintenance (O&M) consideration, Replacement rate for spent treatment media (substrate for biochemical reactor or limestone in a pre‐treatment process) for O&M consideration, Impacts of wet weather on the treatment effectiveness and how the BCRs would respond to such changes | Data not provided | Data not provided | Data not provided | Data not provided | Data not provided | Data not provided | Data not provided
Final Treatability Study Technical Memorandum Formosa Mine Superfund Site Douglas County, Oregon | FORMOSA MINE | ORN001002616 | N/A | OU2 | BCR2 01-02 | Abandoned | Sulfate-reducing bacteria (SRB) BCR without pre-treatment | Passive | Biochemical reactor (BCR) | No pre-treatment | Formosa 1 Adit discharge | N | BCR without pre-treatment | Aerobic polishing cell (APC) | Data not provided | Pilot | July 2013- October 2013 | Magnesium | Mg, total | mg/L | N | N/A | [9 empty] | 47.9 | 24.8 | -93.1452 | Data not provided | Data not provided | Data not provided | Data not provided | Data not provided | Data not provided | Data not provided | Data not provided | Data not provided | Effluent | 6.54 | 0.27 | mg/L | 15.09 | °C | Data not provided | N/A | Data not provided | N/A | -181 | mV | 4367 | µS/cm | None | N/A | Data not provided | Data not provided | Data not provided | Data not provided | Data not provided | Data not provided | Y | The necessity and effectiveness of pre‐treatment to condition the water for BCR treatment, MIW loading rate for each BCR medium to achieve effective metal reduction and pH neutralization, Metals removal efficiency (MRE) and sulfate reduction rate for assessing reduction of contaminant toxicity, mass, and volume, through treatment using BCRs, Residuals generation rates (i.e. sludge from precipitation) for operation and maintenance (O&M) consideration, Replacement rate for spent treatment media (substrate for biochemical reactor or limestone in a pre‐treatment process) for O&M consideration, Impacts of wet weather on the treatment effectiveness and how the BCRs would respond to such changes | Data not provided | Data not provided | Data not provided | Data not provided | Data not provided | Data not provided | Data not provided
Final Treatability Study Technical Memorandum Formosa Mine Superfund Site Douglas County, Oregon | FORMOSA MINE | ORN001002616 | N/A | OU2 | BCR2 01-02 | Abandoned | Sulfate-reducing bacteria (SRB) BCR without pre-treatment | Passive | Biochemical reactor (BCR) | No pre-treatment | Formosa 1 Adit discharge | N | BCR without pre-treatment | Aerobic polishing cell (APC) | Data not provided | Pilot | July 2013- October 2013 | Magnesium | Mg, dissolved | mg/L | N | N/A | 25.9 | 104 | -301.5444 | [9 empty] | Data not provided | Data not provided | Data not provided | Data not provided | Data not provided | Data not provided | Data not provided | Data not provided | Data not provided | Influent | 3.36 | 1.1 | mg/L | 10.13 | °C | Data not provided | N/A | Data not provided | N/A | 320.9 | mV | 1532 | µS/cm | None | N/A | Data not provided | Data not provided | Data not provided | Data not provided | Data not provided | Data not provided | Y | The necessity and effectiveness of pre‐treatment to condition the water for BCR treatment, MIW loading rate for each BCR medium to achieve effective metal reduction and pH neutralization, Metals removal efficiency (MRE) and sulfate reduction rate for assessing reduction of contaminant toxicity, mass, and volume, through treatment using BCRs, Residuals generation rates (i.e. sludge from precipitation) for operation and maintenance (O&M) consideration, Replacement rate for spent treatment media (substrate for biochemical reactor or limestone in a pre‐treatment process) for O&M consideration, Impacts of wet weather on the treatment effectiveness and how the BCRs would respond to such changes | Data not provided | Data not provided | Data not provided | Data not provided | Data not provided | Data not provided | Data not provided
Final Treatability Study Technical Memorandum Formosa Mine Superfund Site Douglas County, Oregon | FORMOSA MINE | ORN001002616 | N/A | OU2 | BCR2 01-02 | Abandoned | Sulfate-reducing bacteria (SRB) BCR without pre-treatment | Passive | Biochemical reactor (BCR) | No pre-treatment | Formosa 1 Adit discharge | N | BCR without pre-treatment | Aerobic polishing cell (APC) | Data not provided | Pilot | July 2013- October 2013 | Magnesium | Mg, dissolved | mg/L | N | N/A |  |  |  | 21.8 | 849 | -3794.4954 | [6 empty] | Data not provided | Data not provided | Data not provided | Data not provided | Data not provided | Data not provided | Data not provided | Data not provided | Data not provided | Influent | 3.34 | 2.04 | mg/L | 13.7 | °C | Data not provided | N/A | Data not provided | N/A | 389.1 | mV | 1470 | µS/cm | None | N/A | Data not provided | Data not provided | Data not provided | Data not provided | Data not provided | Data not provided | Y | The necessity and effectiveness of pre‐treatment to condition the water for BCR treatment, MIW loading rate for each BCR medium to achieve effective metal reduction and pH neutralization, Metals removal efficiency (MRE) and sulfate reduction rate for assessing reduction of contaminant toxicity, mass, and volume, through treatment using BCRs, Residuals generation rates (i.e. sludge from precipitation) for operation and maintenance (O&M) consideration, Replacement rate for spent treatment media (substrate for biochemical reactor or limestone in a pre‐treatment process) for O&M consideration, Impacts of wet weather on the treatment effectiveness and how the BCRs would respond to such changes | Data not provided | Data not provided | Data not provided | Data not provided | Data not provided | Data not provided | Data not provided
Final Treatability Study Technical Memorandum Formosa Mine Superfund Site Douglas County, Oregon | FORMOSA MINE | ORN001002616 | N/A | OU2 | BCR2 01-02 | Abandoned | Sulfate-reducing bacteria (SRB) BCR without pre-treatment | Passive | Biochemical reactor (BCR) | No pre-treatment | Formosa 1 Adit discharge | N | BCR without pre-treatment | Aerobic polishing cell (APC) | Data not provided | Pilot | July 2013- October 2013 | Magnesium | Mg, dissolved | mg/L | N | N/A | [6 empty] | 849 | 21.8 | -3794.4954 |  |  |  | Data not provided | Data not provided | Data not provided | Data not provided | Data not provided | Data not provided | Data not provided | Data not provided | Data not provided | Effluent | 6.64 | 0.29 | mg/L | 21.63 | °C | Data not provided | N/A | Data not provided | N/A | -195.4 | mV | 35860 | µS/cm | None | N/A | Data not provided | Data not provided | Data not provided | Data not provided | Data not provided | Data not provided | Y | The necessity and effectiveness of pre‐treatment to condition the water for BCR treatment, MIW loading rate for each BCR medium to achieve effective metal reduction and pH neutralization, Metals removal efficiency (MRE) and sulfate reduction rate for assessing reduction of contaminant toxicity, mass, and volume, through treatment using BCRs, Residuals generation rates (i.e. sludge from precipitation) for operation and maintenance (O&M) consideration, Replacement rate for spent treatment media (substrate for biochemical reactor or limestone in a pre‐treatment process) for O&M consideration, Impacts of wet weather on the treatment effectiveness and how the BCRs would respond to such changes | Data not provided | Data not provided | Data not provided | Data not provided | Data not provided | Data not provided | Data not provided
Final Treatability Study Technical Memorandum Formosa Mine Superfund Site Douglas County, Oregon | FORMOSA MINE | ORN001002616 | N/A | OU2 | BCR2 01-02 | Abandoned | Sulfate-reducing bacteria (SRB) BCR without pre-treatment | Passive | Biochemical reactor (BCR) | No pre-treatment | Formosa 1 Adit discharge | N | BCR without pre-treatment | Aerobic polishing cell (APC) | Data not provided | Pilot | July 2013- October 2013 | Magnesium | Mg, dissolved | mg/L | N | N/A | [9 empty] | 48.7 | 25.3 | -92.4901 | Data not provided | Data not provided | Data not provided | Data not provided | Data not provided | Data not provided | Data not provided | Data not provided | Data not provided | Effluent | 6.34 | 0.27 | mg/L | 15.09 | °C | Data not provided | N/A | Data not provided | N/A | -181 | mV | 4367 | µS/cm | None | N/A | Data not provided | Data not provided | Data not provided | Data not provided | Data not provided | Data not provided | Y | The necessity and effectiveness of pre‐treatment to condition the water for BCR treatment, MIW loading rate for each BCR medium to achieve effective metal reduction and pH neutralization, Metals removal efficiency (MRE) and sulfate reduction rate for assessing reduction of contaminant toxicity, mass, and volume, through treatment using BCRs, Residuals generation rates (i.e. sludge from precipitation) for operation and maintenance (O&M) consideration, Replacement rate for spent treatment media (substrate for biochemical reactor or limestone in a pre‐treatment process) for O&M consideration, Impacts of wet weather on the treatment effectiveness and how the BCRs would respond to such changes | Data not provided | Data not provided | Data not provided | Data not provided | Data not provided | Data not provided | Data not provided
Final Treatability Study Technical Memorandum Formosa Mine Superfund Site Douglas County, Oregon | FORMOSA MINE | ORN001002616 | N/A | OU2 | BCR3 01-03 | Abandoned | Sulfate-reducing bacteria (SRB) BCR with SAPS pre-treatment | Passive | Biochemical reactor (BCR) | Pre-treatment | Formosa 1 Adit discharge | Y | Entire system | Aerobic polishing cell (APC) | Data not provided | Pilot | July 2013- October 2013 | Magnesium | Mg, total | mg/L | N | N/A | 25.8 | 26.4 | -2.3256 | [9 empty] | Data not provided | Data not provided | Data not provided | Data not provided | Data not provided | Data not provided | Data not provided | Data not provided | Data not provided | Influent | 3.51 | 1.1 | mg/L | 10.13 | °C | Data not provided | N/A | Data not provided | N/A | 320.9 | mV | 1532 | µS/cm | None | N/A | Data not provided | Data not provided | Data not provided | Data not provided | Data not provided | Data not provided | Y | The necessity and effectiveness of pre‐treatment to condition the water for BCR treatment, MIW loading rate for each BCR medium to achieve effective metal reduction and pH neutralization, Metals removal efficiency (MRE) and sulfate reduction rate for assessing reduction of contaminant toxicity, mass, and volume, through treatment using BCRs, Residuals generation rates (i.e. sludge from precipitation) for operation and maintenance (O&M) consideration, Replacement rate for spent treatment media (substrate for biochemical reactor or limestone in a pre‐treatment process) for O&M consideration, Impacts of wet weather on the treatment effectiveness and how the BCRs would respond to such changes | Data not provided | Data not provided | Data not provided | Data not provided | Data not provided | Data not provided | Data not provided
Final Treatability Study Technical Memorandum Formosa Mine Superfund Site Douglas County, Oregon | FORMOSA MINE | ORN001002616 | N/A | OU2 | BCR3 01-03 | Abandoned | Sulfate-reducing bacteria (SRB) BCR with SAPS pre-treatment | Passive | Biochemical reactor (BCR) | Pre-treatment | Formosa 1 Adit discharge | Y | Entire system | Aerobic polishing cell (APC) | Data not provided | Pilot | July 2013- October 2013 | Magnesium | Mg, total | mg/L | N | N/A | [6 empty] | 251 | 21.9 | -1046.1187 |  |  |  | Data not provided | Data not provided | Data not provided | Data not provided | Data not provided | Data not provided | Data not provided | Data not provided | Data not provided | Effluent | 6.67 | 0.13 | mg/L | 20.83 | °C | Data not provided | N/A | Data not provided | N/A | 149.5 | mV | 7404 | µS/cm | None | N/A | Data not provided | Data not provided | Data not provided | Data not provided | Data not provided | Data not provided | Y | The necessity and effectiveness of pre‐treatment to condition the water for BCR treatment, MIW loading rate for each BCR medium to achieve effective metal reduction and pH neutralization, Metals removal efficiency (MRE) and sulfate reduction rate for assessing reduction of contaminant toxicity, mass, and volume, through treatment using BCRs, Residuals generation rates (i.e. sludge from precipitation) for operation and maintenance (O&M) consideration, Replacement rate for spent treatment media (substrate for biochemical reactor or limestone in a pre‐treatment process) for O&M consideration, Impacts of wet weather on the treatment effectiveness and how the BCRs would respond to such changes | Data not provided | Data not provided | Data not provided | Data not provided | Data not provided | Data not provided | Data not provided
Final Treatability Study Technical Memorandum Formosa Mine Superfund Site Douglas County, Oregon | FORMOSA MINE | ORN001002616 | N/A | OU2 | BCR3 01-03 | Abandoned | Sulfate-reducing bacteria (SRB) BCR with SAPS pre-treatment | Passive | Biochemical reactor (BCR) | Pre-treatment | Formosa 1 Adit discharge | Y | Entire system | Aerobic polishing cell (APC) | Data not provided | Pilot | July 2013- October 2013 | Magnesium | Mg, total | mg/L | N | N/A | [9 empty] | 26.4 | 25.8 | -2.3256 | Data not provided | Data not provided | Data not provided | Data not provided | Data not provided | Data not provided | Data not provided | Data not provided | Data not provided | Effluent | 6.29 | 1.16 | mg/L | 16.36 | °C | Data not provided | N/A | Data not provided | N/A | -209.4 | mV | 1286 | µS/cm | None | N/A | Data not provided | Data not provided | Data not provided | Data not provided | Data not provided | Data not provided | Y | The necessity and effectiveness of pre‐treatment to condition the water for BCR treatment, MIW loading rate for each BCR medium to achieve effective metal reduction and pH neutralization, Metals removal efficiency (MRE) and sulfate reduction rate for assessing reduction of contaminant toxicity, mass, and volume, through treatment using BCRs, Residuals generation rates (i.e. sludge from precipitation) for operation and maintenance (O&M) consideration, Replacement rate for spent treatment media (substrate for biochemical reactor or limestone in a pre‐treatment process) for O&M consideration, Impacts of wet weather on the treatment effectiveness and how the BCRs would respond to such changes | Data not provided | Data not provided | Data not provided | Data not provided | Data not provided | Data not provided | Data not provided
Final Treatability Study Technical Memorandum Formosa Mine Superfund Site Douglas County, Oregon | FORMOSA MINE | ORN001002616 | N/A | OU2 | BCR3 01-03 | Abandoned | Sulfate-reducing bacteria (SRB) BCR with SAPS pre-treatment | Passive | Biochemical reactor (BCR) | Pre-treatment | Formosa 1 Adit discharge | Y | Entire system | Aerobic polishing cell (APC) | Data not provided | Pilot | July 2013- October 2013 | Magnesium | Mg, dissolved | mg/L | N | N/A | 25.9 | 26.5 | -2.3166 | [9 empty] | Data not provided | Data not provided | Data not provided | Data not provided | Data not provided | Data not provided | Data not provided | Data not provided | Data not provided | Influent | 3.36 | 1.1 | mg/L | 10.13 | °C | Data not provided | N/A | Data not provided | N/A | 320.9 | mV | 1532 | µS/cm | None | N/A | Data not provided | Data not provided | Data not provided | Data not provided | Data not provided | Data not provided | Y | The necessity and effectiveness of pre‐treatment to condition the water for BCR treatment, MIW loading rate for each BCR medium to achieve effective metal reduction and pH neutralization, Metals removal efficiency (MRE) and sulfate reduction rate for assessing reduction of contaminant toxicity, mass, and volume, through treatment using BCRs, Residuals generation rates (i.e. sludge from precipitation) for operation and maintenance (O&M) consideration, Replacement rate for spent treatment media (substrate for biochemical reactor or limestone in a pre‐treatment process) for O&M consideration, Impacts of wet weather on the treatment effectiveness and how the BCRs would respond to such changes | Data not provided | Data not provided | Data not provided | Data not provided | Data not provided | Data not provided | Data not provided
Final Treatability Study Technical Memorandum Formosa Mine Superfund Site Douglas County, Oregon | FORMOSA MINE | ORN001002616 | N/A | OU2 | BCR3 01-03 | Abandoned | Sulfate-reducing bacteria (SRB) BCR with SAPS pre-treatment | Passive | Biochemical reactor (BCR) | Pre-treatment | Formosa 1 Adit discharge | Y | Entire system | Aerobic polishing cell (APC) | Data not provided | Pilot | July 2013- October 2013 | Magnesium | Mg, dissolved | mg/L | N | N/A |  |  |  | 21.8 | 241 | -1005.5046 | [6 empty] | Data not provided | Data not provided | Data not provided | Data not provided | Data not provided | Data not provided | Data not provided | Data not provided | Data not provided | Influent | 3.34 | 2.04 | mg/L | 13.7 | °C | Data not provided | N/A | Data not provided | N/A | 389.1 | mV | 1470 | µS/cm | None | N/A | Data not provided | Data not provided | Data not provided | Data not provided | Data not provided | Data not provided | Y | The necessity and effectiveness of pre‐treatment to condition the water for BCR treatment, MIW loading rate for each BCR medium to achieve effective metal reduction and pH neutralization, Metals removal efficiency (MRE) and sulfate reduction rate for assessing reduction of contaminant toxicity, mass, and volume, through treatment using BCRs, Residuals generation rates (i.e. sludge from precipitation) for operation and maintenance (O&M) consideration, Replacement rate for spent treatment media (substrate for biochemical reactor or limestone in a pre‐treatment process) for O&M consideration, Impacts of wet weather on the treatment effectiveness and how the BCRs would respond to such changes | Data not provided | Data not provided | Data not provided | Data not provided | Data not provided | Data not provided | Data not provided
Final Treatability Study Technical Memorandum Formosa Mine Superfund Site Douglas County, Oregon | FORMOSA MINE | ORN001002616 | N/A | OU2 | BCR3 01-03 | Abandoned | Sulfate-reducing bacteria (SRB) BCR with SAPS pre-treatment | Passive | Biochemical reactor (BCR) | Pre-treatment | Formosa 1 Adit discharge | Y | Entire system | Aerobic polishing cell (APC) | Data not provided | Pilot | July 2013- October 2013 | Magnesium | Mg, dissolved | mg/L | N | N/A | [6 empty] | 241 | 21.8 | -1005.5046 |  |  |  | Data not provided | Data not provided | Data not provided | Data not provided | Data not provided | Data not provided | Data not provided | Data not provided | Data not provided | Effluent | 6.41 | 0.13 | mg/L | 20.83 | °C | Data not provided | N/A | Data not provided | N/A | 149.5 | mV | 7404 | µS/cm | None | N/A | Data not provided | Data not provided | Data not provided | Data not provided | Data not provided | Data not provided | Y | The necessity and effectiveness of pre‐treatment to condition the water for BCR treatment, MIW loading rate for each BCR medium to achieve effective metal reduction and pH neutralization, Metals removal efficiency (MRE) and sulfate reduction rate for assessing reduction of contaminant toxicity, mass, and volume, through treatment using BCRs, Residuals generation rates (i.e. sludge from precipitation) for operation and maintenance (O&M) consideration, Replacement rate for spent treatment media (substrate for biochemical reactor or limestone in a pre‐treatment process) for O&M consideration, Impacts of wet weather on the treatment effectiveness and how the BCRs would respond to such changes | Data not provided | Data not provided | Data not provided | Data not provided | Data not provided | Data not provided | Data not provided
Final Treatability Study Technical Memorandum Formosa Mine Superfund Site Douglas County, Oregon | FORMOSA MINE | ORN001002616 | N/A | OU2 | BCR3 01-03 | Abandoned | Sulfate-reducing bacteria (SRB) BCR with SAPS pre-treatment | Passive | Biochemical reactor (BCR) | Pre-treatment | Formosa 1 Adit discharge | Y | Entire system | Aerobic polishing cell (APC) | Data not provided | Pilot | July 2013- October 2013 | Magnesium | Mg, dissolved | mg/L | N | N/A | [9 empty] | 26.2 | 23.4 | -11.9658 | Data not provided | Data not provided | Data not provided | Data not provided | Data not provided | Data not provided | Data not provided | Data not provided | Data not provided | Effluent | 6.04 | 0.67 | mg/L | 18.81 | °C | Data not provided | N/A | Data not provided | N/A | -32.1 | mV | 1407 | µS/cm | None | N/A | Data not provided | Data not provided | Data not provided | Data not provided | Data not provided | Data not provided | Y | The necessity and effectiveness of pre‐treatment to condition the water for BCR treatment, MIW loading rate for each BCR medium to achieve effective metal reduction and pH neutralization, Metals removal efficiency (MRE) and sulfate reduction rate for assessing reduction of contaminant toxicity, mass, and volume, through treatment using BCRs, Residuals generation rates (i.e. sludge from precipitation) for operation and maintenance (O&M) consideration, Replacement rate for spent treatment media (substrate for biochemical reactor or limestone in a pre‐treatment process) for O&M consideration, Impacts of wet weather on the treatment effectiveness and how the BCRs would respond to such changes | Data not provided | Data not provided | Data not provided | Data not provided | Data not provided | Data not provided | Data not provided
Final Treatability Study Technical Memorandum Formosa Mine Superfund Site Douglas County, Oregon | FORMOSA MINE | ORN001002616 | N/A | OU2 | BCR4 01-04 | Abandoned | Sulfate-reducing bacteria (SRB) BCR with SAPS pre-treatment | Passive | Biochemical reactor (BCR) | Pre-treatment | Formosa 1 Adit discharge | Y | Entire system | Aerobic polishing cell (APC) | Data not provided | Pilot | July 2013- October 2013 | Magnesium | Mg, total | mg/L | N | N/A | 25.8 | 67.6 | -162.0155 | [9 empty] | Data not provided | Data not provided | Data not provided | Data not provided | Data not provided | Data not provided | Data not provided | Data not provided | Data not provided | Influent | 3.51 | 1.1 | mg/L | 10.13 | °C | Data not provided | N/A | Data not provided | N/A | 320.9 | mV | 1532 | µS/cm | None | N/A | Data not provided | Data not provided | Data not provided | Data not provided | Data not provided | Data not provided | Y | The necessity and effectiveness of pre‐treatment to condition the water for BCR treatment, MIW loading rate for each BCR medium to achieve effective metal reduction and pH neutralization, Metals removal efficiency (MRE) and sulfate reduction rate for assessing reduction of contaminant toxicity, mass, and volume, through treatment using BCRs, Residuals generation rates (i.e. sludge from precipitation) for operation and maintenance (O&M) consideration, Replacement rate for spent treatment media (substrate for biochemical reactor or limestone in a pre‐treatment process) for O&M consideration, Impacts of wet weather on the treatment effectiveness and how the BCRs would respond to such changes | Data not provided | Data not provided | Data not provided | Data not provided | Data not provided | Data not provided | Data not provided
Final Treatability Study Technical Memorandum Formosa Mine Superfund Site Douglas County, Oregon | FORMOSA MINE | ORN001002616 | N/A | OU2 | BCR4 01-04 | Abandoned | Sulfate-reducing bacteria (SRB) BCR with SAPS pre-treatment | Passive | Biochemical reactor (BCR) | Pre-treatment | Formosa 1 Adit discharge | Y | Entire system | Aerobic polishing cell (APC) | Data not provided | Pilot | July 2013- October 2013 | Magnesium | Mg, total | mg/L | N | N/A | [6 empty] | 745 | 21.9 | -3301.8265 |  |  |  | Data not provided | Data not provided | Data not provided | Data not provided | Data not provided | Data not provided | Data not provided | Data not provided | Data not provided | Effluent | 6.82 | 0.17 | mg/L | 21.21 | °C | Data not provided | N/A | Data not provided | N/A | -178.9 | mV | 23850 | µS/cm | None | N/A | Data not provided | Data not provided | Data not provided | Data not provided | Data not provided | Data not provided | Y | The necessity and effectiveness of pre‐treatment to condition the water for BCR treatment, MIW loading rate for each BCR medium to achieve effective metal reduction and pH neutralization, Metals removal efficiency (MRE) and sulfate reduction rate for assessing reduction of contaminant toxicity, mass, and volume, through treatment using BCRs, Residuals generation rates (i.e. sludge from precipitation) for operation and maintenance (O&M) consideration, Replacement rate for spent treatment media (substrate for biochemical reactor or limestone in a pre‐treatment process) for O&M consideration, Impacts of wet weather on the treatment effectiveness and how the BCRs would respond to such changes | Data not provided | Data not provided | Data not provided | Data not provided | Data not provided | Data not provided | Data not provided
Final Treatability Study Technical Memorandum Formosa Mine Superfund Site Douglas County, Oregon | FORMOSA MINE | ORN001002616 | N/A | OU2 | BCR4 01-04 | Abandoned | Sulfate-reducing bacteria (SRB) BCR with SAPS pre-treatment | Passive | Biochemical reactor (BCR) | Pre-treatment | Formosa 1 Adit discharge | Y | Entire system | Aerobic polishing cell (APC) | Data not provided | Pilot | July 2013- October 2013 | Magnesium | Mg, total | mg/L | N | N/A | [9 empty] | 55.9 | 24.8 | -125.4032 | Data not provided | Data not provided | Data not provided | Data not provided | Data not provided | Data not provided | Data not provided | Data not provided | Data not provided | Effluent | 6.47 | 0.16 | mg/L | 15.14 | °C | Data not provided | N/A | Data not provided | N/A | -236.6 | mV | 2943 | µS/cm | None | N/A | Data not provided | Data not provided | Data not provided | Data not provided | Data not provided | Data not provided | Y | The necessity and effectiveness of pre‐treatment to condition the water for BCR treatment, MIW loading rate for each BCR medium to achieve effective metal reduction and pH neutralization, Metals removal efficiency (MRE) and sulfate reduction rate for assessing reduction of contaminant toxicity, mass, and volume, through treatment using BCRs, Residuals generation rates (i.e. sludge from precipitation) for operation and maintenance (O&M) consideration, Replacement rate for spent treatment media (substrate for biochemical reactor or limestone in a pre‐treatment process) for O&M consideration, Impacts of wet weather on the treatment effectiveness and how the BCRs would respond to such changes | Data not provided | Data not provided | Data not provided | Data not provided | Data not provided | Data not provided | Data not provided
Final Treatability Study Technical Memorandum Formosa Mine Superfund Site Douglas County, Oregon | FORMOSA MINE | ORN001002616 | N/A | OU2 | BCR4 01-04 | Abandoned | Sulfate-reducing bacteria (SRB) BCR with SAPS pre-treatment | Passive | Biochemical reactor (BCR) | Pre-treatment | Formosa 1 Adit discharge | Y | Entire system | Aerobic polishing cell (APC) | Data not provided | Pilot | July 2013- October 2013 | Magnesium | Mg, dissolved | mg/L | N | N/A | 25.9 | 56.3 | -117.3745 | [9 empty] | Data not provided | Data not provided | Data not provided | Data not provided | Data not provided | Data not provided | Data not provided | Data not provided | Data not provided | Influent | 3.36 | 1.1 | mg/L | 10.13 | °C | Data not provided | N/A | Data not provided | N/A | 320.9 | mV | 1532 | µS/cm | None | N/A | Data not provided | Data not provided | Data not provided | Data not provided | Data not provided | Data not provided | Y | The necessity and effectiveness of pre‐treatment to condition the water for BCR treatment, MIW loading rate for each BCR medium to achieve effective metal reduction and pH neutralization, Metals removal efficiency (MRE) and sulfate reduction rate for assessing reduction of contaminant toxicity, mass, and volume, through treatment using BCRs, Residuals generation rates (i.e. sludge from precipitation) for operation and maintenance (O&M) consideration, Replacement rate for spent treatment media (substrate for biochemical reactor or limestone in a pre‐treatment process) for O&M consideration, Impacts of wet weather on the treatment effectiveness and how the BCRs would respond to such changes | Data not provided | Data not provided | Data not provided | Data not provided | Data not provided | Data not provided | Data not provided
Final Treatability Study Technical Memorandum Formosa Mine Superfund Site Douglas County, Oregon | FORMOSA MINE | ORN001002616 | N/A | OU2 | BCR4 01-04 | Abandoned | Sulfate-reducing bacteria (SRB) BCR with SAPS pre-treatment | Passive | Biochemical reactor (BCR) | Pre-treatment | Formosa 1 Adit discharge | Y | Entire system | Aerobic polishing cell (APC) | Data not provided | Pilot | July 2013- October 2013 | Magnesium | Mg, dissolved | mg/L | N | N/A |  |  |  | 21.8 | 690 | -3065.1376 | [6 empty] | Data not provided | Data not provided | Data not provided | Data not provided | Data not provided | Data not provided | Data not provided | Data not provided | Data not provided | Influent | 3.34 | 2.04 | mg/L | 13.7 | °C | Data not provided | N/A | Data not provided | N/A | 389.1 | mV | 1470 | µS/cm | None | N/A | Data not provided | Data not provided | Data not provided | Data not provided | Data not provided | Data not provided | Y | The necessity and effectiveness of pre‐treatment to condition the water for BCR treatment, MIW loading rate for each BCR medium to achieve effective metal reduction and pH neutralization, Metals removal efficiency (MRE) and sulfate reduction rate for assessing reduction of contaminant toxicity, mass, and volume, through treatment using BCRs, Residuals generation rates (i.e. sludge from precipitation) for operation and maintenance (O&M) consideration, Replacement rate for spent treatment media (substrate for biochemical reactor or limestone in a pre‐treatment process) for O&M consideration, Impacts of wet weather on the treatment effectiveness and how the BCRs would respond to such changes | Data not provided | Data not provided | Data not provided | Data not provided | Data not provided | Data not provided | Data not provided
Final Treatability Study Technical Memorandum Formosa Mine Superfund Site Douglas County, Oregon | FORMOSA MINE | ORN001002616 | N/A | OU2 | BCR4 01-04 | Abandoned | Sulfate-reducing bacteria (SRB) BCR with SAPS pre-treatment | Passive | Biochemical reactor (BCR) | Pre-treatment | Formosa 1 Adit discharge | Y | Entire system | Aerobic polishing cell (APC) | Data not provided | Pilot | July 2013- October 2013 | Magnesium | Mg, dissolved | mg/L | N | N/A | [6 empty] | 690 | 21.8 | -3065.1376 |  |  |  | Data not provided | Data not provided | Data not provided | Data not provided | Data not provided | Data not provided | Data not provided | Data not provided | Data not provided | Effluent | 6.7 | 0.17 | mg/L | 21.21 | °C | Data not provided | N/A | Data not provided | N/A | -178.9 | mV | 23850 | µS/cm | None | N/A | Data not provided | Data not provided | Data not provided | Data not provided | Data not provided | Data not provided | Y | The necessity and effectiveness of pre‐treatment to condition the water for BCR treatment, MIW loading rate for each BCR medium to achieve effective metal reduction and pH neutralization, Metals removal efficiency (MRE) and sulfate reduction rate for assessing reduction of contaminant toxicity, mass, and volume, through treatment using BCRs, Residuals generation rates (i.e. sludge from precipitation) for operation and maintenance (O&M) consideration, Replacement rate for spent treatment media (substrate for biochemical reactor or limestone in a pre‐treatment process) for O&M consideration, Impacts of wet weather on the treatment effectiveness and how the BCRs would respond to such changes | Data not provided | Data not provided | Data not provided | Data not provided | Data not provided | Data not provided | Data not provided
Final Treatability Study Technical Memorandum Formosa Mine Superfund Site Douglas County, Oregon | FORMOSA MINE | ORN001002616 | N/A | OU2 | BCR4 01-04 | Abandoned | Sulfate-reducing bacteria (SRB) BCR with SAPS pre-treatment | Passive | Biochemical reactor (BCR) | Pre-treatment | Formosa 1 Adit discharge | Y | Entire system | Aerobic polishing cell (APC) | Data not provided | Pilot | July 2013- October 2013 | Magnesium | Mg, dissolved | mg/L | N | N/A | [9 empty] | 44.5 | 25.3 | -75.8893 | Data not provided | Data not provided | Data not provided | Data not provided | Data not provided | Data not provided | Data not provided | Data not provided | Data not provided | Effluent | 6.31 | 0.16 | mg/L | 15.14 | °C | Data not provided | N/A | Data not provided | N/A | -236.6 | mV | 2943 | µS/cm | None | N/A | Data not provided | Data not provided | Data not provided | Data not provided | Data not provided | Data not provided | Y | The necessity and effectiveness of pre‐treatment to condition the water for BCR treatment, MIW loading rate for each BCR medium to achieve effective metal reduction and pH neutralization, Metals removal efficiency (MRE) and sulfate reduction rate for assessing reduction of contaminant toxicity, mass, and volume, through treatment using BCRs, Residuals generation rates (i.e. sludge from precipitation) for operation and maintenance (O&M) consideration, Replacement rate for spent treatment media (substrate for biochemical reactor or limestone in a pre‐treatment process) for O&M consideration, Impacts of wet weather on the treatment effectiveness and how the BCRs would respond to such changes | Data not provided | Data not provided | Data not provided | Data not provided | Data not provided | Data not provided | Data not provided
Final Treatability Study Technical Memorandum Formosa Mine Superfund Site Douglas County, Oregon | FORMOSA MINE | ORN001002616 | N/A | OU2 | BCR5 01-05 | Abandoned | Sulfate-reducing bacteria (SRB) BCR with ChitoRem pre-treatment | Passive | Biochemical reactor (BCR) | Pre-treatment | Formosa 1 Adit discharge | Y | Entire system | Aerobic polishing cell (APC) | Data not provided | Pilot | July 2013- October 2013 | Magnesium | Mg, total | mg/L | N | N/A | 25.8 | 41.9 | -62.4031 | [9 empty] | Data not provided | Data not provided | Data not provided | Data not provided | Data not provided | Data not provided | Data not provided | Data not provided | Data not provided | Influent | 3.51 | 1.1 | mg/L | 10.13 | °C | Data not provided | N/A | Data not provided | N/A | 320.9 | mV | 1532 | µS/cm | None | N/A | Data not provided | Data not provided | Data not provided | Data not provided | Data not provided | Data not provided | Y | The necessity and effectiveness of pre‐treatment to condition the water for BCR treatment, MIW loading rate for each BCR medium to achieve effective metal reduction and pH neutralization, Metals removal efficiency (MRE) and sulfate reduction rate for assessing reduction of contaminant toxicity, mass, and volume, through treatment using BCRs, Residuals generation rates (i.e. sludge from precipitation) for operation and maintenance (O&M) consideration, Replacement rate for spent treatment media (substrate for biochemical reactor or limestone in a pre‐treatment process) for O&M consideration, Impacts of wet weather on the treatment effectiveness and how the BCRs would respond to such changes | Data not provided | Data not provided | Data not provided | Data not provided | Data not provided | Data not provided | Data not provided
Final Treatability Study Technical Memorandum Formosa Mine Superfund Site Douglas County, Oregon | FORMOSA MINE | ORN001002616 | N/A | OU2 | BCR5 01-05 | Abandoned | Sulfate-reducing bacteria (SRB) BCR with ChitoRem pre-treatment | Passive | Biochemical reactor (BCR) | Pre-treatment | Formosa 1 Adit discharge | Y | Entire system | Aerobic polishing cell (APC) | Data not provided | Pilot | July 2013- October 2013 | Magnesium | Mg, total | mg/L | N | N/A | [6 empty] | 490 | 21.9 | -2137.4429 |  |  |  | Data not provided | Data not provided | Data not provided | Data not provided | Data not provided | Data not provided | Data not provided | Data not provided | Data not provided | Effluent | 6.71 | 0.06 | mg/L | 21.53 | °C | Data not provided | N/A | Data not provided | N/A | -158.1 | mV | 14800 | µS/cm | None | N/A | Data not provided | Data not provided | Data not provided | Data not provided | Data not provided | Data not provided | Y | The necessity and effectiveness of pre‐treatment to condition the water for BCR treatment, MIW loading rate for each BCR medium to achieve effective metal reduction and pH neutralization, Metals removal efficiency (MRE) and sulfate reduction rate for assessing reduction of contaminant toxicity, mass, and volume, through treatment using BCRs, Residuals generation rates (i.e. sludge from precipitation) for operation and maintenance (O&M) consideration, Replacement rate for spent treatment media (substrate for biochemical reactor or limestone in a pre‐treatment process) for O&M consideration, Impacts of wet weather on the treatment effectiveness and how the BCRs would respond to such changes | Data not provided | Data not provided | Data not provided | Data not provided | Data not provided | Data not provided | Data not provided
Final Treatability Study Technical Memorandum Formosa Mine Superfund Site Douglas County, Oregon | FORMOSA MINE | ORN001002616 | N/A | OU2 | BCR5 01-05 | Abandoned | Sulfate-reducing bacteria (SRB) BCR with ChitoRem pre-treatment | Passive | Biochemical reactor (BCR) | Pre-treatment | Formosa 1 Adit discharge | Y | Entire system | Aerobic polishing cell (APC) | Data not provided | Pilot | July 2013- October 2013 | Magnesium | Mg, total | mg/L | N | N/A | [9 empty] | 36 | 24.8 | -45.1613 | Data not provided | Data not provided | Data not provided | Data not provided | Data not provided | Data not provided | Data not provided | Data not provided | Data not provided | Effluent | 6.68 | 0.08 | mg/L | 15.42 | °C | Data not provided | N/A | Data not provided | N/A | -231.3 | mV | 2087 | µS/cm | None | N/A | Data not provided | Data not provided | Data not provided | Data not provided | Data not provided | Data not provided | Y | The necessity and effectiveness of pre‐treatment to condition the water for BCR treatment, MIW loading rate for each BCR medium to achieve effective metal reduction and pH neutralization, Metals removal efficiency (MRE) and sulfate reduction rate for assessing reduction of contaminant toxicity, mass, and volume, through treatment using BCRs, Residuals generation rates (i.e. sludge from precipitation) for operation and maintenance (O&M) consideration, Replacement rate for spent treatment media (substrate for biochemical reactor or limestone in a pre‐treatment process) for O&M consideration, Impacts of wet weather on the treatment effectiveness and how the BCRs would respond to such changes | Data not provided | Data not provided | Data not provided | Data not provided | Data not provided | Data not provided | Data not provided
Final Treatability Study Technical Memorandum Formosa Mine Superfund Site Douglas County, Oregon | FORMOSA MINE | ORN001002616 | N/A | OU2 | BCR5 01-05 | Abandoned | Sulfate-reducing bacteria (SRB) BCR with ChitoRem pre-treatment | Passive | Biochemical reactor (BCR) | Pre-treatment | Formosa 1 Adit discharge | Y | Entire system | Aerobic polishing cell (APC) | Data not provided | Pilot | July 2013- October 2013 | Magnesium | Mg, dissolved | mg/L | N | N/A | 25.9 | 40.9 | -57.9151 | [9 empty] | Data not provided | Data not provided | Data not provided | Data not provided | Data not provided | Data not provided | Data not provided | Data not provided | Data not provided | Influent | 3.36 | 1.1 | mg/L | 10.13 | °C | Data not provided | N/A | Data not provided | N/A | 320.9 | mV | 1532 | µS/cm | None | N/A | Data not provided | Data not provided | Data not provided | Data not provided | Data not provided | Data not provided | Y | The necessity and effectiveness of pre‐treatment to condition the water for BCR treatment, MIW loading rate for each BCR medium to achieve effective metal reduction and pH neutralization, Metals removal efficiency (MRE) and sulfate reduction rate for assessing reduction of contaminant toxicity, mass, and volume, through treatment using BCRs, Residuals generation rates (i.e. sludge from precipitation) for operation and maintenance (O&M) consideration, Replacement rate for spent treatment media (substrate for biochemical reactor or limestone in a pre‐treatment process) for O&M consideration, Impacts of wet weather on the treatment effectiveness and how the BCRs would respond to such changes | Data not provided | Data not provided | Data not provided | Data not provided | Data not provided | Data not provided | Data not provided
Final Treatability Study Technical Memorandum Formosa Mine Superfund Site Douglas County, Oregon | FORMOSA MINE | ORN001002616 | N/A | OU2 | BCR5 01-05 | Abandoned | Sulfate-reducing bacteria (SRB) BCR with ChitoRem pre-treatment | Passive | Biochemical reactor (BCR) | Pre-treatment | Formosa 1 Adit discharge | Y | Entire system | Aerobic polishing cell (APC) | Data not provided | Pilot | July 2013- October 2013 | Magnesium | Mg, dissolved | mg/L | N | N/A |  |  |  | 21.8 | 462 | -2019.2661 | [6 empty] | Data not provided | Data not provided | Data not provided | Data not provided | Data not provided | Data not provided | Data not provided | Data not provided | Data not provided | Influent | 3.34 | 2.04 | mg/L | 13.7 | °C | Data not provided | N/A | Data not provided | N/A | 389.1 | mV | 1470 | µS/cm | None | N/A | Data not provided | Data not provided | Data not provided | Data not provided | Data not provided | Data not provided | Y | The necessity and effectiveness of pre‐treatment to condition the water for BCR treatment, MIW loading rate for each BCR medium to achieve effective metal reduction and pH neutralization, Metals removal efficiency (MRE) and sulfate reduction rate for assessing reduction of contaminant toxicity, mass, and volume, through treatment using BCRs, Residuals generation rates (i.e. sludge from precipitation) for operation and maintenance (O&M) consideration, Replacement rate for spent treatment media (substrate for biochemical reactor or limestone in a pre‐treatment process) for O&M consideration, Impacts of wet weather on the treatment effectiveness and how the BCRs would respond to such changes | Data not provided | Data not provided | Data not provided | Data not provided | Data not provided | Data not provided | Data not provided
Final Treatability Study Technical Memorandum Formosa Mine Superfund Site Douglas County, Oregon | FORMOSA MINE | ORN001002616 | N/A | OU2 | BCR5 01-05 | Abandoned | Sulfate-reducing bacteria (SRB) BCR with ChitoRem pre-treatment | Passive | Biochemical reactor (BCR) | Pre-treatment | Formosa 1 Adit discharge | Y | Entire system | Aerobic polishing cell (APC) | Data not provided | Pilot | July 2013- October 2013 | Magnesium | Mg, dissolved | mg/L | N | N/A | [6 empty] | 462 | 21.8 | -2019.2661 |  |  |  | Data not provided | Data not provided | Data not provided | Data not provided | Data not provided | Data not provided | Data not provided | Data not provided | Data not provided | Effluent | 6.51 | 0.06 | mg/L | 21.53 | °C | Data not provided | N/A | Data not provided | N/A | -158.1 | mV | 14800 | µS/cm | None | N/A | Data not provided | Data not provided | Data not provided | Data not provided | Data not provided | Data not provided | Y | The necessity and effectiveness of pre‐treatment to condition the water for BCR treatment, MIW loading rate for each BCR medium to achieve effective metal reduction and pH neutralization, Metals removal efficiency (MRE) and sulfate reduction rate for assessing reduction of contaminant toxicity, mass, and volume, through treatment using BCRs, Residuals generation rates (i.e. sludge from precipitation) for operation and maintenance (O&M) consideration, Replacement rate for spent treatment media (substrate for biochemical reactor or limestone in a pre‐treatment process) for O&M consideration, Impacts of wet weather on the treatment effectiveness and how the BCRs would respond to such changes | Data not provided | Data not provided | Data not provided | Data not provided | Data not provided | Data not provided | Data not provided
Final Treatability Study Technical Memorandum Formosa Mine Superfund Site Douglas County, Oregon | FORMOSA MINE | ORN001002616 | N/A | OU2 | BCR5 01-05 | Abandoned | Sulfate-reducing bacteria (SRB) BCR with ChitoRem pre-treatment | Passive | Biochemical reactor (BCR) | Pre-treatment | Formosa 1 Adit discharge | Y | Entire system | Aerobic polishing cell (APC) | Data not provided | Pilot | July 2013- October 2013 | Magnesium | Mg, dissolved | mg/L | N | N/A | [9 empty] | 33 | 25.3 | -30.4348 | Data not provided | Data not provided | Data not provided | Data not provided | Data not provided | Data not provided | Data not provided | Data not provided | Data not provided | Effluent | 6.62 | 0.08 | mg/L | 15.42 | °C | Data not provided | N/A | Data not provided | N/A | -231.3 | mV | 2087 | µS/cm | None | N/A | Data not provided | Data not provided | Data not provided | Data not provided | Data not provided | Data not provided | Y | The necessity and effectiveness of pre‐treatment to condition the water for BCR treatment, MIW loading rate for each BCR medium to achieve effective metal reduction and pH neutralization, Metals removal efficiency (MRE) and sulfate reduction rate for assessing reduction of contaminant toxicity, mass, and volume, through treatment using BCRs, Residuals generation rates (i.e. sludge from precipitation) for operation and maintenance (O&M) consideration, Replacement rate for spent treatment media (substrate for biochemical reactor or limestone in a pre‐treatment process) for O&M consideration, Impacts of wet weather on the treatment effectiveness and how the BCRs would respond to such changes | Data not provided | Data not provided | Data not provided | Data not provided | Data not provided | Data not provided | Data not provided
Final Treatability Study Technical Memorandum Formosa Mine Superfund Site Douglas County, Oregon | FORMOSA MINE | ORN001002616 | N/A | OU2 | BCR6 01-06 | Abandoned | Sulfate-reducing bacteria (SRB) BCR with ChitoRem pre-treatment | Passive | Biochemical reactor (BCR) | Pre-treatment | Formosa 1 Adit discharge | Y | Entire system | Aerobic polishing cell (APC) | Data not provided | Pilot | July 2013- October 2013 | Magnesium | Mg, total | mg/L | N | N/A | 25.8 | 91.5 | -254.6512 | [9 empty] | Data not provided | Data not provided | Data not provided | Data not provided | Data not provided | Data not provided | Data not provided | Data not provided | Data not provided | Influent | 3.51 | 1.1 | mg/L | 10.13 | °C | Data not provided | N/A | Data not provided | N/A | 320.9 | mV | 1532 | µS/cm | None | N/A | Data not provided | Data not provided | Data not provided | Data not provided | Data not provided | Data not provided | Y | The necessity and effectiveness of pre‐treatment to condition the water for BCR treatment, MIW loading rate for each BCR medium to achieve effective metal reduction and pH neutralization, Metals removal efficiency (MRE) and sulfate reduction rate for assessing reduction of contaminant toxicity, mass, and volume, through treatment using BCRs, Residuals generation rates (i.e. sludge from precipitation) for operation and maintenance (O&M) consideration, Replacement rate for spent treatment media (substrate for biochemical reactor or limestone in a pre‐treatment process) for O&M consideration, Impacts of wet weather on the treatment effectiveness and how the BCRs would respond to such changes | Data not provided | Data not provided | Data not provided | Data not provided | Data not provided | Data not provided | Data not provided
Final Treatability Study Technical Memorandum Formosa Mine Superfund Site Douglas County, Oregon | FORMOSA MINE | ORN001002616 | N/A | OU2 | BCR6 01-06 | Abandoned | Sulfate-reducing bacteria (SRB) BCR with ChitoRem pre-treatment | Passive | Biochemical reactor (BCR) | Pre-treatment | Formosa 1 Adit discharge | Y | Entire system | Aerobic polishing cell (APC) | Data not provided | Pilot | July 2013- October 2013 | Magnesium | Mg, total | mg/L | N | N/A | [6 empty] | 1100 | 21.9 | -4922.8311 |  |  |  | Data not provided | Data not provided | Data not provided | Data not provided | Data not provided | Data not provided | Data not provided | Data not provided | Data not provided | Effluent | 6.87 | 0.2 | mg/L | 21.81 | °C | Data not provided | N/A | Data not provided | N/A | -178.5 | mV | 37260 | µS/cm | None | N/A | Data not provided | Data not provided | Data not provided | Data not provided | Data not provided | Data not provided | Y | The necessity and effectiveness of pre‐treatment to condition the water for BCR treatment, MIW loading rate for each BCR medium to achieve effective metal reduction and pH neutralization, Metals removal efficiency (MRE) and sulfate reduction rate for assessing reduction of contaminant toxicity, mass, and volume, through treatment using BCRs, Residuals generation rates (i.e. sludge from precipitation) for operation and maintenance (O&M) consideration, Replacement rate for spent treatment media (substrate for biochemical reactor or limestone in a pre‐treatment process) for O&M consideration, Impacts of wet weather on the treatment effectiveness and how the BCRs would respond to such changes | Data not provided | Data not provided | Data not provided | Data not provided | Data not provided | Data not provided | Data not provided
Final Treatability Study Technical Memorandum Formosa Mine Superfund Site Douglas County, Oregon | FORMOSA MINE | ORN001002616 | N/A | OU2 | BCR6 01-06 | Abandoned | Sulfate-reducing bacteria (SRB) BCR with ChitoRem pre-treatment | Passive | Biochemical reactor (BCR) | Pre-treatment | Formosa 1 Adit discharge | Y | Entire system | Aerobic polishing cell (APC) | Data not provided | Pilot | July 2013- October 2013 | Magnesium | Mg, total | mg/L | N | N/A | [9 empty] | 80.2 | 24.8 | -223.3871 | Data not provided | Data not provided | Data not provided | Data not provided | Data not provided | Data not provided | Data not provided | Data not provided | Data not provided | Effluent | 6.52 | 0.38 | mg/L | 16.21 | °C | Data not provided | N/A | Data not provided | N/A | -207.9 | mV | 4551 | µS/cm | None | N/A | Data not provided | Data not provided | Data not provided | Data not provided | Data not provided | Data not provided | Y | The necessity and effectiveness of pre‐treatment to condition the water for BCR treatment, MIW loading rate for each BCR medium to achieve effective metal reduction and pH neutralization, Metals removal efficiency (MRE) and sulfate reduction rate for assessing reduction of contaminant toxicity, mass, and volume, through treatment using BCRs, Residuals generation rates (i.e. sludge from precipitation) for operation and maintenance (O&M) consideration, Replacement rate for spent treatment media (substrate for biochemical reactor or limestone in a pre‐treatment process) for O&M consideration, Impacts of wet weather on the treatment effectiveness and how the BCRs would respond to such changes | Data not provided | Data not provided | Data not provided | Data not provided | Data not provided | Data not provided | Data not provided
Final Treatability Study Technical Memorandum Formosa Mine Superfund Site Douglas County, Oregon | FORMOSA MINE | ORN001002616 | N/A | OU2 | BCR6 01-06 | Abandoned | Sulfate-reducing bacteria (SRB) BCR with ChitoRem pre-treatment | Passive | Biochemical reactor (BCR) | Pre-treatment | Formosa 1 Adit discharge | Y | Entire system | Aerobic polishing cell (APC) | Data not provided | Pilot | July 2013- October 2013 | Magnesium | Mg, dissolved | mg/L | N | N/A | 25.9 | 91.8 | -254.4402 | [9 empty] | Data not provided | Data not provided | Data not provided | Data not provided | Data not provided | Data not provided | Data not provided | Data not provided | Data not provided | Influent | 3.36 | 1.1 | mg/L | 10.13 | °C | Data not provided | N/A | Data not provided | N/A | 320.9 | mV | 1532 | µS/cm | None | N/A | Data not provided | Data not provided | Data not provided | Data not provided | Data not provided | Data not provided | Y | The necessity and effectiveness of pre‐treatment to condition the water for BCR treatment, MIW loading rate for each BCR medium to achieve effective metal reduction and pH neutralization, Metals removal efficiency (MRE) and sulfate reduction rate for assessing reduction of contaminant toxicity, mass, and volume, through treatment using BCRs, Residuals generation rates (i.e. sludge from precipitation) for operation and maintenance (O&M) consideration, Replacement rate for spent treatment media (substrate for biochemical reactor or limestone in a pre‐treatment process) for O&M consideration, Impacts of wet weather on the treatment effectiveness and how the BCRs would respond to such changes | Data not provided | Data not provided | Data not provided | Data not provided | Data not provided | Data not provided | Data not provided
Final Treatability Study Technical Memorandum Formosa Mine Superfund Site Douglas County, Oregon | FORMOSA MINE | ORN001002616 | N/A | OU2 | BCR6 01-06 | Abandoned | Sulfate-reducing bacteria (SRB) BCR with ChitoRem pre-treatment | Passive | Biochemical reactor (BCR) | Pre-treatment | Formosa 1 Adit discharge | Y | Entire system | Aerobic polishing cell (APC) | Data not provided | Pilot | July 2013- October 2013 | Magnesium | Mg, dissolved | mg/L | N | N/A |  |  |  | 21.8 | 1040 | -4670.6422 | [6 empty] | Data not provided | Data not provided | Data not provided | Data not provided | Data not provided | Data not provided | Data not provided | Data not provided | Data not provided | Influent | 3.34 | 2.04 | mg/L | 13.7 | °C | Data not provided | N/A | Data not provided | N/A | 389.1 | mV | 1470 | µS/cm | None | N/A | Data not provided | Data not provided | Data not provided | Data not provided | Data not provided | Data not provided | Y | The necessity and effectiveness of pre‐treatment to condition the water for BCR treatment, MIW loading rate for each BCR medium to achieve effective metal reduction and pH neutralization, Metals removal efficiency (MRE) and sulfate reduction rate for assessing reduction of contaminant toxicity, mass, and volume, through treatment using BCRs, Residuals generation rates (i.e. sludge from precipitation) for operation and maintenance (O&M) consideration, Replacement rate for spent treatment media (substrate for biochemical reactor or limestone in a pre‐treatment process) for O&M consideration, Impacts of wet weather on the treatment effectiveness and how the BCRs would respond to such changes | Data not provided | Data not provided | Data not provided | Data not provided | Data not provided | Data not provided | Data not provided
Final Treatability Study Technical Memorandum Formosa Mine Superfund Site Douglas County, Oregon | FORMOSA MINE | ORN001002616 | N/A | OU2 | BCR6 01-06 | Abandoned | Sulfate-reducing bacteria (SRB) BCR with ChitoRem pre-treatment | Passive | Biochemical reactor (BCR) | Pre-treatment | Formosa 1 Adit discharge | Y | Entire system | Aerobic polishing cell (APC) | Data not provided | Pilot | July 2013- October 2013 | Magnesium | Mg, dissolved | mg/L | N | N/A | [6 empty] | 1040 | 21.8 | -4670.6422 |  |  |  | Data not provided | Data not provided | Data not provided | Data not provided | Data not provided | Data not provided | Data not provided | Data not provided | Data not provided | Effluent | 6.69 | 0.2 | mg/L | 21.81 | °C | Data not provided | N/A | Data not provided | N/A | -178.5 | mV | 37260 | µS/cm | None | N/A | Data not provided | Data not provided | Data not provided | Data not provided | Data not provided | Data not provided | Y | The necessity and effectiveness of pre‐treatment to condition the water for BCR treatment, MIW loading rate for each BCR medium to achieve effective metal reduction and pH neutralization, Metals removal efficiency (MRE) and sulfate reduction rate for assessing reduction of contaminant toxicity, mass, and volume, through treatment using BCRs, Residuals generation rates (i.e. sludge from precipitation) for operation and maintenance (O&M) consideration, Replacement rate for spent treatment media (substrate for biochemical reactor or limestone in a pre‐treatment process) for O&M consideration, Impacts of wet weather on the treatment effectiveness and how the BCRs would respond to such changes | Data not provided | Data not provided | Data not provided | Data not provided | Data not provided | Data not provided | Data not provided
Final Treatability Study Technical Memorandum Formosa Mine Superfund Site Douglas County, Oregon | FORMOSA MINE | ORN001002616 | N/A | OU2 | BCR6 01-06 | Abandoned | Sulfate-reducing bacteria (SRB) BCR with ChitoRem pre-treatment | Passive | Biochemical reactor (BCR) | Pre-treatment | Formosa 1 Adit discharge | Y | Entire system | Aerobic polishing cell (APC) | Data not provided | Pilot | July 2013- October 2013 | Magnesium | Mg, dissolved | mg/L | N | N/A | [9 empty] | 76.1 | 25.3 | -200.7905 | Data not provided | Data not provided | Data not provided | Data not provided | Data not provided | Data not provided | Data not provided | Data not provided | Data not provided | Effluent | 6.32 | 0.38 | mg/L | 16.21 | °C | Data not provided | N/A | Data not provided | N/A | -207.9 | mV | 4551 | µS/cm | None | N/A | Data not provided | Data not provided | Data not provided | Data not provided | Data not provided | Data not provided | Y | The necessity and effectiveness of pre‐treatment to condition the water for BCR treatment, MIW loading rate for each BCR medium to achieve effective metal reduction and pH neutralization, Metals removal efficiency (MRE) and sulfate reduction rate for assessing reduction of contaminant toxicity, mass, and volume, through treatment using BCRs, Residuals generation rates (i.e. sludge from precipitation) for operation and maintenance (O&M) consideration, Replacement rate for spent treatment media (substrate for biochemical reactor or limestone in a pre‐treatment process) for O&M consideration, Impacts of wet weather on the treatment effectiveness and how the BCRs would respond to such changes | Data not provided | Data not provided | Data not provided | Data not provided | Data not provided | Data not provided | Data not provided
Final Treatability Study Technical Memorandum Formosa Mine Superfund Site Douglas County, Oregon | FORMOSA MINE | ORN001002616 | N/A | OU2 | BCR1 01-01 | Abandoned | Sulfate-reducing bacteria (SRB) BCR without pre-treatment | Passive | Biochemical reactor (BCR) | No pre-treatment | Formosa 1 Adit discharge | N | BCR without pre-treatment | Aerobic polishing cell (APC) | Data not provided | Pilot | July 2013- October 2013 | Manganese | Mn, total | mg/L | N | N/A | 2.24 | 2.21 | 1.3393 | [9 empty] | Data not provided | Data not provided | Data not provided | Data not provided | Data not provided | Data not provided | Data not provided | Data not provided | Data not provided | Influent | 3.51 | 1.1 | mg/L | 10.13 | °C | Data not provided | N/A | Data not provided | N/A | 320.9 | mV | 1532 | µS/cm | None | N/A | Data not provided | Data not provided | Data not provided | Data not provided | Data not provided | Data not provided | Y | The necessity and effectiveness of pre‐treatment to condition the water for BCR treatment, MIW loading rate for each BCR medium to achieve effective metal reduction and pH neutralization, Metals removal efficiency (MRE) and sulfate reduction rate for assessing reduction of contaminant toxicity, mass, and volume, through treatment using BCRs, Residuals generation rates (i.e. sludge from precipitation) for operation and maintenance (O&M) consideration, Replacement rate for spent treatment media (substrate for biochemical reactor or limestone in a pre‐treatment process) for O&M consideration, Impacts of wet weather on the treatment effectiveness and how the BCRs would respond to such changes | Data not provided | Data not provided | Data not provided | Data not provided | Data not provided | Data not provided | Data not provided
Final Treatability Study Technical Memorandum Formosa Mine Superfund Site Douglas County, Oregon | FORMOSA MINE | ORN001002616 | N/A | OU2 | BCR1 01-01 | Abandoned | Sulfate-reducing bacteria (SRB) BCR without pre-treatment | Passive | Biochemical reactor (BCR) | No pre-treatment | Formosa 1 Adit discharge | N | BCR without pre-treatment | Aerobic polishing cell (APC) | Data not provided | Pilot | July 2013- October 2013 | Manganese | Mn, total | mg/L | N | N/A | [6 empty] | 3.19 | 2.06 | -54.8544 |  |  |  | Data not provided | Data not provided | Data not provided | Data not provided | Data not provided | Data not provided | Data not provided | Data not provided | Data not provided | Effluent | 6.25 | 0.11 | mg/L | 21.04 | °C | Data not provided | N/A | Data not provided | N/A | -158.5 | mV | 3928 | µS/cm | None | N/A | Data not provided | Data not provided | Data not provided | Data not provided | Data not provided | Data not provided | Y | The necessity and effectiveness of pre‐treatment to condition the water for BCR treatment, MIW loading rate for each BCR medium to achieve effective metal reduction and pH neutralization, Metals removal efficiency (MRE) and sulfate reduction rate for assessing reduction of contaminant toxicity, mass, and volume, through treatment using BCRs, Residuals generation rates (i.e. sludge from precipitation) for operation and maintenance (O&M) consideration, Replacement rate for spent treatment media (substrate for biochemical reactor or limestone in a pre‐treatment process) for O&M consideration, Impacts of wet weather on the treatment effectiveness and how the BCRs would respond to such changes | Data not provided | Data not provided | Data not provided | Data not provided | Data not provided | Data not provided | Data not provided
Final Treatability Study Technical Memorandum Formosa Mine Superfund Site Douglas County, Oregon | FORMOSA MINE | ORN001002616 | N/A | OU2 | BCR1 01-01 | Abandoned | Sulfate-reducing bacteria (SRB) BCR without pre-treatment | Passive | Biochemical reactor (BCR) | No pre-treatment | Formosa 1 Adit discharge | N | BCR without pre-treatment | Aerobic polishing cell (APC) | Data not provided | Pilot | July 2013- October 2013 | Manganese | Mn, total | mg/L | N | N/A | [9 empty] | 2.21 | 2.24 | 1.3393 | Data not provided | Data not provided | Data not provided | Data not provided | Data not provided | Data not provided | Data not provided | Data not provided | Data not provided | Effluent | 6.07 | 1.91 | mg/L | 16.56 | °C | Data not provided | N/A | Data not provided | N/A | -21.4 | mV | 1215 | µS/cm | None | N/A | Data not provided | Data not provided | Data not provided | Data not provided | Data not provided | Data not provided | Y | The necessity and effectiveness of pre‐treatment to condition the water for BCR treatment, MIW loading rate for each BCR medium to achieve effective metal reduction and pH neutralization, Metals removal efficiency (MRE) and sulfate reduction rate for assessing reduction of contaminant toxicity, mass, and volume, through treatment using BCRs, Residuals generation rates (i.e. sludge from precipitation) for operation and maintenance (O&M) consideration, Replacement rate for spent treatment media (substrate for biochemical reactor or limestone in a pre‐treatment process) for O&M consideration, Impacts of wet weather on the treatment effectiveness and how the BCRs would respond to such changes | Data not provided | Data not provided | Data not provided | Data not provided | Data not provided | Data not provided | Data not provided
Final Treatability Study Technical Memorandum Formosa Mine Superfund Site Douglas County, Oregon | FORMOSA MINE | ORN001002616 | N/A | OU2 | BCR1 01-01 | Abandoned | Sulfate-reducing bacteria (SRB) BCR without pre-treatment | Passive | Biochemical reactor (BCR) | No pre-treatment | Formosa 1 Adit discharge | N | BCR without pre-treatment | Aerobic polishing cell (APC) | Data not provided | Pilot | July 2013- October 2013 | Manganese | Mn, dissolved | mg/L | N | N/A | 2.19 | 2.78 | -26.9406 | [9 empty] | Data not provided | Data not provided | Data not provided | Data not provided | Data not provided | Data not provided | Data not provided | Data not provided | Data not provided | Influent | 3.14 | 1.59 | mg/L | 10.71 | °C | Data not provided | N/A | Data not provided | N/A | 397.6 | mV | 1541 | µS/cm | None | N/A | Data not provided | Data not provided | Data not provided | Data not provided | Data not provided | Data not provided | Y | The necessity and effectiveness of pre‐treatment to condition the water for BCR treatment, MIW loading rate for each BCR medium to achieve effective metal reduction and pH neutralization, Metals removal efficiency (MRE) and sulfate reduction rate for assessing reduction of contaminant toxicity, mass, and volume, through treatment using BCRs, Residuals generation rates (i.e. sludge from precipitation) for operation and maintenance (O&M) consideration, Replacement rate for spent treatment media (substrate for biochemical reactor or limestone in a pre‐treatment process) for O&M consideration, Impacts of wet weather on the treatment effectiveness and how the BCRs would respond to such changes | Data not provided | Data not provided | Data not provided | Data not provided | Data not provided | Data not provided | Data not provided
Final Treatability Study Technical Memorandum Formosa Mine Superfund Site Douglas County, Oregon | FORMOSA MINE | ORN001002616 | N/A | OU2 | BCR1 01-01 | Abandoned | Sulfate-reducing bacteria (SRB) BCR without pre-treatment | Passive | Biochemical reactor (BCR) | No pre-treatment | Formosa 1 Adit discharge | N | BCR without pre-treatment | Aerobic polishing cell (APC) | Data not provided | Pilot | July 2013- October 2013 | Manganese | Mn, dissolved | mg/L | N | N/A |  |  |  | 2.09 | 2.91 | -39.2344 | [6 empty] | Data not provided | Data not provided | Data not provided | Data not provided | Data not provided | Data not provided | Data not provided | Data not provided | Data not provided | Influent | 3.34 | 2.04 | mg/L | 13.7 | °C | Data not provided | N/A | Data not provided | N/A | 389.1 | mV | 1470 | µS/cm | None | N/A | Data not provided | Data not provided | Data not provided | Data not provided | Data not provided | Data not provided | Y | The necessity and effectiveness of pre‐treatment to condition the water for BCR treatment, MIW loading rate for each BCR medium to achieve effective metal reduction and pH neutralization, Metals removal efficiency (MRE) and sulfate reduction rate for assessing reduction of contaminant toxicity, mass, and volume, through treatment using BCRs, Residuals generation rates (i.e. sludge from precipitation) for operation and maintenance (O&M) consideration, Replacement rate for spent treatment media (substrate for biochemical reactor or limestone in a pre‐treatment process) for O&M consideration, Impacts of wet weather on the treatment effectiveness and how the BCRs would respond to such changes | Data not provided | Data not provided | Data not provided | Data not provided | Data not provided | Data not provided | Data not provided
Final Treatability Study Technical Memorandum Formosa Mine Superfund Site Douglas County, Oregon | FORMOSA MINE | ORN001002616 | N/A | OU2 | BCR1 01-01 | Abandoned | Sulfate-reducing bacteria (SRB) BCR without pre-treatment | Passive | Biochemical reactor (BCR) | No pre-treatment | Formosa 1 Adit discharge | N | BCR without pre-treatment | Aerobic polishing cell (APC) | Data not provided | Pilot | July 2013- October 2013 | Manganese | Mn, dissolved | mg/L | N | N/A | [6 empty] | 2.91 | 2.09 | -39.2344 |  |  |  | Data not provided | Data not provided | Data not provided | Data not provided | Data not provided | Data not provided | Data not provided | Data not provided | Data not provided | Effluent | 6.25 | 0.11 | mg/L | 21.04 | °C | Data not provided | N/A | Data not provided | N/A | -158.5 | mV | 3928 | µS/cm | None | N/A | Data not provided | Data not provided | Data not provided | Data not provided | Data not provided | Data not provided | Y | The necessity and effectiveness of pre‐treatment to condition the water for BCR treatment, MIW loading rate for each BCR medium to achieve effective metal reduction and pH neutralization, Metals removal efficiency (MRE) and sulfate reduction rate for assessing reduction of contaminant toxicity, mass, and volume, through treatment using BCRs, Residuals generation rates (i.e. sludge from precipitation) for operation and maintenance (O&M) consideration, Replacement rate for spent treatment media (substrate for biochemical reactor or limestone in a pre‐treatment process) for O&M consideration, Impacts of wet weather on the treatment effectiveness and how the BCRs would respond to such changes | Data not provided | Data not provided | Data not provided | Data not provided | Data not provided | Data not provided | Data not provided
Final Treatability Study Technical Memorandum Formosa Mine Superfund Site Douglas County, Oregon | FORMOSA MINE | ORN001002616 | N/A | OU2 | BCR1 01-01 | Abandoned | Sulfate-reducing bacteria (SRB) BCR without pre-treatment | Passive | Biochemical reactor (BCR) | No pre-treatment | Formosa 1 Adit discharge | N | BCR without pre-treatment | Aerobic polishing cell (APC) | Data not provided | Pilot | July 2013- October 2013 | Manganese | Mn, dissolved | mg/L | N | N/A | [9 empty] | 2.12 | 2.15 | 1.3953 | Data not provided | Data not provided | Data not provided | Data not provided | Data not provided | Data not provided | Data not provided | Data not provided | Data not provided | Effluent | 5.9 | 1.91 | mg/L | 16.56 | °C | Data not provided | N/A | Data not provided | N/A | -21.4 | mV | 1215 | µS/cm | None | N/A | Data not provided | Data not provided | Data not provided | Data not provided | Data not provided | Data not provided | Y | The necessity and effectiveness of pre‐treatment to condition the water for BCR treatment, MIW loading rate for each BCR medium to achieve effective metal reduction and pH neutralization, Metals removal efficiency (MRE) and sulfate reduction rate for assessing reduction of contaminant toxicity, mass, and volume, through treatment using BCRs, Residuals generation rates (i.e. sludge from precipitation) for operation and maintenance (O&M) consideration, Replacement rate for spent treatment media (substrate for biochemical reactor or limestone in a pre‐treatment process) for O&M consideration, Impacts of wet weather on the treatment effectiveness and how the BCRs would respond to such changes | Data not provided | Data not provided | Data not provided | Data not provided | Data not provided | Data not provided | Data not provided
Final Treatability Study Technical Memorandum Formosa Mine Superfund Site Douglas County, Oregon | FORMOSA MINE | ORN001002616 | N/A | OU2 | BCR2 01-02 | Abandoned | Sulfate-reducing bacteria (SRB) BCR without pre-treatment | Passive | Biochemical reactor (BCR) | No pre-treatment | Formosa 1 Adit discharge | N | BCR without pre-treatment | Aerobic polishing cell (APC) | Data not provided | Pilot | July 2013- October 2013 | Manganese | Mn, total | mg/L | N | N/A | 2.24 | 0.851 | 62.0089 | [9 empty] | Data not provided | Data not provided | Data not provided | Data not provided | Data not provided | Data not provided | Data not provided | Data not provided | Data not provided | Influent | 3.51 | 1.1 | mg/L | 10.13 | °C | Data not provided | N/A | Data not provided | N/A | 320.9 | mV | 1532 | µS/cm | None | N/A | Data not provided | Data not provided | Data not provided | Data not provided | Data not provided | Data not provided | Y | The necessity and effectiveness of pre‐treatment to condition the water for BCR treatment, MIW loading rate for each BCR medium to achieve effective metal reduction and pH neutralization, Metals removal efficiency (MRE) and sulfate reduction rate for assessing reduction of contaminant toxicity, mass, and volume, through treatment using BCRs, Residuals generation rates (i.e. sludge from precipitation) for operation and maintenance (O&M) consideration, Replacement rate for spent treatment media (substrate for biochemical reactor or limestone in a pre‐treatment process) for O&M consideration, Impacts of wet weather on the treatment effectiveness and how the BCRs would respond to such changes | Data not provided | Data not provided | Data not provided | Data not provided | Data not provided | Data not provided | Data not provided
Final Treatability Study Technical Memorandum Formosa Mine Superfund Site Douglas County, Oregon | FORMOSA MINE | ORN001002616 | N/A | OU2 | BCR2 01-02 | Abandoned | Sulfate-reducing bacteria (SRB) BCR without pre-treatment | Passive | Biochemical reactor (BCR) | No pre-treatment | Formosa 1 Adit discharge | N | BCR without pre-treatment | Aerobic polishing cell (APC) | Data not provided | Pilot | July 2013- October 2013 | Manganese | Mn, total | mg/L | N | N/A | [6 empty] | 2.36 | 2.06 | -14.5631 |  |  |  | Data not provided | Data not provided | Data not provided | Data not provided | Data not provided | Data not provided | Data not provided | Data not provided | Data not provided | Effluent | 6.64 | 0.29 | mg/L | 21.63 | °C | Data not provided | N/A | Data not provided | N/A | -195.4 | mV | 35860 | µS/cm | None | N/A | Data not provided | Data not provided | Data not provided | Data not provided | Data not provided | Data not provided | Y | The necessity and effectiveness of pre‐treatment to condition the water for BCR treatment, MIW loading rate for each BCR medium to achieve effective metal reduction and pH neutralization, Metals removal efficiency (MRE) and sulfate reduction rate for assessing reduction of contaminant toxicity, mass, and volume, through treatment using BCRs, Residuals generation rates (i.e. sludge from precipitation) for operation and maintenance (O&M) consideration, Replacement rate for spent treatment media (substrate for biochemical reactor or limestone in a pre‐treatment process) for O&M consideration, Impacts of wet weather on the treatment effectiveness and how the BCRs would respond to such changes | Data not provided | Data not provided | Data not provided | Data not provided | Data not provided | Data not provided | Data not provided
Final Treatability Study Technical Memorandum Formosa Mine Superfund Site Douglas County, Oregon | FORMOSA MINE | ORN001002616 | N/A | OU2 | BCR2 01-02 | Abandoned | Sulfate-reducing bacteria (SRB) BCR without pre-treatment | Passive | Biochemical reactor (BCR) | No pre-treatment | Formosa 1 Adit discharge | N | BCR without pre-treatment | Aerobic polishing cell (APC) | Data not provided | Pilot | July 2013- October 2013 | Manganese | Mn, total | mg/L | N | N/A | [9 empty] | 0.668 | 2.09 | 68.0383 | Data not provided | Data not provided | Data not provided | Data not provided | Data not provided | Data not provided | Data not provided | Data not provided | Data not provided | Effluent | 6.34 | 0.27 | mg/L | 15.09 | °C | Data not provided | N/A | Data not provided | N/A | -181 | mV | 4367 | µS/cm | None | N/A | Data not provided | Data not provided | Data not provided | Data not provided | Data not provided | Data not provided | Y | The necessity and effectiveness of pre‐treatment to condition the water for BCR treatment, MIW loading rate for each BCR medium to achieve effective metal reduction and pH neutralization, Metals removal efficiency (MRE) and sulfate reduction rate for assessing reduction of contaminant toxicity, mass, and volume, through treatment using BCRs, Residuals generation rates (i.e. sludge from precipitation) for operation and maintenance (O&M) consideration, Replacement rate for spent treatment media (substrate for biochemical reactor or limestone in a pre‐treatment process) for O&M consideration, Impacts of wet weather on the treatment effectiveness and how the BCRs would respond to such changes | Data not provided | Data not provided | Data not provided | Data not provided | Data not provided | Data not provided | Data not provided
Final Treatability Study Technical Memorandum Formosa Mine Superfund Site Douglas County, Oregon | FORMOSA MINE | ORN001002616 | N/A | OU2 | BCR2 01-02 | Abandoned | Sulfate-reducing bacteria (SRB) BCR without pre-treatment | Passive | Biochemical reactor (BCR) | No pre-treatment | Formosa 1 Adit discharge | N | BCR without pre-treatment | Aerobic polishing cell (APC) | Data not provided | Pilot | July 2013- October 2013 | Manganese | Mn, dissolved | mg/L | N | N/A | 2.19 | 1.67 | 23.7443 | [9 empty] | Data not provided | Data not provided | Data not provided | Data not provided | Data not provided | Data not provided | Data not provided | Data not provided | Data not provided | Influent | 3.14 | 1.59 | mg/L | 10.71 | °C | Data not provided | N/A | Data not provided | N/A | 397.6 | mV | 1541 | µS/cm | None | N/A | Data not provided | Data not provided | Data not provided | Data not provided | Data not provided | Data not provided | Y | The necessity and effectiveness of pre‐treatment to condition the water for BCR treatment, MIW loading rate for each BCR medium to achieve effective metal reduction and pH neutralization, Metals removal efficiency (MRE) and sulfate reduction rate for assessing reduction of contaminant toxicity, mass, and volume, through treatment using BCRs, Residuals generation rates (i.e. sludge from precipitation) for operation and maintenance (O&M) consideration, Replacement rate for spent treatment media (substrate for biochemical reactor or limestone in a pre‐treatment process) for O&M consideration, Impacts of wet weather on the treatment effectiveness and how the BCRs would respond to such changes | Data not provided | Data not provided | Data not provided | Data not provided | Data not provided | Data not provided | Data not provided
Final Treatability Study Technical Memorandum Formosa Mine Superfund Site Douglas County, Oregon | FORMOSA MINE | ORN001002616 | N/A | OU2 | BCR2 01-02 | Abandoned | Sulfate-reducing bacteria (SRB) BCR without pre-treatment | Passive | Biochemical reactor (BCR) | No pre-treatment | Formosa 1 Adit discharge | N | BCR without pre-treatment | Aerobic polishing cell (APC) | Data not provided | Pilot | July 2013- October 2013 | Manganese | Mn, dissolved | mg/L | N | N/A |  |  |  | 2.09 | 2.16 | -3.3493 | [6 empty] | Data not provided | Data not provided | Data not provided | Data not provided | Data not provided | Data not provided | Data not provided | Data not provided | Data not provided | Influent | 3.34 | 2.04 | mg/L | 13.7 | °C | Data not provided | N/A | Data not provided | N/A | 389.1 | mV | 1470 | µS/cm | None | N/A | Data not provided | Data not provided | Data not provided | Data not provided | Data not provided | Data not provided | Y | The necessity and effectiveness of pre‐treatment to condition the water for BCR treatment, MIW loading rate for each BCR medium to achieve effective metal reduction and pH neutralization, Metals removal efficiency (MRE) and sulfate reduction rate for assessing reduction of contaminant toxicity, mass, and volume, through treatment using BCRs, Residuals generation rates (i.e. sludge from precipitation) for operation and maintenance (O&M) consideration, Replacement rate for spent treatment media (substrate for biochemical reactor or limestone in a pre‐treatment process) for O&M consideration, Impacts of wet weather on the treatment effectiveness and how the BCRs would respond to such changes | Data not provided | Data not provided | Data not provided | Data not provided | Data not provided | Data not provided | Data not provided
Final Treatability Study Technical Memorandum Formosa Mine Superfund Site Douglas County, Oregon | FORMOSA MINE | ORN001002616 | N/A | OU2 | BCR2 01-02 | Abandoned | Sulfate-reducing bacteria (SRB) BCR without pre-treatment | Passive | Biochemical reactor (BCR) | No pre-treatment | Formosa 1 Adit discharge | N | BCR without pre-treatment | Aerobic polishing cell (APC) | Data not provided | Pilot | July 2013- October 2013 | Manganese | Mn, dissolved | mg/L | N | N/A | [6 empty] | 2.16 | 2.09 | -3.3493 |  |  |  | Data not provided | Data not provided | Data not provided | Data not provided | Data not provided | Data not provided | Data not provided | Data not provided | Data not provided | Effluent | 6.64 | 0.29 | mg/L | 21.63 | °C | Data not provided | N/A | Data not provided | N/A | -195.4 | mV | 35860 | µS/cm | None | N/A | Data not provided | Data not provided | Data not provided | Data not provided | Data not provided | Data not provided | Y | The necessity and effectiveness of pre‐treatment to condition the water for BCR treatment, MIW loading rate for each BCR medium to achieve effective metal reduction and pH neutralization, Metals removal efficiency (MRE) and sulfate reduction rate for assessing reduction of contaminant toxicity, mass, and volume, through treatment using BCRs, Residuals generation rates (i.e. sludge from precipitation) for operation and maintenance (O&M) consideration, Replacement rate for spent treatment media (substrate for biochemical reactor or limestone in a pre‐treatment process) for O&M consideration, Impacts of wet weather on the treatment effectiveness and how the BCRs would respond to such changes | Data not provided | Data not provided | Data not provided | Data not provided | Data not provided | Data not provided | Data not provided
Final Treatability Study Technical Memorandum Formosa Mine Superfund Site Douglas County, Oregon | FORMOSA MINE | ORN001002616 | N/A | OU2 | BCR2 01-02 | Abandoned | Sulfate-reducing bacteria (SRB) BCR without pre-treatment | Passive | Biochemical reactor (BCR) | No pre-treatment | Formosa 1 Adit discharge | N | BCR without pre-treatment | Aerobic polishing cell (APC) | Data not provided | Pilot | July 2013- October 2013 | Manganese | Mn, dissolved | mg/L | N | N/A | [9 empty] | 0.5 | 2.17 | 76.9585 | Data not provided | Data not provided | Data not provided | Data not provided | Data not provided | Data not provided | Data not provided | Data not provided | Data not provided | Effluent | 6.44 | 0.82 | mg/L | 18.16 | °C | Data not provided | N/A | Data not provided | N/A | -162.9 | mV | 8045 | µS/cm | None | N/A | Data not provided | Data not provided | Data not provided | Data not provided | Data not provided | Data not provided | Y | The necessity and effectiveness of pre‐treatment to condition the water for BCR treatment, MIW loading rate for each BCR medium to achieve effective metal reduction and pH neutralization, Metals removal efficiency (MRE) and sulfate reduction rate for assessing reduction of contaminant toxicity, mass, and volume, through treatment using BCRs, Residuals generation rates (i.e. sludge from precipitation) for operation and maintenance (O&M) consideration, Replacement rate for spent treatment media (substrate for biochemical reactor or limestone in a pre‐treatment process) for O&M consideration, Impacts of wet weather on the treatment effectiveness and how the BCRs would respond to such changes | Data not provided | Data not provided | Data not provided | Data not provided | Data not provided | Data not provided | Data not provided
Final Treatability Study Technical Memorandum Formosa Mine Superfund Site Douglas County, Oregon | FORMOSA MINE | ORN001002616 | N/A | OU2 | BCR3 01-03 | Abandoned | Sulfate-reducing bacteria (SRB) BCR with SAPS pre-treatment | Passive | Biochemical reactor (BCR) | Pre-treatment | Formosa 1 Adit discharge | Y | Entire system | Aerobic polishing cell (APC) | Data not provided | Pilot | July 2013- October 2013 | Manganese | Mn, total | mg/L | N | N/A | 2.24 | 2.52 | -12.5 | [9 empty] | Data not provided | Data not provided | Data not provided | Data not provided | Data not provided | Data not provided | Data not provided | Data not provided | Data not provided | Influent | 3.51 | 1.1 | mg/L | 10.13 | °C | Data not provided | N/A | Data not provided | N/A | 320.9 | mV | 1532 | µS/cm | None | N/A | Data not provided | Data not provided | Data not provided | Data not provided | Data not provided | Data not provided | Y | The necessity and effectiveness of pre‐treatment to condition the water for BCR treatment, MIW loading rate for each BCR medium to achieve effective metal reduction and pH neutralization, Metals removal efficiency (MRE) and sulfate reduction rate for assessing reduction of contaminant toxicity, mass, and volume, through treatment using BCRs, Residuals generation rates (i.e. sludge from precipitation) for operation and maintenance (O&M) consideration, Replacement rate for spent treatment media (substrate for biochemical reactor or limestone in a pre‐treatment process) for O&M consideration, Impacts of wet weather on the treatment effectiveness and how the BCRs would respond to such changes | Data not provided | Data not provided | Data not provided | Data not provided | Data not provided | Data not provided | Data not provided
Final Treatability Study Technical Memorandum Formosa Mine Superfund Site Douglas County, Oregon | FORMOSA MINE | ORN001002616 | N/A | OU2 | BCR3 01-03 | Abandoned | Sulfate-reducing bacteria (SRB) BCR with SAPS pre-treatment | Passive | Biochemical reactor (BCR) | Pre-treatment | Formosa 1 Adit discharge | Y | Entire system | Aerobic polishing cell (APC) | Data not provided | Pilot | July 2013- October 2013 | Manganese | Mn, total | mg/L | N | N/A | [6 empty] | 3.64 | 2.06 | -76.699 |  |  |  | Data not provided | Data not provided | Data not provided | Data not provided | Data not provided | Data not provided | Data not provided | Data not provided | Data not provided | Effluent | 6.41 | 0.13 | mg/L | 20.83 | °C | Data not provided | N/A | Data not provided | N/A | 149.5 | mV | 7404 | µS/cm | None | N/A | Data not provided | Data not provided | Data not provided | Data not provided | Data not provided | Data not provided | Y | The necessity and effectiveness of pre‐treatment to condition the water for BCR treatment, MIW loading rate for each BCR medium to achieve effective metal reduction and pH neutralization, Metals removal efficiency (MRE) and sulfate reduction rate for assessing reduction of contaminant toxicity, mass, and volume, through treatment using BCRs, Residuals generation rates (i.e. sludge from precipitation) for operation and maintenance (O&M) consideration, Replacement rate for spent treatment media (substrate for biochemical reactor or limestone in a pre‐treatment process) for O&M consideration, Impacts of wet weather on the treatment effectiveness and how the BCRs would respond to such changes | Data not provided | Data not provided | Data not provided | Data not provided | Data not provided | Data not provided | Data not provided
Final Treatability Study Technical Memorandum Formosa Mine Superfund Site Douglas County, Oregon | FORMOSA MINE | ORN001002616 | N/A | OU2 | BCR3 01-03 | Abandoned | Sulfate-reducing bacteria (SRB) BCR with SAPS pre-treatment | Passive | Biochemical reactor (BCR) | Pre-treatment | Formosa 1 Adit discharge | Y | Entire system | Aerobic polishing cell (APC) | Data not provided | Pilot | July 2013- October 2013 | Manganese | Mn, total | mg/L | N | N/A | [9 empty] | 2.52 | 2.24 | -12.5 | Data not provided | Data not provided | Data not provided | Data not provided | Data not provided | Data not provided | Data not provided | Data not provided | Data not provided | Effluent | 6.16 | 1.16 | mg/L | 16.36 | °C | Data not provided | N/A | Data not provided | N/A | -209.4 | mV | 1286 | µS/cm | None | N/A | Data not provided | Data not provided | Data not provided | Data not provided | Data not provided | Data not provided | Y | The necessity and effectiveness of pre‐treatment to condition the water for BCR treatment, MIW loading rate for each BCR medium to achieve effective metal reduction and pH neutralization, Metals removal efficiency (MRE) and sulfate reduction rate for assessing reduction of contaminant toxicity, mass, and volume, through treatment using BCRs, Residuals generation rates (i.e. sludge from precipitation) for operation and maintenance (O&M) consideration, Replacement rate for spent treatment media (substrate for biochemical reactor or limestone in a pre‐treatment process) for O&M consideration, Impacts of wet weather on the treatment effectiveness and how the BCRs would respond to such changes | Data not provided | Data not provided | Data not provided | Data not provided | Data not provided | Data not provided | Data not provided
Final Treatability Study Technical Memorandum Formosa Mine Superfund Site Douglas County, Oregon | FORMOSA MINE | ORN001002616 | N/A | OU2 | BCR3 01-03 | Abandoned | Sulfate-reducing bacteria (SRB) BCR with SAPS pre-treatment | Passive | Biochemical reactor (BCR) | Pre-treatment | Formosa 1 Adit discharge | Y | Entire system | Aerobic polishing cell (APC) | Data not provided | Pilot | July 2013- October 2013 | Manganese | Mn, dissolved | mg/L | N | N/A | 2.19 | 3.29 | -50.2283 | [9 empty] | Data not provided | Data not provided | Data not provided | Data not provided | Data not provided | Data not provided | Data not provided | Data not provided | Data not provided | Influent | 3.14 | 1.59 | mg/L | 10.71 | °C | Data not provided | N/A | Data not provided | N/A | 397.6 | mV | 1541 | µS/cm | None | N/A | Data not provided | Data not provided | Data not provided | Data not provided | Data not provided | Data not provided | Y | The necessity and effectiveness of pre‐treatment to condition the water for BCR treatment, MIW loading rate for each BCR medium to achieve effective metal reduction and pH neutralization, Metals removal efficiency (MRE) and sulfate reduction rate for assessing reduction of contaminant toxicity, mass, and volume, through treatment using BCRs, Residuals generation rates (i.e. sludge from precipitation) for operation and maintenance (O&M) consideration, Replacement rate for spent treatment media (substrate for biochemical reactor or limestone in a pre‐treatment process) for O&M consideration, Impacts of wet weather on the treatment effectiveness and how the BCRs would respond to such changes | Data not provided | Data not provided | Data not provided | Data not provided | Data not provided | Data not provided | Data not provided
Final Treatability Study Technical Memorandum Formosa Mine Superfund Site Douglas County, Oregon | FORMOSA MINE | ORN001002616 | N/A | OU2 | BCR3 01-03 | Abandoned | Sulfate-reducing bacteria (SRB) BCR with SAPS pre-treatment | Passive | Biochemical reactor (BCR) | Pre-treatment | Formosa 1 Adit discharge | Y | Entire system | Aerobic polishing cell (APC) | Data not provided | Pilot | July 2013- October 2013 | Manganese | Mn, dissolved | mg/L | N | N/A |  |  |  | 2.09 | 3.01 | -44.0191 | [6 empty] | Data not provided | Data not provided | Data not provided | Data not provided | Data not provided | Data not provided | Data not provided | Data not provided | Data not provided | Influent | 3.34 | 2.04 | mg/L | 13.7 | °C | Data not provided | N/A | Data not provided | N/A | 389.1 | mV | 1470 | µS/cm | None | N/A | Data not provided | Data not provided | Data not provided | Data not provided | Data not provided | Data not provided | Y | The necessity and effectiveness of pre‐treatment to condition the water for BCR treatment, MIW loading rate for each BCR medium to achieve effective metal reduction and pH neutralization, Metals removal efficiency (MRE) and sulfate reduction rate for assessing reduction of contaminant toxicity, mass, and volume, through treatment using BCRs, Residuals generation rates (i.e. sludge from precipitation) for operation and maintenance (O&M) consideration, Replacement rate for spent treatment media (substrate for biochemical reactor or limestone in a pre‐treatment process) for O&M consideration, Impacts of wet weather on the treatment effectiveness and how the BCRs would respond to such changes | Data not provided | Data not provided | Data not provided | Data not provided | Data not provided | Data not provided | Data not provided
Final Treatability Study Technical Memorandum Formosa Mine Superfund Site Douglas County, Oregon | FORMOSA MINE | ORN001002616 | N/A | OU2 | BCR3 01-03 | Abandoned | Sulfate-reducing bacteria (SRB) BCR with SAPS pre-treatment | Passive | Biochemical reactor (BCR) | Pre-treatment | Formosa 1 Adit discharge | Y | Entire system | Aerobic polishing cell (APC) | Data not provided | Pilot | July 2013- October 2013 | Manganese | Mn, dissolved | mg/L | N | N/A | [6 empty] | 3.29 | 2.19 | -50.2283 |  |  |  | Data not provided | Data not provided | Data not provided | Data not provided | Data not provided | Data not provided | Data not provided | Data not provided | Data not provided | Effluent | 5.99 | 0.37 | mg/L | 19.36 | °C | Data not provided | N/A | Data not provided | N/A | -118.8 | mV | 1448 | µS/cm | None | N/A | Data not provided | Data not provided | Data not provided | Data not provided | Data not provided | Data not provided | Y | The necessity and effectiveness of pre‐treatment to condition the water for BCR treatment, MIW loading rate for each BCR medium to achieve effective metal reduction and pH neutralization, Metals removal efficiency (MRE) and sulfate reduction rate for assessing reduction of contaminant toxicity, mass, and volume, through treatment using BCRs, Residuals generation rates (i.e. sludge from precipitation) for operation and maintenance (O&M) consideration, Replacement rate for spent treatment media (substrate for biochemical reactor or limestone in a pre‐treatment process) for O&M consideration, Impacts of wet weather on the treatment effectiveness and how the BCRs would respond to such changes | Data not provided | Data not provided | Data not provided | Data not provided | Data not provided | Data not provided | Data not provided
Final Treatability Study Technical Memorandum Formosa Mine Superfund Site Douglas County, Oregon | FORMOSA MINE | ORN001002616 | N/A | OU2 | BCR3 01-03 | Abandoned | Sulfate-reducing bacteria (SRB) BCR with SAPS pre-treatment | Passive | Biochemical reactor (BCR) | Pre-treatment | Formosa 1 Adit discharge | Y | Entire system | Aerobic polishing cell (APC) | Data not provided | Pilot | July 2013- October 2013 | Manganese | Mn, dissolved | mg/L | N | N/A | [9 empty] | 2.43 | 2.15 | -13.0233 | Data not provided | Data not provided | Data not provided | Data not provided | Data not provided | Data not provided | Data not provided | Data not provided | Data not provided | Effluent | 6.16 | 1.16 | mg/L | 16.36 | °C | Data not provided | N/A | Data not provided | N/A | -209.4 | mV | 1286 | µS/cm | None | N/A | Data not provided | Data not provided | Data not provided | Data not provided | Data not provided | Data not provided | Y | The necessity and effectiveness of pre‐treatment to condition the water for BCR treatment, MIW loading rate for each BCR medium to achieve effective metal reduction and pH neutralization, Metals removal efficiency (MRE) and sulfate reduction rate for assessing reduction of contaminant toxicity, mass, and volume, through treatment using BCRs, Residuals generation rates (i.e. sludge from precipitation) for operation and maintenance (O&M) consideration, Replacement rate for spent treatment media (substrate for biochemical reactor or limestone in a pre‐treatment process) for O&M consideration, Impacts of wet weather on the treatment effectiveness and how the BCRs would respond to such changes | Data not provided | Data not provided | Data not provided | Data not provided | Data not provided | Data not provided | Data not provided
Final Treatability Study Technical Memorandum Formosa Mine Superfund Site Douglas County, Oregon | FORMOSA MINE | ORN001002616 | N/A | OU2 | BCR4 01-04 | Abandoned | Sulfate-reducing bacteria (SRB) BCR with SAPS pre-treatment | Passive | Biochemical reactor (BCR) | Pre-treatment | Formosa 1 Adit discharge | Y | Entire system | Aerobic polishing cell (APC) | Data not provided | Pilot | July 2013- October 2013 | Manganese | Mn, total | mg/L | N | N/A | 2.24 | 2.04 | 8.9286 | [9 empty] | Data not provided | Data not provided | Data not provided | Data not provided | Data not provided | Data not provided | Data not provided | Data not provided | Data not provided | Influent | 3.51 | 1.1 | mg/L | 10.13 | °C | Data not provided | N/A | Data not provided | N/A | 320.9 | mV | 1532 | µS/cm | None | N/A | Data not provided | Data not provided | Data not provided | Data not provided | Data not provided | Data not provided | Y | The necessity and effectiveness of pre‐treatment to condition the water for BCR treatment, MIW loading rate for each BCR medium to achieve effective metal reduction and pH neutralization, Metals removal efficiency (MRE) and sulfate reduction rate for assessing reduction of contaminant toxicity, mass, and volume, through treatment using BCRs, Residuals generation rates (i.e. sludge from precipitation) for operation and maintenance (O&M) consideration, Replacement rate for spent treatment media (substrate for biochemical reactor or limestone in a pre‐treatment process) for O&M consideration, Impacts of wet weather on the treatment effectiveness and how the BCRs would respond to such changes | Data not provided | Data not provided | Data not provided | Data not provided | Data not provided | Data not provided | Data not provided
Final Treatability Study Technical Memorandum Formosa Mine Superfund Site Douglas County, Oregon | FORMOSA MINE | ORN001002616 | N/A | OU2 | BCR4 01-04 | Abandoned | Sulfate-reducing bacteria (SRB) BCR with SAPS pre-treatment | Passive | Biochemical reactor (BCR) | Pre-treatment | Formosa 1 Adit discharge | Y | Entire system | Aerobic polishing cell (APC) | Data not provided | Pilot | July 2013- October 2013 | Manganese | Mn, total | mg/L | N | N/A | [6 empty] | 2.04 | 2.24 | 8.9286 |  |  |  | Data not provided | Data not provided | Data not provided | Data not provided | Data not provided | Data not provided | Data not provided | Data not provided | Data not provided | Effluent | 6.25 | 1.51 | mg/L | 16.04 | °C | Data not provided | N/A | Data not provided | N/A | -247.6 | mV | 2076 | µS/cm | None | N/A | Data not provided | Data not provided | Data not provided | Data not provided | Data not provided | Data not provided | Y | The necessity and effectiveness of pre‐treatment to condition the water for BCR treatment, MIW loading rate for each BCR medium to achieve effective metal reduction and pH neutralization, Metals removal efficiency (MRE) and sulfate reduction rate for assessing reduction of contaminant toxicity, mass, and volume, through treatment using BCRs, Residuals generation rates (i.e. sludge from precipitation) for operation and maintenance (O&M) consideration, Replacement rate for spent treatment media (substrate for biochemical reactor or limestone in a pre‐treatment process) for O&M consideration, Impacts of wet weather on the treatment effectiveness and how the BCRs would respond to such changes | Data not provided | Data not provided | Data not provided | Data not provided | Data not provided | Data not provided | Data not provided
Final Treatability Study Technical Memorandum Formosa Mine Superfund Site Douglas County, Oregon | FORMOSA MINE | ORN001002616 | N/A | OU2 | BCR4 01-04 | Abandoned | Sulfate-reducing bacteria (SRB) BCR with SAPS pre-treatment | Passive | Biochemical reactor (BCR) | Pre-treatment | Formosa 1 Adit discharge | Y | Entire system | Aerobic polishing cell (APC) | Data not provided | Pilot | July 2013- October 2013 | Manganese | Mn, total | mg/L | N | N/A | [9 empty] | 1.22 | 2.19 | 44.2922 | Data not provided | Data not provided | Data not provided | Data not provided | Data not provided | Data not provided | Data not provided | Data not provided | Data not provided | Effluent | 6.82 | 0.17 | mg/L | 21.21 | °C | Data not provided | N/A | Data not provided | N/A | -178.9 | mV | 23850 | µS/cm | None | N/A | Data not provided | Data not provided | Data not provided | Data not provided | Data not provided | Data not provided | Y | The necessity and effectiveness of pre‐treatment to condition the water for BCR treatment, MIW loading rate for each BCR medium to achieve effective metal reduction and pH neutralization, Metals removal efficiency (MRE) and sulfate reduction rate for assessing reduction of contaminant toxicity, mass, and volume, through treatment using BCRs, Residuals generation rates (i.e. sludge from precipitation) for operation and maintenance (O&M) consideration, Replacement rate for spent treatment media (substrate for biochemical reactor or limestone in a pre‐treatment process) for O&M consideration, Impacts of wet weather on the treatment effectiveness and how the BCRs would respond to such changes | Data not provided | Data not provided | Data not provided | Data not provided | Data not provided | Data not provided | Data not provided
Final Treatability Study Technical Memorandum Formosa Mine Superfund Site Douglas County, Oregon | FORMOSA MINE | ORN001002616 | N/A | OU2 | BCR4 01-04 | Abandoned | Sulfate-reducing bacteria (SRB) BCR with SAPS pre-treatment | Passive | Biochemical reactor (BCR) | Pre-treatment | Formosa 1 Adit discharge | Y | Entire system | Aerobic polishing cell (APC) | Data not provided | Pilot | July 2013- October 2013 | Manganese | Mn, dissolved | mg/L | N | N/A | 2.19 | 1.07 | 51.1416 | [9 empty] | Data not provided | Data not provided | Data not provided | Data not provided | Data not provided | Data not provided | Data not provided | Data not provided | Data not provided | Influent | 3.14 | 1.59 | mg/L | 10.71 | °C | Data not provided | N/A | Data not provided | N/A | 397.6 | mV | 1541 | µS/cm | None | N/A | Data not provided | Data not provided | Data not provided | Data not provided | Data not provided | Data not provided | Y | The necessity and effectiveness of pre‐treatment to condition the water for BCR treatment, MIW loading rate for each BCR medium to achieve effective metal reduction and pH neutralization, Metals removal efficiency (MRE) and sulfate reduction rate for assessing reduction of contaminant toxicity, mass, and volume, through treatment using BCRs, Residuals generation rates (i.e. sludge from precipitation) for operation and maintenance (O&M) consideration, Replacement rate for spent treatment media (substrate for biochemical reactor or limestone in a pre‐treatment process) for O&M consideration, Impacts of wet weather on the treatment effectiveness and how the BCRs would respond to such changes | Data not provided | Data not provided | Data not provided | Data not provided | Data not provided | Data not provided | Data not provided
Final Treatability Study Technical Memorandum Formosa Mine Superfund Site Douglas County, Oregon | FORMOSA MINE | ORN001002616 | N/A | OU2 | BCR4 01-04 | Abandoned | Sulfate-reducing bacteria (SRB) BCR with SAPS pre-treatment | Passive | Biochemical reactor (BCR) | Pre-treatment | Formosa 1 Adit discharge | Y | Entire system | Aerobic polishing cell (APC) | Data not provided | Pilot | July 2013- October 2013 | Manganese | Mn, dissolved | mg/L | N | N/A |  |  |  | 2.09 | 1.56 | 25.3589 | [6 empty] | Data not provided | Data not provided | Data not provided | Data not provided | Data not provided | Data not provided | Data not provided | Data not provided | Data not provided | Influent | 3.34 | 2.04 | mg/L | 13.7 | °C | Data not provided | N/A | Data not provided | N/A | 389.1 | mV | 1470 | µS/cm | None | N/A | Data not provided | Data not provided | Data not provided | Data not provided | Data not provided | Data not provided | Y | The necessity and effectiveness of pre‐treatment to condition the water for BCR treatment, MIW loading rate for each BCR medium to achieve effective metal reduction and pH neutralization, Metals removal efficiency (MRE) and sulfate reduction rate for assessing reduction of contaminant toxicity, mass, and volume, through treatment using BCRs, Residuals generation rates (i.e. sludge from precipitation) for operation and maintenance (O&M) consideration, Replacement rate for spent treatment media (substrate for biochemical reactor or limestone in a pre‐treatment process) for O&M consideration, Impacts of wet weather on the treatment effectiveness and how the BCRs would respond to such changes | Data not provided | Data not provided | Data not provided | Data not provided | Data not provided | Data not provided | Data not provided
Final Treatability Study Technical Memorandum Formosa Mine Superfund Site Douglas County, Oregon | FORMOSA MINE | ORN001002616 | N/A | OU2 | BCR4 01-04 | Abandoned | Sulfate-reducing bacteria (SRB) BCR with SAPS pre-treatment | Passive | Biochemical reactor (BCR) | Pre-treatment | Formosa 1 Adit discharge | Y | Entire system | Aerobic polishing cell (APC) | Data not provided | Pilot | July 2013- October 2013 | Manganese | Mn, dissolved | mg/L | N | N/A | [6 empty] | 2.02 | 2.15 | 6.0465 |  |  |  | Data not provided | Data not provided | Data not provided | Data not provided | Data not provided | Data not provided | Data not provided | Data not provided | Data not provided | Effluent | 6.25 | 1.51 | mg/L | 16.04 | °C | Data not provided | N/A | Data not provided | N/A | -247.6 | mV | 2076 | µS/cm | None | N/A | Data not provided | Data not provided | Data not provided | Data not provided | Data not provided | Data not provided | Y | The necessity and effectiveness of pre‐treatment to condition the water for BCR treatment, MIW loading rate for each BCR medium to achieve effective metal reduction and pH neutralization, Metals removal efficiency (MRE) and sulfate reduction rate for assessing reduction of contaminant toxicity, mass, and volume, through treatment using BCRs, Residuals generation rates (i.e. sludge from precipitation) for operation and maintenance (O&M) consideration, Replacement rate for spent treatment media (substrate for biochemical reactor or limestone in a pre‐treatment process) for O&M consideration, Impacts of wet weather on the treatment effectiveness and how the BCRs would respond to such changes | Data not provided | Data not provided | Data not provided | Data not provided | Data not provided | Data not provided | Data not provided
Final Treatability Study Technical Memorandum Formosa Mine Superfund Site Douglas County, Oregon | FORMOSA MINE | ORN001002616 | N/A | OU2 | BCR4 01-04 | Abandoned | Sulfate-reducing bacteria (SRB) BCR with SAPS pre-treatment | Passive | Biochemical reactor (BCR) | Pre-treatment | Formosa 1 Adit discharge | Y | Entire system | Aerobic polishing cell (APC) | Data not provided | Pilot | July 2013- October 2013 | Manganese | Mn, dissolved | mg/L | N | N/A | [9 empty] | 1.07 | 2.19 | 51.1416 | Data not provided | Data not provided | Data not provided | Data not provided | Data not provided | Data not provided | Data not provided | Data not provided | Data not provided | Effluent | 6.59 | 0.33 | mg/L | 20.23 | °C | Data not provided | N/A | Data not provided | N/A | -162.9 | mV | 14510 | µS/cm | None | N/A | Data not provided | Data not provided | Data not provided | Data not provided | Data not provided | Data not provided | Y | The necessity and effectiveness of pre‐treatment to condition the water for BCR treatment, MIW loading rate for each BCR medium to achieve effective metal reduction and pH neutralization, Metals removal efficiency (MRE) and sulfate reduction rate for assessing reduction of contaminant toxicity, mass, and volume, through treatment using BCRs, Residuals generation rates (i.e. sludge from precipitation) for operation and maintenance (O&M) consideration, Replacement rate for spent treatment media (substrate for biochemical reactor or limestone in a pre‐treatment process) for O&M consideration, Impacts of wet weather on the treatment effectiveness and how the BCRs would respond to such changes | Data not provided | Data not provided | Data not provided | Data not provided | Data not provided | Data not provided | Data not provided
Final Treatability Study Technical Memorandum Formosa Mine Superfund Site Douglas County, Oregon | FORMOSA MINE | ORN001002616 | N/A | OU2 | BCR5 01-05 | Abandoned | Sulfate-reducing bacteria (SRB) BCR with ChitoRem pre-treatment | Passive | Biochemical reactor (BCR) | Pre-treatment | Formosa 1 Adit discharge | Y | Entire system | Aerobic polishing cell (APC) | Data not provided | Pilot | July 2013- October 2013 | Manganese | Mn, total | mg/L | N | N/A | 2.24 | 1.5 | 33.0357 | [9 empty] | Data not provided | Data not provided | Data not provided | Data not provided | Data not provided | Data not provided | Data not provided | Data not provided | Data not provided | Influent | 3.51 | 1.1 | mg/L | 10.13 | °C | Data not provided | N/A | Data not provided | N/A | 320.9 | mV | 1532 | µS/cm | None | N/A | Data not provided | Data not provided | Data not provided | Data not provided | Data not provided | Data not provided | Y | The necessity and effectiveness of pre‐treatment to condition the water for BCR treatment, MIW loading rate for each BCR medium to achieve effective metal reduction and pH neutralization, Metals removal efficiency (MRE) and sulfate reduction rate for assessing reduction of contaminant toxicity, mass, and volume, through treatment using BCRs, Residuals generation rates (i.e. sludge from precipitation) for operation and maintenance (O&M) consideration, Replacement rate for spent treatment media (substrate for biochemical reactor or limestone in a pre‐treatment process) for O&M consideration, Impacts of wet weather on the treatment effectiveness and how the BCRs would respond to such changes | Data not provided | Data not provided | Data not provided | Data not provided | Data not provided | Data not provided | Data not provided
Final Treatability Study Technical Memorandum Formosa Mine Superfund Site Douglas County, Oregon | FORMOSA MINE | ORN001002616 | N/A | OU2 | BCR5 01-05 | Abandoned | Sulfate-reducing bacteria (SRB) BCR with ChitoRem pre-treatment | Passive | Biochemical reactor (BCR) | Pre-treatment | Formosa 1 Adit discharge | Y | Entire system | Aerobic polishing cell (APC) | Data not provided | Pilot | July 2013- October 2013 | Manganese | Mn, total | mg/L | N | N/A | [6 empty] | 5.07 | 2.06 | -146.1165 |  |  |  | Data not provided | Data not provided | Data not provided | Data not provided | Data not provided | Data not provided | Data not provided | Data not provided | Data not provided | Effluent | 6.71 | 0.06 | mg/L | 21.53 | °C | Data not provided | N/A | Data not provided | N/A | -158.1 | mV | 14800 | µS/cm | None | N/A | Data not provided | Data not provided | Data not provided | Data not provided | Data not provided | Data not provided | Y | The necessity and effectiveness of pre‐treatment to condition the water for BCR treatment, MIW loading rate for each BCR medium to achieve effective metal reduction and pH neutralization, Metals removal efficiency (MRE) and sulfate reduction rate for assessing reduction of contaminant toxicity, mass, and volume, through treatment using BCRs, Residuals generation rates (i.e. sludge from precipitation) for operation and maintenance (O&M) consideration, Replacement rate for spent treatment media (substrate for biochemical reactor or limestone in a pre‐treatment process) for O&M consideration, Impacts of wet weather on the treatment effectiveness and how the BCRs would respond to such changes | Data not provided | Data not provided | Data not provided | Data not provided | Data not provided | Data not provided | Data not provided
Final Treatability Study Technical Memorandum Formosa Mine Superfund Site Douglas County, Oregon | FORMOSA MINE | ORN001002616 | N/A | OU2 | BCR5 01-05 | Abandoned | Sulfate-reducing bacteria (SRB) BCR with ChitoRem pre-treatment | Passive | Biochemical reactor (BCR) | Pre-treatment | Formosa 1 Adit discharge | Y | Entire system | Aerobic polishing cell (APC) | Data not provided | Pilot | July 2013- October 2013 | Manganese | Mn, total | mg/L | N | N/A | [9 empty] | 1.08 | 2.19 | 50.6849 | Data not provided | Data not provided | Data not provided | Data not provided | Data not provided | Data not provided | Data not provided | Data not provided | Data not provided | Effluent | 6.79 | 0.35 | mg/L | 19.66 | °C | Data not provided | N/A | Data not provided | N/A | -299 | mV | 4790 | µS/cm | None | N/A | Data not provided | Data not provided | Data not provided | Data not provided | Data not provided | Data not provided | Y | The necessity and effectiveness of pre‐treatment to condition the water for BCR treatment, MIW loading rate for each BCR medium to achieve effective metal reduction and pH neutralization, Metals removal efficiency (MRE) and sulfate reduction rate for assessing reduction of contaminant toxicity, mass, and volume, through treatment using BCRs, Residuals generation rates (i.e. sludge from precipitation) for operation and maintenance (O&M) consideration, Replacement rate for spent treatment media (substrate for biochemical reactor or limestone in a pre‐treatment process) for O&M consideration, Impacts of wet weather on the treatment effectiveness and how the BCRs would respond to such changes | Data not provided | Data not provided | Data not provided | Data not provided | Data not provided | Data not provided | Data not provided
Final Treatability Study Technical Memorandum Formosa Mine Superfund Site Douglas County, Oregon | FORMOSA MINE | ORN001002616 | N/A | OU2 | BCR5 01-05 | Abandoned | Sulfate-reducing bacteria (SRB) BCR with ChitoRem pre-treatment | Passive | Biochemical reactor (BCR) | Pre-treatment | Formosa 1 Adit discharge | Y | Entire system | Aerobic polishing cell (APC) | Data not provided | Pilot | July 2013- October 2013 | Manganese | Mn, dissolved | mg/L | N | N/A | 2.19 | 0.917 | 58.1279 | [9 empty] | Data not provided | Data not provided | Data not provided | Data not provided | Data not provided | Data not provided | Data not provided | Data not provided | Data not provided | Influent | 3.14 | 1.59 | mg/L | 10.71 | °C | Data not provided | N/A | Data not provided | N/A | 397.6 | mV | 1541 | µS/cm | None | N/A | Data not provided | Data not provided | Data not provided | Data not provided | Data not provided | Data not provided | Y | The necessity and effectiveness of pre‐treatment to condition the water for BCR treatment, MIW loading rate for each BCR medium to achieve effective metal reduction and pH neutralization, Metals removal efficiency (MRE) and sulfate reduction rate for assessing reduction of contaminant toxicity, mass, and volume, through treatment using BCRs, Residuals generation rates (i.e. sludge from precipitation) for operation and maintenance (O&M) consideration, Replacement rate for spent treatment media (substrate for biochemical reactor or limestone in a pre‐treatment process) for O&M consideration, Impacts of wet weather on the treatment effectiveness and how the BCRs would respond to such changes | Data not provided | Data not provided | Data not provided | Data not provided | Data not provided | Data not provided | Data not provided
Final Treatability Study Technical Memorandum Formosa Mine Superfund Site Douglas County, Oregon | FORMOSA MINE | ORN001002616 | N/A | OU2 | BCR5 01-05 | Abandoned | Sulfate-reducing bacteria (SRB) BCR with ChitoRem pre-treatment | Passive | Biochemical reactor (BCR) | Pre-treatment | Formosa 1 Adit discharge | Y | Entire system | Aerobic polishing cell (APC) | Data not provided | Pilot | July 2013- October 2013 | Manganese | Mn, dissolved | mg/L | N | N/A |  |  |  | 2.09 | 4.04 | -93.3014 | [6 empty] | Data not provided | Data not provided | Data not provided | Data not provided | Data not provided | Data not provided | Data not provided | Data not provided | Data not provided | Influent | 3.34 | 2.04 | mg/L | 13.7 | °C | Data not provided | N/A | Data not provided | N/A | 389.1 | mV | 1470 | µS/cm | None | N/A | Data not provided | Data not provided | Data not provided | Data not provided | Data not provided | Data not provided | Y | The necessity and effectiveness of pre‐treatment to condition the water for BCR treatment, MIW loading rate for each BCR medium to achieve effective metal reduction and pH neutralization, Metals removal efficiency (MRE) and sulfate reduction rate for assessing reduction of contaminant toxicity, mass, and volume, through treatment using BCRs, Residuals generation rates (i.e. sludge from precipitation) for operation and maintenance (O&M) consideration, Replacement rate for spent treatment media (substrate for biochemical reactor or limestone in a pre‐treatment process) for O&M consideration, Impacts of wet weather on the treatment effectiveness and how the BCRs would respond to such changes | Data not provided | Data not provided | Data not provided | Data not provided | Data not provided | Data not provided | Data not provided
Final Treatability Study Technical Memorandum Formosa Mine Superfund Site Douglas County, Oregon | FORMOSA MINE | ORN001002616 | N/A | OU2 | BCR5 01-05 | Abandoned | Sulfate-reducing bacteria (SRB) BCR with ChitoRem pre-treatment | Passive | Biochemical reactor (BCR) | Pre-treatment | Formosa 1 Adit discharge | Y | Entire system | Aerobic polishing cell (APC) | Data not provided | Pilot | July 2013- October 2013 | Manganese | Mn, dissolved | mg/L | N | N/A | [6 empty] | 4.04 | 2.09 | -93.3014 |  |  |  | Data not provided | Data not provided | Data not provided | Data not provided | Data not provided | Data not provided | Data not provided | Data not provided | Data not provided | Effluent | 6.51 | 0.06 | mg/L | 21.53 | °C | Data not provided | N/A | Data not provided | N/A | -158.1 | mV | 14800 | µS/cm | None | N/A | Data not provided | Data not provided | Data not provided | Data not provided | Data not provided | Data not provided | Y | The necessity and effectiveness of pre‐treatment to condition the water for BCR treatment, MIW loading rate for each BCR medium to achieve effective metal reduction and pH neutralization, Metals removal efficiency (MRE) and sulfate reduction rate for assessing reduction of contaminant toxicity, mass, and volume, through treatment using BCRs, Residuals generation rates (i.e. sludge from precipitation) for operation and maintenance (O&M) consideration, Replacement rate for spent treatment media (substrate for biochemical reactor or limestone in a pre‐treatment process) for O&M consideration, Impacts of wet weather on the treatment effectiveness and how the BCRs would respond to such changes | Data not provided | Data not provided | Data not provided | Data not provided | Data not provided | Data not provided | Data not provided
Final Treatability Study Technical Memorandum Formosa Mine Superfund Site Douglas County, Oregon | FORMOSA MINE | ORN001002616 | N/A | OU2 | BCR5 01-05 | Abandoned | Sulfate-reducing bacteria (SRB) BCR with ChitoRem pre-treatment | Passive | Biochemical reactor (BCR) | Pre-treatment | Formosa 1 Adit discharge | Y | Entire system | Aerobic polishing cell (APC) | Data not provided | Pilot | July 2013- October 2013 | Manganese | Mn, dissolved | mg/L | N | N/A | [9 empty] | 0.917 | 2.19 | 58.1279 | Data not provided | Data not provided | Data not provided | Data not provided | Data not provided | Data not provided | Data not provided | Data not provided | Data not provided | Effluent | 6.64 | 0.35 | mg/L | 19.66 | °C | Data not provided | N/A | Data not provided | N/A | -299 | mV | 4790 | µS/cm | None | N/A | Data not provided | Data not provided | Data not provided | Data not provided | Data not provided | Data not provided | Y | The necessity and effectiveness of pre‐treatment to condition the water for BCR treatment, MIW loading rate for each BCR medium to achieve effective metal reduction and pH neutralization, Metals removal efficiency (MRE) and sulfate reduction rate for assessing reduction of contaminant toxicity, mass, and volume, through treatment using BCRs, Residuals generation rates (i.e. sludge from precipitation) for operation and maintenance (O&M) consideration, Replacement rate for spent treatment media (substrate for biochemical reactor or limestone in a pre‐treatment process) for O&M consideration, Impacts of wet weather on the treatment effectiveness and how the BCRs would respond to such changes | Data not provided | Data not provided | Data not provided | Data not provided | Data not provided | Data not provided | Data not provided
Final Treatability Study Technical Memorandum Formosa Mine Superfund Site Douglas County, Oregon | FORMOSA MINE | ORN001002616 | N/A | OU2 | BCR6 01-06 | Abandoned | Sulfate-reducing bacteria (SRB) BCR with ChitoRem pre-treatment | Passive | Biochemical reactor (BCR) | Pre-treatment | Formosa 1 Adit discharge | Y | Entire system | Aerobic polishing cell (APC) | Data not provided | Pilot | July 2013- October 2013 | Manganese | Mn, total | mg/L | N | N/A | 2.24 | 0.776 | 65.3571 | [9 empty] | Data not provided | Data not provided | Data not provided | Data not provided | Data not provided | Data not provided | Data not provided | Data not provided | Data not provided | Influent | 3.51 | 1.1 | mg/L | 10.13 | °C | Data not provided | N/A | Data not provided | N/A | 320.9 | mV | 1532 | µS/cm | None | N/A | Data not provided | Data not provided | Data not provided | Data not provided | Data not provided | Data not provided | Y | The necessity and effectiveness of pre‐treatment to condition the water for BCR treatment, MIW loading rate for each BCR medium to achieve effective metal reduction and pH neutralization, Metals removal efficiency (MRE) and sulfate reduction rate for assessing reduction of contaminant toxicity, mass, and volume, through treatment using BCRs, Residuals generation rates (i.e. sludge from precipitation) for operation and maintenance (O&M) consideration, Replacement rate for spent treatment media (substrate for biochemical reactor or limestone in a pre‐treatment process) for O&M consideration, Impacts of wet weather on the treatment effectiveness and how the BCRs would respond to such changes | Data not provided | Data not provided | Data not provided | Data not provided | Data not provided | Data not provided | Data not provided
Final Treatability Study Technical Memorandum Formosa Mine Superfund Site Douglas County, Oregon | FORMOSA MINE | ORN001002616 | N/A | OU2 | BCR6 01-06 | Abandoned | Sulfate-reducing bacteria (SRB) BCR with ChitoRem pre-treatment | Passive | Biochemical reactor (BCR) | Pre-treatment | Formosa 1 Adit discharge | Y | Entire system | Aerobic polishing cell (APC) | Data not provided | Pilot | July 2013- October 2013 | Manganese | Mn, total | mg/L | N | N/A | [6 empty] | 2.52 | 2.06 | -22.3301 |  |  |  | Data not provided | Data not provided | Data not provided | Data not provided | Data not provided | Data not provided | Data not provided | Data not provided | Data not provided | Effluent | 6.87 | 0.2 | mg/L | 21.81 | °C | Data not provided | N/A | Data not provided | N/A | -178.5 | mV | 37260 | µS/cm | None | N/A | Data not provided | Data not provided | Data not provided | Data not provided | Data not provided | Data not provided | Y | The necessity and effectiveness of pre‐treatment to condition the water for BCR treatment, MIW loading rate for each BCR medium to achieve effective metal reduction and pH neutralization, Metals removal efficiency (MRE) and sulfate reduction rate for assessing reduction of contaminant toxicity, mass, and volume, through treatment using BCRs, Residuals generation rates (i.e. sludge from precipitation) for operation and maintenance (O&M) consideration, Replacement rate for spent treatment media (substrate for biochemical reactor or limestone in a pre‐treatment process) for O&M consideration, Impacts of wet weather on the treatment effectiveness and how the BCRs would respond to such changes | Data not provided | Data not provided | Data not provided | Data not provided | Data not provided | Data not provided | Data not provided
Final Treatability Study Technical Memorandum Formosa Mine Superfund Site Douglas County, Oregon | FORMOSA MINE | ORN001002616 | N/A | OU2 | BCR6 01-06 | Abandoned | Sulfate-reducing bacteria (SRB) BCR with ChitoRem pre-treatment | Passive | Biochemical reactor (BCR) | Pre-treatment | Formosa 1 Adit discharge | Y | Entire system | Aerobic polishing cell (APC) | Data not provided | Pilot | July 2013- October 2013 | Manganese | Mn, total | mg/L | N | N/A | [9 empty] | 0.776 | 2.24 | 65.3571 | Data not provided | Data not provided | Data not provided | Data not provided | Data not provided | Data not provided | Data not provided | Data not provided | Data not provided | Effluent | 6.54 | 1.86 | mg/L | 15.34 | °C | Data not provided | N/A | Data not provided | N/A | -311.4 | mV | 9983 | µS/cm | None | N/A | Data not provided | Data not provided | Data not provided | Data not provided | Data not provided | Data not provided | Y | The necessity and effectiveness of pre‐treatment to condition the water for BCR treatment, MIW loading rate for each BCR medium to achieve effective metal reduction and pH neutralization, Metals removal efficiency (MRE) and sulfate reduction rate for assessing reduction of contaminant toxicity, mass, and volume, through treatment using BCRs, Residuals generation rates (i.e. sludge from precipitation) for operation and maintenance (O&M) consideration, Replacement rate for spent treatment media (substrate for biochemical reactor or limestone in a pre‐treatment process) for O&M consideration, Impacts of wet weather on the treatment effectiveness and how the BCRs would respond to such changes | Data not provided | Data not provided | Data not provided | Data not provided | Data not provided | Data not provided | Data not provided
Final Treatability Study Technical Memorandum Formosa Mine Superfund Site Douglas County, Oregon | FORMOSA MINE | ORN001002616 | N/A | OU2 | BCR6 01-06 | Abandoned | Sulfate-reducing bacteria (SRB) BCR with ChitoRem pre-treatment | Passive | Biochemical reactor (BCR) | Pre-treatment | Formosa 1 Adit discharge | Y | Entire system | Aerobic polishing cell (APC) | Data not provided | Pilot | July 2013- October 2013 | Manganese | Mn, dissolved | mg/L | N | N/A | 2.19 | 0.94 | 57.0776 | [9 empty] | Data not provided | Data not provided | Data not provided | Data not provided | Data not provided | Data not provided | Data not provided | Data not provided | Data not provided | Influent | 3.14 | 1.59 | mg/L | 10.71 | °C | Data not provided | N/A | Data not provided | N/A | 397.6 | mV | 1541 | µS/cm | None | N/A | Data not provided | Data not provided | Data not provided | Data not provided | Data not provided | Data not provided | Y | The necessity and effectiveness of pre‐treatment to condition the water for BCR treatment, MIW loading rate for each BCR medium to achieve effective metal reduction and pH neutralization, Metals removal efficiency (MRE) and sulfate reduction rate for assessing reduction of contaminant toxicity, mass, and volume, through treatment using BCRs, Residuals generation rates (i.e. sludge from precipitation) for operation and maintenance (O&M) consideration, Replacement rate for spent treatment media (substrate for biochemical reactor or limestone in a pre‐treatment process) for O&M consideration, Impacts of wet weather on the treatment effectiveness and how the BCRs would respond to such changes | Data not provided | Data not provided | Data not provided | Data not provided | Data not provided | Data not provided | Data not provided
Final Treatability Study Technical Memorandum Formosa Mine Superfund Site Douglas County, Oregon | FORMOSA MINE | ORN001002616 | N/A | OU2 | BCR6 01-06 | Abandoned | Sulfate-reducing bacteria (SRB) BCR with ChitoRem pre-treatment | Passive | Biochemical reactor (BCR) | Pre-treatment | Formosa 1 Adit discharge | Y | Entire system | Aerobic polishing cell (APC) | Data not provided | Pilot | July 2013- October 2013 | Manganese | Mn, dissolved | mg/L | N | N/A |  |  |  | 2.09 | 2.37 | -13.3971 | [6 empty] | Data not provided | Data not provided | Data not provided | Data not provided | Data not provided | Data not provided | Data not provided | Data not provided | Data not provided | Influent | 3.34 | 2.04 | mg/L | 13.7 | °C | Data not provided | N/A | Data not provided | N/A | 389.1 | mV | 1470 | µS/cm | None | N/A | Data not provided | Data not provided | Data not provided | Data not provided | Data not provided | Data not provided | Y | The necessity and effectiveness of pre‐treatment to condition the water for BCR treatment, MIW loading rate for each BCR medium to achieve effective metal reduction and pH neutralization, Metals removal efficiency (MRE) and sulfate reduction rate for assessing reduction of contaminant toxicity, mass, and volume, through treatment using BCRs, Residuals generation rates (i.e. sludge from precipitation) for operation and maintenance (O&M) consideration, Replacement rate for spent treatment media (substrate for biochemical reactor or limestone in a pre‐treatment process) for O&M consideration, Impacts of wet weather on the treatment effectiveness and how the BCRs would respond to such changes | Data not provided | Data not provided | Data not provided | Data not provided | Data not provided | Data not provided | Data not provided
Final Treatability Study Technical Memorandum Formosa Mine Superfund Site Douglas County, Oregon | FORMOSA MINE | ORN001002616 | N/A | OU2 | BCR6 01-06 | Abandoned | Sulfate-reducing bacteria (SRB) BCR with ChitoRem pre-treatment | Passive | Biochemical reactor (BCR) | Pre-treatment | Formosa 1 Adit discharge | Y | Entire system | Aerobic polishing cell (APC) | Data not provided | Pilot | July 2013- October 2013 | Manganese | Mn, dissolved | mg/L | N | N/A | [6 empty] | 2.37 | 2.09 | -13.3971 |  |  |  | Data not provided | Data not provided | Data not provided | Data not provided | Data not provided | Data not provided | Data not provided | Data not provided | Data not provided | Effluent | 6.69 | 0.2 | mg/L | 21.81 | °C | Data not provided | N/A | Data not provided | N/A | -178.5 | mV | 37260 | µS/cm | None | N/A | Data not provided | Data not provided | Data not provided | Data not provided | Data not provided | Data not provided | Y | The necessity and effectiveness of pre‐treatment to condition the water for BCR treatment, MIW loading rate for each BCR medium to achieve effective metal reduction and pH neutralization, Metals removal efficiency (MRE) and sulfate reduction rate for assessing reduction of contaminant toxicity, mass, and volume, through treatment using BCRs, Residuals generation rates (i.e. sludge from precipitation) for operation and maintenance (O&M) consideration, Replacement rate for spent treatment media (substrate for biochemical reactor or limestone in a pre‐treatment process) for O&M consideration, Impacts of wet weather on the treatment effectiveness and how the BCRs would respond to such changes | Data not provided | Data not provided | Data not provided | Data not provided | Data not provided | Data not provided | Data not provided
Final Treatability Study Technical Memorandum Formosa Mine Superfund Site Douglas County, Oregon | FORMOSA MINE | ORN001002616 | N/A | OU2 | BCR6 01-06 | Abandoned | Sulfate-reducing bacteria (SRB) BCR with ChitoRem pre-treatment | Passive | Biochemical reactor (BCR) | Pre-treatment | Formosa 1 Adit discharge | Y | Entire system | Aerobic polishing cell (APC) | Data not provided | Pilot | July 2013- October 2013 | Manganese | Mn, dissolved | mg/L | N | N/A | [9 empty] | 0.669 | 2.15 | 68.8837 | Data not provided | Data not provided | Data not provided | Data not provided | Data not provided | Data not provided | Data not provided | Data not provided | Data not provided | Effluent | 6.34 | 0.74 | mg/L | 15.34 | °C | Data not provided | N/A | Data not provided | N/A | -311.4 | mV | 9983 | µS/cm | None | N/A | Data not provided | Data not provided | Data not provided | Data not provided | Data not provided | Data not provided | Y | The necessity and effectiveness of pre‐treatment to condition the water for BCR treatment, MIW loading rate for each BCR medium to achieve effective metal reduction and pH neutralization, Metals removal efficiency (MRE) and sulfate reduction rate for assessing reduction of contaminant toxicity, mass, and volume, through treatment using BCRs, Residuals generation rates (i.e. sludge from precipitation) for operation and maintenance (O&M) consideration, Replacement rate for spent treatment media (substrate for biochemical reactor or limestone in a pre‐treatment process) for O&M consideration, Impacts of wet weather on the treatment effectiveness and how the BCRs would respond to such changes | Data not provided | Data not provided | Data not provided | Data not provided | Data not provided | Data not provided | Data not provided
Final Treatability Study Technical Memorandum Formosa Mine Superfund Site Douglas County, Oregon | FORMOSA MINE | ORN001002616 | N/A | OU2 | BCR1 01-01 | Abandoned | Sulfate-reducing bacteria (SRB) BCR without pre-treatment | Passive | Biochemical reactor (BCR) | No pre-treatment | Formosa 1 Adit discharge | N | BCR without pre-treatment | Aerobic polishing cell (APC) | Data not provided | Pilot | July 2013- October 2013 | Sodium | Na, total | mg/L | N | N/A | 12.2 | 10.1 | 17.2131 | [9 empty] | Data not provided | Data not provided | Data not provided | Data not provided | Data not provided | Data not provided | Data not provided | Data not provided | Data not provided | Influent | 3.51 | 1.1 | mg/L | 10.13 | °C | Data not provided | N/A | Data not provided | N/A | 320.9 | mV | 1532 | µS/cm | None | N/A | Data not provided | Data not provided | Data not provided | Data not provided | Data not provided | Data not provided | Y | The necessity and effectiveness of pre‐treatment to condition the water for BCR treatment, MIW loading rate for each BCR medium to achieve effective metal reduction and pH neutralization, Metals removal efficiency (MRE) and sulfate reduction rate for assessing reduction of contaminant toxicity, mass, and volume, through treatment using BCRs, Residuals generation rates (i.e. sludge from precipitation) for operation and maintenance (O&M) consideration, Replacement rate for spent treatment media (substrate for biochemical reactor or limestone in a pre‐treatment process) for O&M consideration, Impacts of wet weather on the treatment effectiveness and how the BCRs would respond to such changes | Data not provided | Data not provided | Data not provided | Data not provided | Data not provided | Data not provided | Data not provided
Final Treatability Study Technical Memorandum Formosa Mine Superfund Site Douglas County, Oregon | FORMOSA MINE | ORN001002616 | N/A | OU2 | BCR1 01-01 | Abandoned | Sulfate-reducing bacteria (SRB) BCR without pre-treatment | Passive | Biochemical reactor (BCR) | No pre-treatment | Formosa 1 Adit discharge | N | BCR without pre-treatment | Aerobic polishing cell (APC) | Data not provided | Pilot | July 2013- October 2013 | Sodium | Na, total | mg/L | N | N/A | [6 empty] | 96.1 | 8.03 | -1096.7621 |  |  |  | Data not provided | Data not provided | Data not provided | Data not provided | Data not provided | Data not provided | Data not provided | Data not provided | Data not provided | Effluent | 6.25 | 0.11 | mg/L | 21.04 | °C | Data not provided | N/A | Data not provided | N/A | -58.5 | mV | 3928 | µS/cm | None | N/A | Data not provided | Data not provided | Data not provided | Data not provided | Data not provided | Data not provided | Y | The necessity and effectiveness of pre‐treatment to condition the water for BCR treatment, MIW loading rate for each BCR medium to achieve effective metal reduction and pH neutralization, Metals removal efficiency (MRE) and sulfate reduction rate for assessing reduction of contaminant toxicity, mass, and volume, through treatment using BCRs, Residuals generation rates (i.e. sludge from precipitation) for operation and maintenance (O&M) consideration, Replacement rate for spent treatment media (substrate for biochemical reactor or limestone in a pre‐treatment process) for O&M consideration, Impacts of wet weather on the treatment effectiveness and how the BCRs would respond to such changes | Data not provided | Data not provided | Data not provided | Data not provided | Data not provided | Data not provided | Data not provided
Final Treatability Study Technical Memorandum Formosa Mine Superfund Site Douglas County, Oregon | FORMOSA MINE | ORN001002616 | N/A | OU2 | BCR1 01-01 | Abandoned | Sulfate-reducing bacteria (SRB) BCR without pre-treatment | Passive | Biochemical reactor (BCR) | No pre-treatment | Formosa 1 Adit discharge | N | BCR without pre-treatment | Aerobic polishing cell (APC) | Data not provided | Pilot | July 2013- October 2013 | Sodium | Na, total | mg/L | N | N/A | [9 empty] | 9.24 | 8.2 | -12.6829 | Data not provided | Data not provided | Data not provided | Data not provided | Data not provided | Data not provided | Data not provided | Data not provided | Data not provided | Effluent | 5.42 | 0.7 | mg/L | 18.75 | °C | Data not provided | N/A | Data not provided | N/A | 5.6 | mV | 1484 | µS/cm | None | N/A | Data not provided | Data not provided | Data not provided | Data not provided | Data not provided | Data not provided | Y | The necessity and effectiveness of pre‐treatment to condition the water for BCR treatment, MIW loading rate for each BCR medium to achieve effective metal reduction and pH neutralization, Metals removal efficiency (MRE) and sulfate reduction rate for assessing reduction of contaminant toxicity, mass, and volume, through treatment using BCRs, Residuals generation rates (i.e. sludge from precipitation) for operation and maintenance (O&M) consideration, Replacement rate for spent treatment media (substrate for biochemical reactor or limestone in a pre‐treatment process) for O&M consideration, Impacts of wet weather on the treatment effectiveness and how the BCRs would respond to such changes | Data not provided | Data not provided | Data not provided | Data not provided | Data not provided | Data not provided | Data not provided
Final Treatability Study Technical Memorandum Formosa Mine Superfund Site Douglas County, Oregon | FORMOSA MINE | ORN001002616 | N/A | OU2 | BCR1 01-01 | Abandoned | Sulfate-reducing bacteria (SRB) BCR without pre-treatment | Passive | Biochemical reactor (BCR) | No pre-treatment | Formosa 1 Adit discharge | N | BCR without pre-treatment | Aerobic polishing cell (APC) | Data not provided | Pilot | July 2013- October 2013 | Sodium | Na, dissolved | mg/L | N | N/A | 13.1 | 12.4 | 5.3435 | [9 empty] | Data not provided | Data not provided | Data not provided | Data not provided | Data not provided | Data not provided | Data not provided | Data not provided | Data not provided | Influent | 3.37 | 0.05 | mg/L | 11.08 | °C | Data not provided | N/A | Data not provided | N/A | 357.3 | mV | 1366 | µS/cm | None | N/A | Data not provided | Data not provided | Data not provided | Data not provided | Data not provided | Data not provided | Y | The necessity and effectiveness of pre‐treatment to condition the water for BCR treatment, MIW loading rate for each BCR medium to achieve effective metal reduction and pH neutralization, Metals removal efficiency (MRE) and sulfate reduction rate for assessing reduction of contaminant toxicity, mass, and volume, through treatment using BCRs, Residuals generation rates (i.e. sludge from precipitation) for operation and maintenance (O&M) consideration, Replacement rate for spent treatment media (substrate for biochemical reactor or limestone in a pre‐treatment process) for O&M consideration, Impacts of wet weather on the treatment effectiveness and how the BCRs would respond to such changes | Data not provided | Data not provided | Data not provided | Data not provided | Data not provided | Data not provided | Data not provided
Final Treatability Study Technical Memorandum Formosa Mine Superfund Site Douglas County, Oregon | FORMOSA MINE | ORN001002616 | N/A | OU2 | BCR1 01-01 | Abandoned | Sulfate-reducing bacteria (SRB) BCR without pre-treatment | Passive | Biochemical reactor (BCR) | No pre-treatment | Formosa 1 Adit discharge | N | BCR without pre-treatment | Aerobic polishing cell (APC) | Data not provided | Pilot | July 2013- October 2013 | Sodium | Na, dissolved | mg/L | N | N/A |  |  |  | 7.98 | 100 | -1153.1328 | [6 empty] | Data not provided | Data not provided | Data not provided | Data not provided | Data not provided | Data not provided | Data not provided | Data not provided | Data not provided | Influent | 3.34 | 2.04 | mg/L | 13.17 | °C | Data not provided | N/A | Data not provided | N/A | 389.1 | mV | 1470 | µS/cm | None | N/A | Data not provided | Data not provided | Data not provided | Data not provided | Data not provided | Data not provided | Y | The necessity and effectiveness of pre‐treatment to condition the water for BCR treatment, MIW loading rate for each BCR medium to achieve effective metal reduction and pH neutralization, Metals removal efficiency (MRE) and sulfate reduction rate for assessing reduction of contaminant toxicity, mass, and volume, through treatment using BCRs, Residuals generation rates (i.e. sludge from precipitation) for operation and maintenance (O&M) consideration, Replacement rate for spent treatment media (substrate for biochemical reactor or limestone in a pre‐treatment process) for O&M consideration, Impacts of wet weather on the treatment effectiveness and how the BCRs would respond to such changes | Data not provided | Data not provided | Data not provided | Data not provided | Data not provided | Data not provided | Data not provided
Final Treatability Study Technical Memorandum Formosa Mine Superfund Site Douglas County, Oregon | FORMOSA MINE | ORN001002616 | N/A | OU2 | BCR1 01-01 | Abandoned | Sulfate-reducing bacteria (SRB) BCR without pre-treatment | Passive | Biochemical reactor (BCR) | No pre-treatment | Formosa 1 Adit discharge | N | BCR without pre-treatment | Aerobic polishing cell (APC) | Data not provided | Pilot | July 2013- October 2013 | Sodium | Na, dissolved | mg/L | N | N/A | [6 empty] | 100 | 7.98 | -1153.1328 |  |  |  | Data not provided | Data not provided | Data not provided | Data not provided | Data not provided | Data not provided | Data not provided | Data not provided | Data not provided | Effluent | 6.25 | 0.11 | mg/L | 21.04 | °C | Data not provided | N/A | Data not provided | N/A | -158.5 | mV | 3928 | µS/cm | None | N/A | Data not provided | Data not provided | Data not provided | Data not provided | Data not provided | Data not provided | Y | The necessity and effectiveness of pre‐treatment to condition the water for BCR treatment, MIW loading rate for each BCR medium to achieve effective metal reduction and pH neutralization, Metals removal efficiency (MRE) and sulfate reduction rate for assessing reduction of contaminant toxicity, mass, and volume, through treatment using BCRs, Residuals generation rates (i.e. sludge from precipitation) for operation and maintenance (O&M) consideration, Replacement rate for spent treatment media (substrate for biochemical reactor or limestone in a pre‐treatment process) for O&M consideration, Impacts of wet weather on the treatment effectiveness and how the BCRs would respond to such changes | Data not provided | Data not provided | Data not provided | Data not provided | Data not provided | Data not provided | Data not provided
Final Treatability Study Technical Memorandum Formosa Mine Superfund Site Douglas County, Oregon | FORMOSA MINE | ORN001002616 | N/A | OU2 | BCR1 01-01 | Abandoned | Sulfate-reducing bacteria (SRB) BCR without pre-treatment | Passive | Biochemical reactor (BCR) | No pre-treatment | Formosa 1 Adit discharge | N | BCR without pre-treatment | Aerobic polishing cell (APC) | Data not provided | Pilot | July 2013- October 2013 | Sodium | Na, dissolved | mg/L | N | N/A | [9 empty] | 9.2 | 8.21 | -12.0585 | Data not provided | Data not provided | Data not provided | Data not provided | Data not provided | Data not provided | Data not provided | Data not provided | Data not provided | Effluent | 5.42 | 0.7 | mg/L | 18.75 | °C | Data not provided | N/A | Data not provided | N/A | 5.6 | mV | 1484 | µS/cm | None | N/A | Data not provided | Data not provided | Data not provided | Data not provided | Data not provided | Data not provided | Y | The necessity and effectiveness of pre‐treatment to condition the water for BCR treatment, MIW loading rate for each BCR medium to achieve effective metal reduction and pH neutralization, Metals removal efficiency (MRE) and sulfate reduction rate for assessing reduction of contaminant toxicity, mass, and volume, through treatment using BCRs, Residuals generation rates (i.e. sludge from precipitation) for operation and maintenance (O&M) consideration, Replacement rate for spent treatment media (substrate for biochemical reactor or limestone in a pre‐treatment process) for O&M consideration, Impacts of wet weather on the treatment effectiveness and how the BCRs would respond to such changes | Data not provided | Data not provided | Data not provided | Data not provided | Data not provided | Data not provided | Data not provided
Final Treatability Study Technical Memorandum Formosa Mine Superfund Site Douglas County, Oregon | FORMOSA MINE | ORN001002616 | N/A | OU2 | BCR2 01-02 | Abandoned | Sulfate-reducing bacteria (SRB) BCR without pre-treatment | Passive | Biochemical reactor (BCR) | No pre-treatment | Formosa 1 Adit discharge | N | BCR without pre-treatment | Aerobic polishing cell (APC) | Data not provided | Pilot | July 2013- October 2013 | Sodium | Na, total | mg/L | N | N/A | 12.2 | 49.6 | -306.5574 | [9 empty] | Data not provided | Data not provided | Data not provided | Data not provided | Data not provided | Data not provided | Data not provided | Data not provided | Data not provided | Influent | 3.51 | 1.1 | mg/L | 10.13 | °C | Data not provided | N/A | Data not provided | N/A | 320.9 | mV | 1532 | µS/cm | None | N/A | Data not provided | Data not provided | Data not provided | Data not provided | Data not provided | Data not provided | Y | The necessity and effectiveness of pre‐treatment to condition the water for BCR treatment, MIW loading rate for each BCR medium to achieve effective metal reduction and pH neutralization, Metals removal efficiency (MRE) and sulfate reduction rate for assessing reduction of contaminant toxicity, mass, and volume, through treatment using BCRs, Residuals generation rates (i.e. sludge from precipitation) for operation and maintenance (O&M) consideration, Replacement rate for spent treatment media (substrate for biochemical reactor or limestone in a pre‐treatment process) for O&M consideration, Impacts of wet weather on the treatment effectiveness and how the BCRs would respond to such changes | Data not provided | Data not provided | Data not provided | Data not provided | Data not provided | Data not provided | Data not provided
Final Treatability Study Technical Memorandum Formosa Mine Superfund Site Douglas County, Oregon | FORMOSA MINE | ORN001002616 | N/A | OU2 | BCR2 01-02 | Abandoned | Sulfate-reducing bacteria (SRB) BCR without pre-treatment | Passive | Biochemical reactor (BCR) | No pre-treatment | Formosa 1 Adit discharge | N | BCR without pre-treatment | Aerobic polishing cell (APC) | Data not provided | Pilot | July 2013- October 2013 | Sodium | Na, total | mg/L | N | N/A | [6 empty] | 1780 | 8.03 | -22066.8742 |  |  |  | Data not provided | Data not provided | Data not provided | Data not provided | Data not provided | Data not provided | Data not provided | Data not provided | Data not provided | Effluent | 6.64 | 0.29 | mg/L | 21.63 | °C | Data not provided | N/A | Data not provided | N/A | -195.4 | mV | 35860 | µS/cm | None | N/A | Data not provided | Data not provided | Data not provided | Data not provided | Data not provided | Data not provided | Y | The necessity and effectiveness of pre‐treatment to condition the water for BCR treatment, MIW loading rate for each BCR medium to achieve effective metal reduction and pH neutralization, Metals removal efficiency (MRE) and sulfate reduction rate for assessing reduction of contaminant toxicity, mass, and volume, through treatment using BCRs, Residuals generation rates (i.e. sludge from precipitation) for operation and maintenance (O&M) consideration, Replacement rate for spent treatment media (substrate for biochemical reactor or limestone in a pre‐treatment process) for O&M consideration, Impacts of wet weather on the treatment effectiveness and how the BCRs would respond to such changes | Data not provided | Data not provided | Data not provided | Data not provided | Data not provided | Data not provided | Data not provided
Final Treatability Study Technical Memorandum Formosa Mine Superfund Site Douglas County, Oregon | FORMOSA MINE | ORN001002616 | N/A | OU2 | BCR2 01-02 | Abandoned | Sulfate-reducing bacteria (SRB) BCR without pre-treatment | Passive | Biochemical reactor (BCR) | No pre-treatment | Formosa 1 Adit discharge | N | BCR without pre-treatment | Aerobic polishing cell (APC) | Data not provided | Pilot | July 2013- October 2013 | Sodium | Na, total | mg/L | N | N/A | [9 empty] | 23.2 | 9.81 | -136.4934 | Data not provided | Data not provided | Data not provided | Data not provided | Data not provided | Data not provided | Data not provided | Data not provided | Data not provided | Effluent | 6.54 | 0.27 | mg/L | 15.09 | °C | Data not provided | N/A | Data not provided | N/A | -181 | mV | 4367 | µS/cm | None | N/A | Data not provided | Data not provided | Data not provided | Data not provided | Data not provided | Data not provided | Y | The necessity and effectiveness of pre‐treatment to condition the water for BCR treatment, MIW loading rate for each BCR medium to achieve effective metal reduction and pH neutralization, Metals removal efficiency (MRE) and sulfate reduction rate for assessing reduction of contaminant toxicity, mass, and volume, through treatment using BCRs, Residuals generation rates (i.e. sludge from precipitation) for operation and maintenance (O&M) consideration, Replacement rate for spent treatment media (substrate for biochemical reactor or limestone in a pre‐treatment process) for O&M consideration, Impacts of wet weather on the treatment effectiveness and how the BCRs would respond to such changes | Data not provided | Data not provided | Data not provided | Data not provided | Data not provided | Data not provided | Data not provided
Final Treatability Study Technical Memorandum Formosa Mine Superfund Site Douglas County, Oregon | FORMOSA MINE | ORN001002616 | N/A | OU2 | BCR2 01-02 | Abandoned | Sulfate-reducing bacteria (SRB) BCR without pre-treatment | Passive | Biochemical reactor (BCR) | No pre-treatment | Formosa 1 Adit discharge | N | BCR without pre-treatment | Aerobic polishing cell (APC) | Data not provided | Pilot | July 2013- October 2013 | Sodium | Na, dissolved | mg/L | N | N/A | 13.1 | 26.4 | -101.5267 | [9 empty] | Data not provided | Data not provided | Data not provided | Data not provided | Data not provided | Data not provided | Data not provided | Data not provided | Data not provided | Influent | 3.37 | 0.05 | mg/L | 11.08 | °C | Data not provided | N/A | Data not provided | N/A | 357.3 | mV | 1366 | µS/cm | None | N/A | Data not provided | Data not provided | Data not provided | Data not provided | Data not provided | Data not provided | Y | The necessity and effectiveness of pre‐treatment to condition the water for BCR treatment, MIW loading rate for each BCR medium to achieve effective metal reduction and pH neutralization, Metals removal efficiency (MRE) and sulfate reduction rate for assessing reduction of contaminant toxicity, mass, and volume, through treatment using BCRs, Residuals generation rates (i.e. sludge from precipitation) for operation and maintenance (O&M) consideration, Replacement rate for spent treatment media (substrate for biochemical reactor or limestone in a pre‐treatment process) for O&M consideration, Impacts of wet weather on the treatment effectiveness and how the BCRs would respond to such changes | Data not provided | Data not provided | Data not provided | Data not provided | Data not provided | Data not provided | Data not provided
Final Treatability Study Technical Memorandum Formosa Mine Superfund Site Douglas County, Oregon | FORMOSA MINE | ORN001002616 | N/A | OU2 | BCR2 01-02 | Abandoned | Sulfate-reducing bacteria (SRB) BCR without pre-treatment | Passive | Biochemical reactor (BCR) | No pre-treatment | Formosa 1 Adit discharge | N | BCR without pre-treatment | Aerobic polishing cell (APC) | Data not provided | Pilot | July 2013- October 2013 | Sodium | Na, dissolved | mg/L | N | N/A |  |  |  | 7.98 | 2290 | -28596.7419 | [6 empty] | Data not provided | Data not provided | Data not provided | Data not provided | Data not provided | Data not provided | Data not provided | Data not provided | Data not provided | Influent | 3.34 | 2.04 | mg/L | 13.17 | °C | Data not provided | N/A | Data not provided | N/A | 389.1 | mV | 1470 | µS/cm | None | N/A | Data not provided | Data not provided | Data not provided | Data not provided | Data not provided | Data not provided | Y | The necessity and effectiveness of pre‐treatment to condition the water for BCR treatment, MIW loading rate for each BCR medium to achieve effective metal reduction and pH neutralization, Metals removal efficiency (MRE) and sulfate reduction rate for assessing reduction of contaminant toxicity, mass, and volume, through treatment using BCRs, Residuals generation rates (i.e. sludge from precipitation) for operation and maintenance (O&M) consideration, Replacement rate for spent treatment media (substrate for biochemical reactor or limestone in a pre‐treatment process) for O&M consideration, Impacts of wet weather on the treatment effectiveness and how the BCRs would respond to such changes | Data not provided | Data not provided | Data not provided | Data not provided | Data not provided | Data not provided | Data not provided
Final Treatability Study Technical Memorandum Formosa Mine Superfund Site Douglas County, Oregon | FORMOSA MINE | ORN001002616 | N/A | OU2 | BCR2 01-02 | Abandoned | Sulfate-reducing bacteria (SRB) BCR without pre-treatment | Passive | Biochemical reactor (BCR) | No pre-treatment | Formosa 1 Adit discharge | N | BCR without pre-treatment | Aerobic polishing cell (APC) | Data not provided | Pilot | July 2013- October 2013 | Sodium | Na, dissolved | mg/L | N | N/A | [6 empty] | 2290 | 7.98 | -28596.7419 |  |  |  | Data not provided | Data not provided | Data not provided | Data not provided | Data not provided | Data not provided | Data not provided | Data not provided | Data not provided | Effluent | 6.64 | 0.29 | mg/L | 23.16 | °C | Data not provided | N/A | Data not provided | N/A | -195.4 | mV | 35860 | µS/cm | None | N/A | Data not provided | Data not provided | Data not provided | Data not provided | Data not provided | Data not provided | Y | The necessity and effectiveness of pre‐treatment to condition the water for BCR treatment, MIW loading rate for each BCR medium to achieve effective metal reduction and pH neutralization, Metals removal efficiency (MRE) and sulfate reduction rate for assessing reduction of contaminant toxicity, mass, and volume, through treatment using BCRs, Residuals generation rates (i.e. sludge from precipitation) for operation and maintenance (O&M) consideration, Replacement rate for spent treatment media (substrate for biochemical reactor or limestone in a pre‐treatment process) for O&M consideration, Impacts of wet weather on the treatment effectiveness and how the BCRs would respond to such changes | Data not provided | Data not provided | Data not provided | Data not provided | Data not provided | Data not provided | Data not provided
Final Treatability Study Technical Memorandum Formosa Mine Superfund Site Douglas County, Oregon | FORMOSA MINE | ORN001002616 | N/A | OU2 | BCR2 01-02 | Abandoned | Sulfate-reducing bacteria (SRB) BCR without pre-treatment | Passive | Biochemical reactor (BCR) | No pre-treatment | Formosa 1 Adit discharge | N | BCR without pre-treatment | Aerobic polishing cell (APC) | Data not provided | Pilot | July 2013- October 2013 | Sodium | Na, dissolved | mg/L | N | N/A | [9 empty] | 26 | 9.1 | -185.7143 | Data not provided | Data not provided | Data not provided | Data not provided | Data not provided | Data not provided | Data not provided | Data not provided | Data not provided | Effluent | 6.44 | 0.82 | mg/L | 18.16 | °C | Data not provided | N/A | Data not provided | N/A | -162.9 | mV | 8045 | µS/cm | None | N/A | Data not provided | Data not provided | Data not provided | Data not provided | Data not provided | Data not provided | Y | The necessity and effectiveness of pre‐treatment to condition the water for BCR treatment, MIW loading rate for each BCR medium to achieve effective metal reduction and pH neutralization, Metals removal efficiency (MRE) and sulfate reduction rate for assessing reduction of contaminant toxicity, mass, and volume, through treatment using BCRs, Residuals generation rates (i.e. sludge from precipitation) for operation and maintenance (O&M) consideration, Replacement rate for spent treatment media (substrate for biochemical reactor or limestone in a pre‐treatment process) for O&M consideration, Impacts of wet weather on the treatment effectiveness and how the BCRs would respond to such changes | Data not provided | Data not provided | Data not provided | Data not provided | Data not provided | Data not provided | Data not provided
Final Treatability Study Technical Memorandum Formosa Mine Superfund Site Douglas County, Oregon | FORMOSA MINE | ORN001002616 | N/A | OU2 | BCR3 01-03 | Abandoned | Sulfate-reducing bacteria (SRB) BCR with SAPS pre-treatment | Passive | Biochemical reactor (BCR) | Pre-treatment | Formosa 1 Adit discharge | Y | Entire system | Aerobic polishing cell (APC) | Data not provided | Pilot | July 2013- October 2013 | Sodium | Na, total | mg/L | N | N/A | 12.2 | 10.1 | 17.2131 | [9 empty] | Data not provided | Data not provided | Data not provided | Data not provided | Data not provided | Data not provided | Data not provided | Data not provided | Data not provided | Influent | 3.51 | 1.1 | mg/L | 10.13 | °C | Data not provided | N/A | Data not provided | N/A | 320.9 | mV | 1532 | µS/cm | None | N/A | Data not provided | Data not provided | Data not provided | Data not provided | Data not provided | Data not provided | Y | The necessity and effectiveness of pre‐treatment to condition the water for BCR treatment, MIW loading rate for each BCR medium to achieve effective metal reduction and pH neutralization, Metals removal efficiency (MRE) and sulfate reduction rate for assessing reduction of contaminant toxicity, mass, and volume, through treatment using BCRs, Residuals generation rates (i.e. sludge from precipitation) for operation and maintenance (O&M) consideration, Replacement rate for spent treatment media (substrate for biochemical reactor or limestone in a pre‐treatment process) for O&M consideration, Impacts of wet weather on the treatment effectiveness and how the BCRs would respond to such changes | Data not provided | Data not provided | Data not provided | Data not provided | Data not provided | Data not provided | Data not provided
Final Treatability Study Technical Memorandum Formosa Mine Superfund Site Douglas County, Oregon | FORMOSA MINE | ORN001002616 | N/A | OU2 | BCR3 01-03 | Abandoned | Sulfate-reducing bacteria (SRB) BCR with SAPS pre-treatment | Passive | Biochemical reactor (BCR) | Pre-treatment | Formosa 1 Adit discharge | Y | Entire system | Aerobic polishing cell (APC) | Data not provided | Pilot | July 2013- October 2013 | Sodium | Na, total | mg/L | N | N/A | [6 empty] | 207 | 8.03 | -2477.8331 |  |  |  | Data not provided | Data not provided | Data not provided | Data not provided | Data not provided | Data not provided | Data not provided | Data not provided | Data not provided | Effluent | 6.67 | 0.13 | mg/L | 20.83 | °C | Data not provided | N/A | Data not provided | N/A | 149.5 | mV | 7404 | µS/cm | None | N/A | Data not provided | Data not provided | Data not provided | Data not provided | Data not provided | Data not provided | Y | The necessity and effectiveness of pre‐treatment to condition the water for BCR treatment, MIW loading rate for each BCR medium to achieve effective metal reduction and pH neutralization, Metals removal efficiency (MRE) and sulfate reduction rate for assessing reduction of contaminant toxicity, mass, and volume, through treatment using BCRs, Residuals generation rates (i.e. sludge from precipitation) for operation and maintenance (O&M) consideration, Replacement rate for spent treatment media (substrate for biochemical reactor or limestone in a pre‐treatment process) for O&M consideration, Impacts of wet weather on the treatment effectiveness and how the BCRs would respond to such changes | Data not provided | Data not provided | Data not provided | Data not provided | Data not provided | Data not provided | Data not provided
Final Treatability Study Technical Memorandum Formosa Mine Superfund Site Douglas County, Oregon | FORMOSA MINE | ORN001002616 | N/A | OU2 | BCR3 01-03 | Abandoned | Sulfate-reducing bacteria (SRB) BCR with SAPS pre-treatment | Passive | Biochemical reactor (BCR) | Pre-treatment | Formosa 1 Adit discharge | Y | Entire system | Aerobic polishing cell (APC) | Data not provided | Pilot | July 2013- October 2013 | Sodium | Na, total | mg/L | N | N/A | [9 empty] | 9.29 | 8.94 | -3.915 | Data not provided | Data not provided | Data not provided | Data not provided | Data not provided | Data not provided | Data not provided | Data not provided | Data not provided | Effluent | 6.22 | 0.67 | mg/L | 18.81 | °C | Data not provided | N/A | Data not provided | N/A | -32.1 | mV | 1407 | µS/cm | None | N/A | Data not provided | Data not provided | Data not provided | Data not provided | Data not provided | Data not provided | Y | The necessity and effectiveness of pre‐treatment to condition the water for BCR treatment, MIW loading rate for each BCR medium to achieve effective metal reduction and pH neutralization, Metals removal efficiency (MRE) and sulfate reduction rate for assessing reduction of contaminant toxicity, mass, and volume, through treatment using BCRs, Residuals generation rates (i.e. sludge from precipitation) for operation and maintenance (O&M) consideration, Replacement rate for spent treatment media (substrate for biochemical reactor or limestone in a pre‐treatment process) for O&M consideration, Impacts of wet weather on the treatment effectiveness and how the BCRs would respond to such changes | Data not provided | Data not provided | Data not provided | Data not provided | Data not provided | Data not provided | Data not provided
Final Treatability Study Technical Memorandum Formosa Mine Superfund Site Douglas County, Oregon | FORMOSA MINE | ORN001002616 | N/A | OU2 | BCR3 01-03 | Abandoned | Sulfate-reducing bacteria (SRB) BCR with SAPS pre-treatment | Passive | Biochemical reactor (BCR) | Pre-treatment | Formosa 1 Adit discharge | Y | Entire system | Aerobic polishing cell (APC) | Data not provided | Pilot | July 2013- October 2013 | Sodium | Na, dissolved | mg/L | N | N/A | 13.1 | 11.8 | 9.9237 | [9 empty] | Data not provided | Data not provided | Data not provided | Data not provided | Data not provided | Data not provided | Data not provided | Data not provided | Data not provided | Influent | 3.37 | 0.05 | mg/L | 11.08 | °C | Data not provided | N/A | Data not provided | N/A | 357.3 | mV | 1366 | µS/cm | None | N/A | Data not provided | Data not provided | Data not provided | Data not provided | Data not provided | Data not provided | Y | The necessity and effectiveness of pre‐treatment to condition the water for BCR treatment, MIW loading rate for each BCR medium to achieve effective metal reduction and pH neutralization, Metals removal efficiency (MRE) and sulfate reduction rate for assessing reduction of contaminant toxicity, mass, and volume, through treatment using BCRs, Residuals generation rates (i.e. sludge from precipitation) for operation and maintenance (O&M) consideration, Replacement rate for spent treatment media (substrate for biochemical reactor or limestone in a pre‐treatment process) for O&M consideration, Impacts of wet weather on the treatment effectiveness and how the BCRs would respond to such changes | Data not provided | Data not provided | Data not provided | Data not provided | Data not provided | Data not provided | Data not provided
Final Treatability Study Technical Memorandum Formosa Mine Superfund Site Douglas County, Oregon | FORMOSA MINE | ORN001002616 | N/A | OU2 | BCR3 01-03 | Abandoned | Sulfate-reducing bacteria (SRB) BCR with SAPS pre-treatment | Passive | Biochemical reactor (BCR) | Pre-treatment | Formosa 1 Adit discharge | Y | Entire system | Aerobic polishing cell (APC) | Data not provided | Pilot | July 2013- October 2013 | Sodium | Na, dissolved | mg/L | N | N/A |  |  |  | 7.98 | 205 | -2468.9223 | [6 empty] | Data not provided | Data not provided | Data not provided | Data not provided | Data not provided | Data not provided | Data not provided | Data not provided | Data not provided | Influent | 3.34 | 2.04 | mg/L | 13.17 | °C | Data not provided | N/A | Data not provided | N/A | 389.1 | mV | 1470 | µS/cm | None | N/A | Data not provided | Data not provided | Data not provided | Data not provided | Data not provided | Data not provided | Y | The necessity and effectiveness of pre‐treatment to condition the water for BCR treatment, MIW loading rate for each BCR medium to achieve effective metal reduction and pH neutralization, Metals removal efficiency (MRE) and sulfate reduction rate for assessing reduction of contaminant toxicity, mass, and volume, through treatment using BCRs, Residuals generation rates (i.e. sludge from precipitation) for operation and maintenance (O&M) consideration, Replacement rate for spent treatment media (substrate for biochemical reactor or limestone in a pre‐treatment process) for O&M consideration, Impacts of wet weather on the treatment effectiveness and how the BCRs would respond to such changes | Data not provided | Data not provided | Data not provided | Data not provided | Data not provided | Data not provided | Data not provided
Final Treatability Study Technical Memorandum Formosa Mine Superfund Site Douglas County, Oregon | FORMOSA MINE | ORN001002616 | N/A | OU2 | BCR3 01-03 | Abandoned | Sulfate-reducing bacteria (SRB) BCR with SAPS pre-treatment | Passive | Biochemical reactor (BCR) | Pre-treatment | Formosa 1 Adit discharge | Y | Entire system | Aerobic polishing cell (APC) | Data not provided | Pilot | July 2013- October 2013 | Sodium | Na, dissolved | mg/L | N | N/A | [6 empty] | 205 | 7.98 | -2468.9223 |  |  |  | Data not provided | Data not provided | Data not provided | Data not provided | Data not provided | Data not provided | Data not provided | Data not provided | Data not provided | Effluent | 6.41 | 0.13 | mg/L | 20.83 | °C | Data not provided | N/A | Data not provided | N/A | 149.5 | mV | 7404 | µS/cm | None | N/A | Data not provided | Data not provided | Data not provided | Data not provided | Data not provided | Data not provided | Y | The necessity and effectiveness of pre‐treatment to condition the water for BCR treatment, MIW loading rate for each BCR medium to achieve effective metal reduction and pH neutralization, Metals removal efficiency (MRE) and sulfate reduction rate for assessing reduction of contaminant toxicity, mass, and volume, through treatment using BCRs, Residuals generation rates (i.e. sludge from precipitation) for operation and maintenance (O&M) consideration, Replacement rate for spent treatment media (substrate for biochemical reactor or limestone in a pre‐treatment process) for O&M consideration, Impacts of wet weather on the treatment effectiveness and how the BCRs would respond to such changes | Data not provided | Data not provided | Data not provided | Data not provided | Data not provided | Data not provided | Data not provided
Final Treatability Study Technical Memorandum Formosa Mine Superfund Site Douglas County, Oregon | FORMOSA MINE | ORN001002616 | N/A | OU2 | BCR3 01-03 | Abandoned | Sulfate-reducing bacteria (SRB) BCR with SAPS pre-treatment | Passive | Biochemical reactor (BCR) | Pre-treatment | Formosa 1 Adit discharge | Y | Entire system | Aerobic polishing cell (APC) | Data not provided | Pilot | July 2013- October 2013 | Sodium | Na, dissolved | mg/L | N | N/A | [9 empty] | 9.5 | 9.1 | -4.3956 | Data not provided | Data not provided | Data not provided | Data not provided | Data not provided | Data not provided | Data not provided | Data not provided | Data not provided | Effluent | 6.04 | 0.67 | mg/L | 18.81 | °C | Data not provided | N/A | Data not provided | N/A | -32.1 | mV | 1407 | µS/cm | None | N/A | Data not provided | Data not provided | Data not provided | Data not provided | Data not provided | Data not provided | Y | The necessity and effectiveness of pre‐treatment to condition the water for BCR treatment, MIW loading rate for each BCR medium to achieve effective metal reduction and pH neutralization, Metals removal efficiency (MRE) and sulfate reduction rate for assessing reduction of contaminant toxicity, mass, and volume, through treatment using BCRs, Residuals generation rates (i.e. sludge from precipitation) for operation and maintenance (O&M) consideration, Replacement rate for spent treatment media (substrate for biochemical reactor or limestone in a pre‐treatment process) for O&M consideration, Impacts of wet weather on the treatment effectiveness and how the BCRs would respond to such changes | Data not provided | Data not provided | Data not provided | Data not provided | Data not provided | Data not provided | Data not provided
Final Treatability Study Technical Memorandum Formosa Mine Superfund Site Douglas County, Oregon | FORMOSA MINE | ORN001002616 | N/A | OU2 | BCR4 01-04 | Abandoned | Sulfate-reducing bacteria (SRB) BCR with SAPS pre-treatment | Passive | Biochemical reactor (BCR) | Pre-treatment | Formosa 1 Adit discharge | Y | Entire system | Aerobic polishing cell (APC) | Data not provided | Pilot | July 2013- October 2013 | Sodium | Na, total | mg/L | N | N/A | 12.2 | 20.2 | -65.5738 | [9 empty] | Data not provided | Data not provided | Data not provided | Data not provided | Data not provided | Data not provided | Data not provided | Data not provided | Data not provided | Influent | 3.51 | 1.1 | mg/L | 10.13 | °C | Data not provided | N/A | Data not provided | N/A | 320.9 | mV | 1532 | µS/cm | None | N/A | Data not provided | Data not provided | Data not provided | Data not provided | Data not provided | Data not provided | Y | The necessity and effectiveness of pre‐treatment to condition the water for BCR treatment, MIW loading rate for each BCR medium to achieve effective metal reduction and pH neutralization, Metals removal efficiency (MRE) and sulfate reduction rate for assessing reduction of contaminant toxicity, mass, and volume, through treatment using BCRs, Residuals generation rates (i.e. sludge from precipitation) for operation and maintenance (O&M) consideration, Replacement rate for spent treatment media (substrate for biochemical reactor or limestone in a pre‐treatment process) for O&M consideration, Impacts of wet weather on the treatment effectiveness and how the BCRs would respond to such changes | Data not provided | Data not provided | Data not provided | Data not provided | Data not provided | Data not provided | Data not provided
Final Treatability Study Technical Memorandum Formosa Mine Superfund Site Douglas County, Oregon | FORMOSA MINE | ORN001002616 | N/A | OU2 | BCR4 01-04 | Abandoned | Sulfate-reducing bacteria (SRB) BCR with SAPS pre-treatment | Passive | Biochemical reactor (BCR) | Pre-treatment | Formosa 1 Adit discharge | Y | Entire system | Aerobic polishing cell (APC) | Data not provided | Pilot | July 2013- October 2013 | Sodium | Na, total | mg/L | N | N/A | [6 empty] | 1480 | 8.03 | -18330.8842 |  |  |  | Data not provided | Data not provided | Data not provided | Data not provided | Data not provided | Data not provided | Data not provided | Data not provided | Data not provided | Effluent | 6.82 | 0.17 | mg/L | 21.21 | °C | Data not provided | N/A | Data not provided | N/A | -178.9 | mV | 23850 | µS/cm | None | N/A | Data not provided | Data not provided | Data not provided | Data not provided | Data not provided | Data not provided | Y | The necessity and effectiveness of pre‐treatment to condition the water for BCR treatment, MIW loading rate for each BCR medium to achieve effective metal reduction and pH neutralization, Metals removal efficiency (MRE) and sulfate reduction rate for assessing reduction of contaminant toxicity, mass, and volume, through treatment using BCRs, Residuals generation rates (i.e. sludge from precipitation) for operation and maintenance (O&M) consideration, Replacement rate for spent treatment media (substrate for biochemical reactor or limestone in a pre‐treatment process) for O&M consideration, Impacts of wet weather on the treatment effectiveness and how the BCRs would respond to such changes | Data not provided | Data not provided | Data not provided | Data not provided | Data not provided | Data not provided | Data not provided
Final Treatability Study Technical Memorandum Formosa Mine Superfund Site Douglas County, Oregon | FORMOSA MINE | ORN001002616 | N/A | OU2 | BCR4 01-04 | Abandoned | Sulfate-reducing bacteria (SRB) BCR with SAPS pre-treatment | Passive | Biochemical reactor (BCR) | Pre-treatment | Formosa 1 Adit discharge | Y | Entire system | Aerobic polishing cell (APC) | Data not provided | Pilot | July 2013- October 2013 | Sodium | Na, total | mg/L | N | N/A | [9 empty] | 15.1 | 9.81 | -53.9246 | Data not provided | Data not provided | Data not provided | Data not provided | Data not provided | Data not provided | Data not provided | Data not provided | Data not provided | Effluent | 6.47 | 0.16 | mg/L | 15.14 | °C | Data not provided | N/A | Data not provided | N/A | -236.6 | mV | 2943 | µS/cm | None | N/A | Data not provided | Data not provided | Data not provided | Data not provided | Data not provided | Data not provided | Y | The necessity and effectiveness of pre‐treatment to condition the water for BCR treatment, MIW loading rate for each BCR medium to achieve effective metal reduction and pH neutralization, Metals removal efficiency (MRE) and sulfate reduction rate for assessing reduction of contaminant toxicity, mass, and volume, through treatment using BCRs, Residuals generation rates (i.e. sludge from precipitation) for operation and maintenance (O&M) consideration, Replacement rate for spent treatment media (substrate for biochemical reactor or limestone in a pre‐treatment process) for O&M consideration, Impacts of wet weather on the treatment effectiveness and how the BCRs would respond to such changes | Data not provided | Data not provided | Data not provided | Data not provided | Data not provided | Data not provided | Data not provided
Final Treatability Study Technical Memorandum Formosa Mine Superfund Site Douglas County, Oregon | FORMOSA MINE | ORN001002616 | N/A | OU2 | BCR4 01-04 | Abandoned | Sulfate-reducing bacteria (SRB) BCR with SAPS pre-treatment | Passive | Biochemical reactor (BCR) | Pre-treatment | Formosa 1 Adit discharge | Y | Entire system | Aerobic polishing cell (APC) | Data not provided | Pilot | July 2013- October 2013 | Sodium | Na, dissolved | mg/L | N | N/A | 13.1 | 15.7 | -19.8473 | [9 empty] | Data not provided | Data not provided | Data not provided | Data not provided | Data not provided | Data not provided | Data not provided | Data not provided | Data not provided | Influent | 3.37 | 0.05 | mg/L | 11.08 | °C | Data not provided | N/A | Data not provided | N/A | 357.3 | mV | 1366 | µS/cm | None | N/A | Data not provided | Data not provided | Data not provided | Data not provided | Data not provided | Data not provided | Y | The necessity and effectiveness of pre‐treatment to condition the water for BCR treatment, MIW loading rate for each BCR medium to achieve effective metal reduction and pH neutralization, Metals removal efficiency (MRE) and sulfate reduction rate for assessing reduction of contaminant toxicity, mass, and volume, through treatment using BCRs, Residuals generation rates (i.e. sludge from precipitation) for operation and maintenance (O&M) consideration, Replacement rate for spent treatment media (substrate for biochemical reactor or limestone in a pre‐treatment process) for O&M consideration, Impacts of wet weather on the treatment effectiveness and how the BCRs would respond to such changes | Data not provided | Data not provided | Data not provided | Data not provided | Data not provided | Data not provided | Data not provided
Final Treatability Study Technical Memorandum Formosa Mine Superfund Site Douglas County, Oregon | FORMOSA MINE | ORN001002616 | N/A | OU2 | BCR4 01-04 | Abandoned | Sulfate-reducing bacteria (SRB) BCR with SAPS pre-treatment | Passive | Biochemical reactor (BCR) | Pre-treatment | Formosa 1 Adit discharge | Y | Entire system | Aerobic polishing cell (APC) | Data not provided | Pilot | July 2013- October 2013 | Sodium | Na, dissolved | mg/L | N | N/A |  |  |  | 7.98 | 1560 | -19448.8722 | [6 empty] | Data not provided | Data not provided | Data not provided | Data not provided | Data not provided | Data not provided | Data not provided | Data not provided | Data not provided | Influent | 3.34 | 2.04 | mg/L | 13.17 | °C | Data not provided | N/A | Data not provided | N/A | 389.1 | mV | 1470 | µS/cm | None | N/A | Data not provided | Data not provided | Data not provided | Data not provided | Data not provided | Data not provided | Y | The necessity and effectiveness of pre‐treatment to condition the water for BCR treatment, MIW loading rate for each BCR medium to achieve effective metal reduction and pH neutralization, Metals removal efficiency (MRE) and sulfate reduction rate for assessing reduction of contaminant toxicity, mass, and volume, through treatment using BCRs, Residuals generation rates (i.e. sludge from precipitation) for operation and maintenance (O&M) consideration, Replacement rate for spent treatment media (substrate for biochemical reactor or limestone in a pre‐treatment process) for O&M consideration, Impacts of wet weather on the treatment effectiveness and how the BCRs would respond to such changes | Data not provided | Data not provided | Data not provided | Data not provided | Data not provided | Data not provided | Data not provided
Final Treatability Study Technical Memorandum Formosa Mine Superfund Site Douglas County, Oregon | FORMOSA MINE | ORN001002616 | N/A | OU2 | BCR4 01-04 | Abandoned | Sulfate-reducing bacteria (SRB) BCR with SAPS pre-treatment | Passive | Biochemical reactor (BCR) | Pre-treatment | Formosa 1 Adit discharge | Y | Entire system | Aerobic polishing cell (APC) | Data not provided | Pilot | July 2013- October 2013 | Sodium | Na, dissolved | mg/L | N | N/A | [6 empty] | 1560 | 7.98 | -19448.8722 |  |  |  | Data not provided | Data not provided | Data not provided | Data not provided | Data not provided | Data not provided | Data not provided | Data not provided | Data not provided | Effluent | 6.7 | 0.17 | mg/L | 21.21 | °C | Data not provided | N/A | Data not provided | N/A | -178.9 | mV | 23850 | µS/cm | None | N/A | Data not provided | Data not provided | Data not provided | Data not provided | Data not provided | Data not provided | Y | The necessity and effectiveness of pre‐treatment to condition the water for BCR treatment, MIW loading rate for each BCR medium to achieve effective metal reduction and pH neutralization, Metals removal efficiency (MRE) and sulfate reduction rate for assessing reduction of contaminant toxicity, mass, and volume, through treatment using BCRs, Residuals generation rates (i.e. sludge from precipitation) for operation and maintenance (O&M) consideration, Replacement rate for spent treatment media (substrate for biochemical reactor or limestone in a pre‐treatment process) for O&M consideration, Impacts of wet weather on the treatment effectiveness and how the BCRs would respond to such changes | Data not provided | Data not provided | Data not provided | Data not provided | Data not provided | Data not provided | Data not provided
Final Treatability Study Technical Memorandum Formosa Mine Superfund Site Douglas County, Oregon | FORMOSA MINE | ORN001002616 | N/A | OU2 | BCR4 01-04 | Abandoned | Sulfate-reducing bacteria (SRB) BCR with SAPS pre-treatment | Passive | Biochemical reactor (BCR) | Pre-treatment | Formosa 1 Adit discharge | Y | Entire system | Aerobic polishing cell (APC) | Data not provided | Pilot | July 2013- October 2013 | Sodium | Na, dissolved | mg/L | N | N/A | [9 empty] | 15.7 | 13.1 | -19.8473 | Data not provided | Data not provided | Data not provided | Data not provided | Data not provided | Data not provided | Data not provided | Data not provided | Data not provided | Effluent | 6.31 | 0.16 | mg/L | 15.14 | °C | Data not provided | N/A | Data not provided | N/A | -236.6 | mV | 2943 | µS/cm | None | N/A | Data not provided | Data not provided | Data not provided | Data not provided | Data not provided | Data not provided | Y | The necessity and effectiveness of pre‐treatment to condition the water for BCR treatment, MIW loading rate for each BCR medium to achieve effective metal reduction and pH neutralization, Metals removal efficiency (MRE) and sulfate reduction rate for assessing reduction of contaminant toxicity, mass, and volume, through treatment using BCRs, Residuals generation rates (i.e. sludge from precipitation) for operation and maintenance (O&M) consideration, Replacement rate for spent treatment media (substrate for biochemical reactor or limestone in a pre‐treatment process) for O&M consideration, Impacts of wet weather on the treatment effectiveness and how the BCRs would respond to such changes | Data not provided | Data not provided | Data not provided | Data not provided | Data not provided | Data not provided | Data not provided
Final Treatability Study Technical Memorandum Formosa Mine Superfund Site Douglas County, Oregon | FORMOSA MINE | ORN001002616 | N/A | OU2 | BCR5 01-05 | Abandoned | Sulfate-reducing bacteria (SRB) BCR with ChitoRem pre-treatment | Passive | Biochemical reactor (BCR) | Pre-treatment | Formosa 1 Adit discharge | Y | Entire system | Aerobic polishing cell (APC) | Data not provided | Pilot | July 2013- October 2013 | Sodium | Na, total | mg/L | N | N/A | 12.2 | 22.4 | -83.6066 | [9 empty] | Data not provided | Data not provided | Data not provided | Data not provided | Data not provided | Data not provided | Data not provided | Data not provided | Data not provided | Influent | 3.51 | 1.1 | mg/L | 10.13 | °C | Data not provided | N/A | Data not provided | N/A | 320.9 | mV | 1532 | µS/cm | None | N/A | Data not provided | Data not provided | Data not provided | Data not provided | Data not provided | Data not provided | Y | The necessity and effectiveness of pre‐treatment to condition the water for BCR treatment, MIW loading rate for each BCR medium to achieve effective metal reduction and pH neutralization, Metals removal efficiency (MRE) and sulfate reduction rate for assessing reduction of contaminant toxicity, mass, and volume, through treatment using BCRs, Residuals generation rates (i.e. sludge from precipitation) for operation and maintenance (O&M) consideration, Replacement rate for spent treatment media (substrate for biochemical reactor or limestone in a pre‐treatment process) for O&M consideration, Impacts of wet weather on the treatment effectiveness and how the BCRs would respond to such changes | Data not provided | Data not provided | Data not provided | Data not provided | Data not provided | Data not provided | Data not provided
Final Treatability Study Technical Memorandum Formosa Mine Superfund Site Douglas County, Oregon | FORMOSA MINE | ORN001002616 | N/A | OU2 | BCR5 01-05 | Abandoned | Sulfate-reducing bacteria (SRB) BCR with ChitoRem pre-treatment | Passive | Biochemical reactor (BCR) | Pre-treatment | Formosa 1 Adit discharge | Y | Entire system | Aerobic polishing cell (APC) | Data not provided | Pilot | July 2013- October 2013 | Sodium | Na, total | mg/L | N | N/A | [6 empty] | 361 | 8.03 | -4395.6413 |  |  |  | Data not provided | Data not provided | Data not provided | Data not provided | Data not provided | Data not provided | Data not provided | Data not provided | Data not provided | Effluent | 6.71 | 0.06 | mg/L | 21.53 | °C | Data not provided | N/A | Data not provided | N/A | -158.1 | mV | 14800 | µS/cm | None | N/A | Data not provided | Data not provided | Data not provided | Data not provided | Data not provided | Data not provided | Y | The necessity and effectiveness of pre‐treatment to condition the water for BCR treatment, MIW loading rate for each BCR medium to achieve effective metal reduction and pH neutralization, Metals removal efficiency (MRE) and sulfate reduction rate for assessing reduction of contaminant toxicity, mass, and volume, through treatment using BCRs, Residuals generation rates (i.e. sludge from precipitation) for operation and maintenance (O&M) consideration, Replacement rate for spent treatment media (substrate for biochemical reactor or limestone in a pre‐treatment process) for O&M consideration, Impacts of wet weather on the treatment effectiveness and how the BCRs would respond to such changes | Data not provided | Data not provided | Data not provided | Data not provided | Data not provided | Data not provided | Data not provided
Final Treatability Study Technical Memorandum Formosa Mine Superfund Site Douglas County, Oregon | FORMOSA MINE | ORN001002616 | N/A | OU2 | BCR5 01-05 | Abandoned | Sulfate-reducing bacteria (SRB) BCR with ChitoRem pre-treatment | Passive | Biochemical reactor (BCR) | Pre-treatment | Formosa 1 Adit discharge | Y | Entire system | Aerobic polishing cell (APC) | Data not provided | Pilot | July 2013- October 2013 | Sodium | Na, total | mg/L | N | N/A | [9 empty] | 19.2 | 9.81 | -95.7187 | Data not provided | Data not provided | Data not provided | Data not provided | Data not provided | Data not provided | Data not provided | Data not provided | Data not provided | Effluent | 6.62 | 0.08 | mg/L | 15.42 | °C | Data not provided | N/A | Data not provided | N/A | -231.3 | mV | 2087 | µS/cm | None | N/A | Data not provided | Data not provided | Data not provided | Data not provided | Data not provided | Data not provided | Y | The necessity and effectiveness of pre‐treatment to condition the water for BCR treatment, MIW loading rate for each BCR medium to achieve effective metal reduction and pH neutralization, Metals removal efficiency (MRE) and sulfate reduction rate for assessing reduction of contaminant toxicity, mass, and volume, through treatment using BCRs, Residuals generation rates (i.e. sludge from precipitation) for operation and maintenance (O&M) consideration, Replacement rate for spent treatment media (substrate for biochemical reactor or limestone in a pre‐treatment process) for O&M consideration, Impacts of wet weather on the treatment effectiveness and how the BCRs would respond to such changes | Data not provided | Data not provided | Data not provided | Data not provided | Data not provided | Data not provided | Data not provided
Final Treatability Study Technical Memorandum Formosa Mine Superfund Site Douglas County, Oregon | FORMOSA MINE | ORN001002616 | N/A | OU2 | BCR5 01-05 | Abandoned | Sulfate-reducing bacteria (SRB) BCR with ChitoRem pre-treatment | Passive | Biochemical reactor (BCR) | Pre-treatment | Formosa 1 Adit discharge | Y | Entire system | Aerobic polishing cell (APC) | Data not provided | Pilot | July 2013- October 2013 | Sodium | Na, dissolved | mg/L | N | N/A | 13.1 | 20.6 | -57.2519 | [9 empty] | Data not provided | Data not provided | Data not provided | Data not provided | Data not provided | Data not provided | Data not provided | Data not provided | Data not provided | Influent | 3.37 | 0.05 | mg/L | 1366 | °C | Data not provided | N/A | Data not provided | N/A | 357.3 | mV | 1366 | µS/cm | None | N/A | Data not provided | Data not provided | Data not provided | Data not provided | Data not provided | Data not provided | Y | The necessity and effectiveness of pre‐treatment to condition the water for BCR treatment, MIW loading rate for each BCR medium to achieve effective metal reduction and pH neutralization, Metals removal efficiency (MRE) and sulfate reduction rate for assessing reduction of contaminant toxicity, mass, and volume, through treatment using BCRs, Residuals generation rates (i.e. sludge from precipitation) for operation and maintenance (O&M) consideration, Replacement rate for spent treatment media (substrate for biochemical reactor or limestone in a pre‐treatment process) for O&M consideration, Impacts of wet weather on the treatment effectiveness and how the BCRs would respond to such changes | Data not provided | Data not provided | Data not provided | Data not provided | Data not provided | Data not provided | Data not provided
Final Treatability Study Technical Memorandum Formosa Mine Superfund Site Douglas County, Oregon | FORMOSA MINE | ORN001002616 | N/A | OU2 | BCR5 01-05 | Abandoned | Sulfate-reducing bacteria (SRB) BCR with ChitoRem pre-treatment | Passive | Biochemical reactor (BCR) | Pre-treatment | Formosa 1 Adit discharge | Y | Entire system | Aerobic polishing cell (APC) | Data not provided | Pilot | July 2013- October 2013 | Sodium | Na, dissolved | mg/L | N | N/A |  |  |  | 7.98 | 368 | -4511.5288 | [6 empty] | Data not provided | Data not provided | Data not provided | Data not provided | Data not provided | Data not provided | Data not provided | Data not provided | Data not provided | Influent | 3.34 | 2.04 | mg/L | 13.17 | °C | Data not provided | N/A | Data not provided | N/A | 389.1 | mV | 1470 | µS/cm | None | N/A | Data not provided | Data not provided | Data not provided | Data not provided | Data not provided | Data not provided | Y | The necessity and effectiveness of pre‐treatment to condition the water for BCR treatment, MIW loading rate for each BCR medium to achieve effective metal reduction and pH neutralization, Metals removal efficiency (MRE) and sulfate reduction rate for assessing reduction of contaminant toxicity, mass, and volume, through treatment using BCRs, Residuals generation rates (i.e. sludge from precipitation) for operation and maintenance (O&M) consideration, Replacement rate for spent treatment media (substrate for biochemical reactor or limestone in a pre‐treatment process) for O&M consideration, Impacts of wet weather on the treatment effectiveness and how the BCRs would respond to such changes | Data not provided | Data not provided | Data not provided | Data not provided | Data not provided | Data not provided | Data not provided
Final Treatability Study Technical Memorandum Formosa Mine Superfund Site Douglas County, Oregon | FORMOSA MINE | ORN001002616 | N/A | OU2 | BCR5 01-05 | Abandoned | Sulfate-reducing bacteria (SRB) BCR with ChitoRem pre-treatment | Passive | Biochemical reactor (BCR) | Pre-treatment | Formosa 1 Adit discharge | Y | Entire system | Aerobic polishing cell (APC) | Data not provided | Pilot | July 2013- October 2013 | Sodium | Na, dissolved | mg/L | N | N/A | [6 empty] | 368 | 7.98 | -4511.5288 |  |  |  | Data not provided | Data not provided | Data not provided | Data not provided | Data not provided | Data not provided | Data not provided | Data not provided | Data not provided | Effluent | 6.51 | 0.06 | mg/L | 21.53 | °C | Data not provided | N/A | Data not provided | N/A | -158.1 | mV | 14800 | µS/cm | None | N/A | Data not provided | Data not provided | Data not provided | Data not provided | Data not provided | Data not provided | Y | The necessity and effectiveness of pre‐treatment to condition the water for BCR treatment, MIW loading rate for each BCR medium to achieve effective metal reduction and pH neutralization, Metals removal efficiency (MRE) and sulfate reduction rate for assessing reduction of contaminant toxicity, mass, and volume, through treatment using BCRs, Residuals generation rates (i.e. sludge from precipitation) for operation and maintenance (O&M) consideration, Replacement rate for spent treatment media (substrate for biochemical reactor or limestone in a pre‐treatment process) for O&M consideration, Impacts of wet weather on the treatment effectiveness and how the BCRs would respond to such changes | Data not provided | Data not provided | Data not provided | Data not provided | Data not provided | Data not provided | Data not provided
Final Treatability Study Technical Memorandum Formosa Mine Superfund Site Douglas County, Oregon | FORMOSA MINE | ORN001002616 | N/A | OU2 | BCR5 01-05 | Abandoned | Sulfate-reducing bacteria (SRB) BCR with ChitoRem pre-treatment | Passive | Biochemical reactor (BCR) | Pre-treatment | Formosa 1 Adit discharge | Y | Entire system | Aerobic polishing cell (APC) | Data not provided | Pilot | July 2013- October 2013 | Sodium | Na, dissolved | mg/L | N | N/A | [9 empty] | 18.9 | 9.1 | -107.6923 | Data not provided | Data not provided | Data not provided | Data not provided | Data not provided | Data not provided | Data not provided | Data not provided | Data not provided | Effluent | 6.19 | 0.56 | mg/L | 19.18 | °C | Data not provided | N/A | Data not provided | N/A | -216.4 | mV | 2766 | µS/cm | None | N/A | Data not provided | Data not provided | Data not provided | Data not provided | Data not provided | Data not provided | Y | The necessity and effectiveness of pre‐treatment to condition the water for BCR treatment, MIW loading rate for each BCR medium to achieve effective metal reduction and pH neutralization, Metals removal efficiency (MRE) and sulfate reduction rate for assessing reduction of contaminant toxicity, mass, and volume, through treatment using BCRs, Residuals generation rates (i.e. sludge from precipitation) for operation and maintenance (O&M) consideration, Replacement rate for spent treatment media (substrate for biochemical reactor or limestone in a pre‐treatment process) for O&M consideration, Impacts of wet weather on the treatment effectiveness and how the BCRs would respond to such changes | Data not provided | Data not provided | Data not provided | Data not provided | Data not provided | Data not provided | Data not provided
Final Treatability Study Technical Memorandum Formosa Mine Superfund Site Douglas County, Oregon | FORMOSA MINE | ORN001002616 | N/A | OU2 | BCR6 01-06 | Abandoned | Sulfate-reducing bacteria (SRB) BCR with ChitoRem pre-treatment | Passive | Biochemical reactor (BCR) | Pre-treatment | Formosa 1 Adit discharge | Y | Entire system | Aerobic polishing cell (APC) | Data not provided | Pilot | July 2013- October 2013 | Sodium | Na, total | mg/L | N | N/A | 12.2 | 50.6 | -314.7541 | [9 empty] | Data not provided | Data not provided | Data not provided | Data not provided | Data not provided | Data not provided | Data not provided | Data not provided | Data not provided | Influent | 3.51 | 1.1 | mg/L | 10.13 | °C | Data not provided | N/A | Data not provided | N/A | 320.9 | mV | 1532 | µS/cm | None | N/A | Data not provided | Data not provided | Data not provided | Data not provided | Data not provided | Data not provided | Y | The necessity and effectiveness of pre‐treatment to condition the water for BCR treatment, MIW loading rate for each BCR medium to achieve effective metal reduction and pH neutralization, Metals removal efficiency (MRE) and sulfate reduction rate for assessing reduction of contaminant toxicity, mass, and volume, through treatment using BCRs, Residuals generation rates (i.e. sludge from precipitation) for operation and maintenance (O&M) consideration, Replacement rate for spent treatment media (substrate for biochemical reactor or limestone in a pre‐treatment process) for O&M consideration, Impacts of wet weather on the treatment effectiveness and how the BCRs would respond to such changes | Data not provided | Data not provided | Data not provided | Data not provided | Data not provided | Data not provided | Data not provided
Final Treatability Study Technical Memorandum Formosa Mine Superfund Site Douglas County, Oregon | FORMOSA MINE | ORN001002616 | N/A | OU2 | BCR6 01-06 | Abandoned | Sulfate-reducing bacteria (SRB) BCR with ChitoRem pre-treatment | Passive | Biochemical reactor (BCR) | Pre-treatment | Formosa 1 Adit discharge | Y | Entire system | Aerobic polishing cell (APC) | Data not provided | Pilot | July 2013- October 2013 | Sodium | Na, total | mg/L | N | N/A | [6 empty] | 2100 | 8.03 | -26051.9303 |  |  |  | Data not provided | Data not provided | Data not provided | Data not provided | Data not provided | Data not provided | Data not provided | Data not provided | Data not provided | Effluent | 6.87 | 0.2 | mg/L | 21.81 | °C | Data not provided | N/A | Data not provided | N/A | -178.5 | mV | 37260 | µS/cm | None | N/A | Data not provided | Data not provided | Data not provided | Data not provided | Data not provided | Data not provided | Y | The necessity and effectiveness of pre‐treatment to condition the water for BCR treatment, MIW loading rate for each BCR medium to achieve effective metal reduction and pH neutralization, Metals removal efficiency (MRE) and sulfate reduction rate for assessing reduction of contaminant toxicity, mass, and volume, through treatment using BCRs, Residuals generation rates (i.e. sludge from precipitation) for operation and maintenance (O&M) consideration, Replacement rate for spent treatment media (substrate for biochemical reactor or limestone in a pre‐treatment process) for O&M consideration, Impacts of wet weather on the treatment effectiveness and how the BCRs would respond to such changes | Data not provided | Data not provided | Data not provided | Data not provided | Data not provided | Data not provided | Data not provided
Final Treatability Study Technical Memorandum Formosa Mine Superfund Site Douglas County, Oregon | FORMOSA MINE | ORN001002616 | N/A | OU2 | BCR6 01-06 | Abandoned | Sulfate-reducing bacteria (SRB) BCR with ChitoRem pre-treatment | Passive | Biochemical reactor (BCR) | Pre-treatment | Formosa 1 Adit discharge | Y | Entire system | Aerobic polishing cell (APC) | Data not provided | Pilot | July 2013- October 2013 | Sodium | Na, total | mg/L | N | N/A | [9 empty] | 37.6 | 9.81 | -283.2824 | Data not provided | Data not provided | Data not provided | Data not provided | Data not provided | Data not provided | Data not provided | Data not provided | Data not provided | Effluent | 6.52 | 0.38 | mg/L | 16.21 | °C | Data not provided | N/A | Data not provided | N/A | -207.9 | mV | 4551 | µS/cm | None | N/A | Data not provided | Data not provided | Data not provided | Data not provided | Data not provided | Data not provided | Y | The necessity and effectiveness of pre‐treatment to condition the water for BCR treatment, MIW loading rate for each BCR medium to achieve effective metal reduction and pH neutralization, Metals removal efficiency (MRE) and sulfate reduction rate for assessing reduction of contaminant toxicity, mass, and volume, through treatment using BCRs, Residuals generation rates (i.e. sludge from precipitation) for operation and maintenance (O&M) consideration, Replacement rate for spent treatment media (substrate for biochemical reactor or limestone in a pre‐treatment process) for O&M consideration, Impacts of wet weather on the treatment effectiveness and how the BCRs would respond to such changes | Data not provided | Data not provided | Data not provided | Data not provided | Data not provided | Data not provided | Data not provided
Final Treatability Study Technical Memorandum Formosa Mine Superfund Site Douglas County, Oregon | FORMOSA MINE | ORN001002616 | N/A | OU2 | BCR6 01-06 | Abandoned | Sulfate-reducing bacteria (SRB) BCR with ChitoRem pre-treatment | Passive | Biochemical reactor (BCR) | Pre-treatment | Formosa 1 Adit discharge | Y | Entire system | Aerobic polishing cell (APC) | Data not provided | Pilot | July 2013- October 2013 | Sodium | Na, dissolved | mg/L | N | N/A | 13.1 | 37.2 | -183.9695 | [9 empty] | Data not provided | Data not provided | Data not provided | Data not provided | Data not provided | Data not provided | Data not provided | Data not provided | Data not provided | Influent | 3.37 | 0.05 | mg/L | 11.08 | °C | Data not provided | N/A | Data not provided | N/A | 357.3 | mV | 1366 | µS/cm | None | N/A | Data not provided | Data not provided | Data not provided | Data not provided | Data not provided | Data not provided | Y | The necessity and effectiveness of pre‐treatment to condition the water for BCR treatment, MIW loading rate for each BCR medium to achieve effective metal reduction and pH neutralization, Metals removal efficiency (MRE) and sulfate reduction rate for assessing reduction of contaminant toxicity, mass, and volume, through treatment using BCRs, Residuals generation rates (i.e. sludge from precipitation) for operation and maintenance (O&M) consideration, Replacement rate for spent treatment media (substrate for biochemical reactor or limestone in a pre‐treatment process) for O&M consideration, Impacts of wet weather on the treatment effectiveness and how the BCRs would respond to such changes | Data not provided | Data not provided | Data not provided | Data not provided | Data not provided | Data not provided | Data not provided
Final Treatability Study Technical Memorandum Formosa Mine Superfund Site Douglas County, Oregon | FORMOSA MINE | ORN001002616 | N/A | OU2 | BCR6 01-06 | Abandoned | Sulfate-reducing bacteria (SRB) BCR with ChitoRem pre-treatment | Passive | Biochemical reactor (BCR) | Pre-treatment | Formosa 1 Adit discharge | Y | Entire system | Aerobic polishing cell (APC) | Data not provided | Pilot | July 2013- October 2013 | Sodium | Na, dissolved | mg/L | N | N/A |  |  |  | 7.98 | 2700 | -33734.5865 | [6 empty] | Data not provided | Data not provided | Data not provided | Data not provided | Data not provided | Data not provided | Data not provided | Data not provided | Data not provided | Influent | 3.34 | 2.04 | mg/L | 13.17 | °C | Data not provided | N/A | Data not provided | N/A | 389.1 | mV | 1470 | µS/cm | None | N/A | Data not provided | Data not provided | Data not provided | Data not provided | Data not provided | Data not provided | Y | The necessity and effectiveness of pre‐treatment to condition the water for BCR treatment, MIW loading rate for each BCR medium to achieve effective metal reduction and pH neutralization, Metals removal efficiency (MRE) and sulfate reduction rate for assessing reduction of contaminant toxicity, mass, and volume, through treatment using BCRs, Residuals generation rates (i.e. sludge from precipitation) for operation and maintenance (O&M) consideration, Replacement rate for spent treatment media (substrate for biochemical reactor or limestone in a pre‐treatment process) for O&M consideration, Impacts of wet weather on the treatment effectiveness and how the BCRs would respond to such changes | Data not provided | Data not provided | Data not provided | Data not provided | Data not provided | Data not provided | Data not provided
Final Treatability Study Technical Memorandum Formosa Mine Superfund Site Douglas County, Oregon | FORMOSA MINE | ORN001002616 | N/A | OU2 | BCR6 01-06 | Abandoned | Sulfate-reducing bacteria (SRB) BCR with ChitoRem pre-treatment | Passive | Biochemical reactor (BCR) | Pre-treatment | Formosa 1 Adit discharge | Y | Entire system | Aerobic polishing cell (APC) | Data not provided | Pilot | July 2013- October 2013 | Sodium | Na, dissolved | mg/L | N | N/A | [6 empty] | 2700 | 7.98 | -33734.5865 |  |  |  | Data not provided | Data not provided | Data not provided | Data not provided | Data not provided | Data not provided | Data not provided | Data not provided | Data not provided | Effluent | 6.69 | 0.2 | mg/L | 21.81 | °C | Data not provided | N/A | Data not provided | N/A | -178.5 | mV | 37260 | µS/cm | None | N/A | Data not provided | Data not provided | Data not provided | Data not provided | Data not provided | Data not provided | Y | The necessity and effectiveness of pre‐treatment to condition the water for BCR treatment, MIW loading rate for each BCR medium to achieve effective metal reduction and pH neutralization, Metals removal efficiency (MRE) and sulfate reduction rate for assessing reduction of contaminant toxicity, mass, and volume, through treatment using BCRs, Residuals generation rates (i.e. sludge from precipitation) for operation and maintenance (O&M) consideration, Replacement rate for spent treatment media (substrate for biochemical reactor or limestone in a pre‐treatment process) for O&M consideration, Impacts of wet weather on the treatment effectiveness and how the BCRs would respond to such changes | Data not provided | Data not provided | Data not provided | Data not provided | Data not provided | Data not provided | Data not provided
Final Treatability Study Technical Memorandum Formosa Mine Superfund Site Douglas County, Oregon | FORMOSA MINE | ORN001002616 | N/A | OU2 | BCR6 01-06 | Abandoned | Sulfate-reducing bacteria (SRB) BCR with ChitoRem pre-treatment | Passive | Biochemical reactor (BCR) | Pre-treatment | Formosa 1 Adit discharge | Y | Entire system | Aerobic polishing cell (APC) | Data not provided | Pilot | July 2013- October 2013 | Sodium | Na, dissolved | mg/L | N | N/A | [9 empty] | 37.2 | 13.1 | -183.9695 | Data not provided | Data not provided | Data not provided | Data not provided | Data not provided | Data not provided | Data not provided | Data not provided | Data not provided | Effluent | 6.32 | 0.38 | mg/L | 16.21 | °C | Data not provided | N/A | Data not provided | N/A | -207.9 | mV | 4551 | µS/cm | None | N/A | Data not provided | Data not provided | Data not provided | Data not provided | Data not provided | Data not provided | Y | The necessity and effectiveness of pre‐treatment to condition the water for BCR treatment, MIW loading rate for each BCR medium to achieve effective metal reduction and pH neutralization, Metals removal efficiency (MRE) and sulfate reduction rate for assessing reduction of contaminant toxicity, mass, and volume, through treatment using BCRs, Residuals generation rates (i.e. sludge from precipitation) for operation and maintenance (O&M) consideration, Replacement rate for spent treatment media (substrate for biochemical reactor or limestone in a pre‐treatment process) for O&M consideration, Impacts of wet weather on the treatment effectiveness and how the BCRs would respond to such changes | Data not provided | Data not provided | Data not provided | Data not provided | Data not provided | Data not provided | Data not provided
Final Treatability Study Technical Memorandum Formosa Mine Superfund Site Douglas County, Oregon | FORMOSA MINE | ORN001002616 | N/A | OU2 | BCR1 01-01 | Abandoned | Sulfate-reducing bacteria (SRB) BCR without pre-treatment | Passive | Biochemical reactor (BCR) | No pre-treatment | Formosa 1 Adit discharge | N | BCR without pre-treatment | Aerobic polishing cell (APC) | Data not provided | Pilot | July 2013- October 2013 | Nickel | Ni, dissolved | mg/L | N | N/A | [6 empty] | 0.021 | 0.042 | 50 |  |  |  | Data not provided | Data not provided | Data not provided | Data not provided | Data not provided | Data not provided | Data not provided | Data not provided | Data not provided | Effluent | 5.38 | 0.86 | mg/L | 18.63 | °C | Data not provided | N/A | Data not provided | N/A | -16.6 | mV | 1395 | µS/cm | None | N/A | Data not provided | Data not provided | Data not provided | Data not provided | Data not provided | Data not provided | Y | The necessity and effectiveness of pre‐treatment to condition the water for BCR treatment, MIW loading rate for each BCR medium to achieve effective metal reduction and pH neutralization, Metals removal efficiency (MRE) and sulfate reduction rate for assessing reduction of contaminant toxicity, mass, and volume, through treatment using BCRs, Residuals generation rates (i.e. sludge from precipitation) for operation and maintenance (O&M) consideration, Replacement rate for spent treatment media (substrate for biochemical reactor or limestone in a pre‐treatment process) for O&M consideration, Impacts of wet weather on the treatment effectiveness and how the BCRs would respond to such changes | Data not provided | Data not provided | Data not provided | Data not provided | Data not provided | Data not provided | Data not provided
Final Treatability Study Technical Memorandum Formosa Mine Superfund Site Douglas County, Oregon | FORMOSA MINE | ORN001002616 | N/A | OU2 | BCR1 01-01 | Abandoned | Sulfate-reducing bacteria (SRB) BCR without pre-treatment | Passive | Biochemical reactor (BCR) | No pre-treatment | Formosa 1 Adit discharge | N | BCR without pre-treatment | Aerobic polishing cell (APC) | Data not provided | Pilot | July 2013- October 2013 | Nickel | Ni, total | mg/L | N | N/A | [9 empty] | 0.014 | 0.048 | 70.8333 | Data not provided | Data not provided | Data not provided | Data not provided | Data not provided | Data not provided | Data not provided | Data not provided | Data not provided | Effluent | 6.25 | 0.11 | mg/L | 21.04 | °C | Data not provided | N/A | Data not provided | N/A | -158.5 | mV | 3928 | µS/cm | None | N/A | Data not provided | Data not provided | Data not provided | Data not provided | Data not provided | Data not provided | Y | The necessity and effectiveness of pre‐treatment to condition the water for BCR treatment, MIW loading rate for each BCR medium to achieve effective metal reduction and pH neutralization, Metals removal efficiency (MRE) and sulfate reduction rate for assessing reduction of contaminant toxicity, mass, and volume, through treatment using BCRs, Residuals generation rates (i.e. sludge from precipitation) for operation and maintenance (O&M) consideration, Replacement rate for spent treatment media (substrate for biochemical reactor or limestone in a pre‐treatment process) for O&M consideration, Impacts of wet weather on the treatment effectiveness and how the BCRs would respond to such changes | Data not provided | Data not provided | Data not provided | Data not provided | Data not provided | Data not provided | Data not provided
Final Treatability Study Technical Memorandum Formosa Mine Superfund Site Douglas County, Oregon | FORMOSA MINE | ORN001002616 | N/A | OU2 | BCR1 01-01 | Abandoned | Sulfate-reducing bacteria (SRB) BCR without pre-treatment | Passive | Biochemical reactor (BCR) | No pre-treatment | Formosa 1 Adit discharge | N | BCR without pre-treatment | Aerobic polishing cell (APC) | Data not provided | Pilot | July 2013- October 2013 | Nickel | Ni, dissolved | mg/L | N | N/A | [9 empty] | 0.018 | 0.033 | 45.4545 | Data not provided | Data not provided | Data not provided | Data not provided | Data not provided | Data not provided | Data not provided | Data not provided | Data not provided | Effluent | 5.62 | 0.42 | mg/L | 15.49 | °C | Data not provided | N/A | Data not provided | N/A | 53.5 | mV | 1196 | µS/cm | None | N/A | Data not provided | Data not provided | Data not provided | Data not provided | Data not provided | Data not provided | Y | The necessity and effectiveness of pre‐treatment to condition the water for BCR treatment, MIW loading rate for each BCR medium to achieve effective metal reduction and pH neutralization, Metals removal efficiency (MRE) and sulfate reduction rate for assessing reduction of contaminant toxicity, mass, and volume, through treatment using BCRs, Residuals generation rates (i.e. sludge from precipitation) for operation and maintenance (O&M) consideration, Replacement rate for spent treatment media (substrate for biochemical reactor or limestone in a pre‐treatment process) for O&M consideration, Impacts of wet weather on the treatment effectiveness and how the BCRs would respond to such changes | Data not provided | Data not provided | Data not provided | Data not provided | Data not provided | Data not provided | Data not provided
Final Treatability Study Technical Memorandum Formosa Mine Superfund Site Douglas County, Oregon | FORMOSA MINE | ORN001002616 | N/A | OU2 | BCR2 01-02 | Abandoned | Sulfate-reducing bacteria (SRB) BCR without pre-treatment | Passive | Biochemical reactor (BCR) | No pre-treatment | Formosa 1 Adit discharge | N | BCR without pre-treatment | Aerobic polishing cell (APC) | Data not provided | Pilot | July 2013- October 2013 | Nickel | Ni, dissolved | mg/L | N | N/A | [6 empty] | 0.313 | 0.049 | -538.7755 |  |  |  | Data not provided | Data not provided | Data not provided | Data not provided | Data not provided | Data not provided | Data not provided | Data not provided | Data not provided | Effluent | 6.64 | 0.29 | mg/L | 21.63 | °C | Data not provided | N/A | Data not provided | N/A | -195.4 | mV | 35860 | µS/cm | None | N/A | Data not provided | Data not provided | Data not provided | Data not provided | Data not provided | Data not provided | Y | The necessity and effectiveness of pre‐treatment to condition the water for BCR treatment, MIW loading rate for each BCR medium to achieve effective metal reduction and pH neutralization, Metals removal efficiency (MRE) and sulfate reduction rate for assessing reduction of contaminant toxicity, mass, and volume, through treatment using BCRs, Residuals generation rates (i.e. sludge from precipitation) for operation and maintenance (O&M) consideration, Replacement rate for spent treatment media (substrate for biochemical reactor or limestone in a pre‐treatment process) for O&M consideration, Impacts of wet weather on the treatment effectiveness and how the BCRs would respond to such changes | Data not provided | Data not provided | Data not provided | Data not provided | Data not provided | Data not provided | Data not provided
Final Treatability Study Technical Memorandum Formosa Mine Superfund Site Douglas County, Oregon | FORMOSA MINE | ORN001002616 | N/A | OU2 | BCR2 01-02 | Abandoned | Sulfate-reducing bacteria (SRB) BCR without pre-treatment | Passive | Biochemical reactor (BCR) | No pre-treatment | Formosa 1 Adit discharge | N | BCR without pre-treatment | Aerobic polishing cell (APC) | Data not provided | Pilot | July 2013- October 2013 | Nickel | Ni, total | mg/L | N | N/A |  |  |  | 0.023 | 0.011 | 52.1739 | [6 empty] | Data not provided | Data not provided | Data not provided | Data not provided | Data not provided | Data not provided | Data not provided | Data not provided | Data not provided | Influent | 3.51 | 1.1 | mg/L | 10.13 | °C | Data not provided | N/A | Data not provided | N/A | 320.9 | mV | 1532 | µS/cm | None | N/A | Data not provided | Data not provided | Data not provided | Data not provided | Data not provided | Data not provided | Y | The necessity and effectiveness of pre‐treatment to condition the water for BCR treatment, MIW loading rate for each BCR medium to achieve effective metal reduction and pH neutralization, Metals removal efficiency (MRE) and sulfate reduction rate for assessing reduction of contaminant toxicity, mass, and volume, through treatment using BCRs, Residuals generation rates (i.e. sludge from precipitation) for operation and maintenance (O&M) consideration, Replacement rate for spent treatment media (substrate for biochemical reactor or limestone in a pre‐treatment process) for O&M consideration, Impacts of wet weather on the treatment effectiveness and how the BCRs would respond to such changes | Data not provided | Data not provided | Data not provided | Data not provided | Data not provided | Data not provided | Data not provided
Final Treatability Study Technical Memorandum Formosa Mine Superfund Site Douglas County, Oregon | FORMOSA MINE | ORN001002616 | N/A | OU2 | BCR2 01-02 | Abandoned | Sulfate-reducing bacteria (SRB) BCR without pre-treatment | Passive | Biochemical reactor (BCR) | No pre-treatment | Formosa 1 Adit discharge | N | BCR without pre-treatment | Aerobic polishing cell (APC) | Data not provided | Pilot | July 2013- October 2013 | Nickel | Ni, dissolved | mg/L | N | N/A | 0.049 | 0.313 | -538.7755 | [9 empty] | Data not provided | Data not provided | Data not provided | Data not provided | Data not provided | Data not provided | Data not provided | Data not provided | Data not provided | Influent | 3.34 | 2.04 | mg/L | 13.17 | °C | Data not provided | N/A | Data not provided | N/A | 389.1 | mV | 1470 | µS/cm | None | N/A | Data not provided | Data not provided | Data not provided | Data not provided | Data not provided | Data not provided | Y | The necessity and effectiveness of pre‐treatment to condition the water for BCR treatment, MIW loading rate for each BCR medium to achieve effective metal reduction and pH neutralization, Metals removal efficiency (MRE) and sulfate reduction rate for assessing reduction of contaminant toxicity, mass, and volume, through treatment using BCRs, Residuals generation rates (i.e. sludge from precipitation) for operation and maintenance (O&M) consideration, Replacement rate for spent treatment media (substrate for biochemical reactor or limestone in a pre‐treatment process) for O&M consideration, Impacts of wet weather on the treatment effectiveness and how the BCRs would respond to such changes | Data not provided | Data not provided | Data not provided | Data not provided | Data not provided | Data not provided | Data not provided
Final Treatability Study Technical Memorandum Formosa Mine Superfund Site Douglas County, Oregon | FORMOSA MINE | ORN001002616 | N/A | OU2 | BCR2 01-02 | Abandoned | Sulfate-reducing bacteria (SRB) BCR without pre-treatment | Passive | Biochemical reactor (BCR) | No pre-treatment | Formosa 1 Adit discharge | N | BCR without pre-treatment | Aerobic polishing cell (APC) | Data not provided | Pilot | July 2013- October 2013 | Nickel | Ni, total | mg/L | N | N/A | [9 empty] | 0.006 | 0.033 | 81.8182 | Data not provided | Data not provided | Data not provided | Data not provided | Data not provided | Data not provided | Data not provided | Data not provided | Data not provided | Effluent | 6.54 | 0.27 | mg/L | 15.09 | °C | Data not provided | N/A | Data not provided | N/A | -181 | mV | 4367 | µS/cm | None | N/A | Data not provided | Data not provided | Data not provided | Data not provided | Data not provided | Data not provided | Y | The necessity and effectiveness of pre‐treatment to condition the water for BCR treatment, MIW loading rate for each BCR medium to achieve effective metal reduction and pH neutralization, Metals removal efficiency (MRE) and sulfate reduction rate for assessing reduction of contaminant toxicity, mass, and volume, through treatment using BCRs, Residuals generation rates (i.e. sludge from precipitation) for operation and maintenance (O&M) consideration, Replacement rate for spent treatment media (substrate for biochemical reactor or limestone in a pre‐treatment process) for O&M consideration, Impacts of wet weather on the treatment effectiveness and how the BCRs would respond to such changes | Data not provided | Data not provided | Data not provided | Data not provided | Data not provided | Data not provided | Data not provided
Final Treatability Study Technical Memorandum Formosa Mine Superfund Site Douglas County, Oregon | FORMOSA MINE | ORN001002616 | N/A | OU2 | BCR2 01-02 | Abandoned | Sulfate-reducing bacteria (SRB) BCR without pre-treatment | Passive | Biochemical reactor (BCR) | No pre-treatment | Formosa 1 Adit discharge | N | BCR without pre-treatment | Aerobic polishing cell (APC) | Data not provided | Pilot | July 2013- October 2013 | Nickel | Ni, dissolved | mg/L | N | N/A |  |  |  | 0.027 | 0.008 | 70.3704 | [6 empty] | Data not provided | Data not provided | Data not provided | Data not provided | Data not provided | Data not provided | Data not provided | Data not provided | Data not provided | Influent | 3.26 | 1.1 | mg/L | 10.13 | °C | Data not provided | N/A | Data not provided | N/A | 320.9 | mV | 1532 | µS/cm | None | N/A | Data not provided | Data not provided | Data not provided | Data not provided | Data not provided | Data not provided | Y | The necessity and effectiveness of pre‐treatment to condition the water for BCR treatment, MIW loading rate for each BCR medium to achieve effective metal reduction and pH neutralization, Metals removal efficiency (MRE) and sulfate reduction rate for assessing reduction of contaminant toxicity, mass, and volume, through treatment using BCRs, Residuals generation rates (i.e. sludge from precipitation) for operation and maintenance (O&M) consideration, Replacement rate for spent treatment media (substrate for biochemical reactor or limestone in a pre‐treatment process) for O&M consideration, Impacts of wet weather on the treatment effectiveness and how the BCRs would respond to such changes | Data not provided | Data not provided | Data not provided | Data not provided | Data not provided | Data not provided | Data not provided
Final Treatability Study Technical Memorandum Formosa Mine Superfund Site Douglas County, Oregon | FORMOSA MINE | ORN001002616 | N/A | OU2 | BCR2 01-02 | Abandoned | Sulfate-reducing bacteria (SRB) BCR without pre-treatment | Passive | Biochemical reactor (BCR) | No pre-treatment | Formosa 1 Adit discharge | N | BCR without pre-treatment | Aerobic polishing cell (APC) | Data not provided | Pilot | July 2013- October 2013 | Nickel | Ni, dissolved | mg/L | N | N/A | [9 empty] | 0.006 | 0.033 | 81.8182 | Data not provided | Data not provided | Data not provided | Data not provided | Data not provided | Data not provided | Data not provided | Data not provided | Data not provided | Effluent | 6.34 | 0.27 | mg/L | 15.09 | °C | Data not provided | N/A | Data not provided | N/A | -181 | mV | 4367 | µS/cm | None | N/A | Data not provided | Data not provided | Data not provided | Data not provided | Data not provided | Data not provided | Y | The necessity and effectiveness of pre‐treatment to condition the water for BCR treatment, MIW loading rate for each BCR medium to achieve effective metal reduction and pH neutralization, Metals removal efficiency (MRE) and sulfate reduction rate for assessing reduction of contaminant toxicity, mass, and volume, through treatment using BCRs, Residuals generation rates (i.e. sludge from precipitation) for operation and maintenance (O&M) consideration, Replacement rate for spent treatment media (substrate for biochemical reactor or limestone in a pre‐treatment process) for O&M consideration, Impacts of wet weather on the treatment effectiveness and how the BCRs would respond to such changes | Data not provided | Data not provided | Data not provided | Data not provided | Data not provided | Data not provided | Data not provided
Final Treatability Study Technical Memorandum Formosa Mine Superfund Site Douglas County, Oregon | FORMOSA MINE | ORN001002616 | N/A | OU2 | BCR3 01-03 | Abandoned | Sulfate-reducing bacteria (SRB) BCR with SAPS pre-treatment | Passive | Biochemical reactor (BCR) | Pre-treatment | Formosa 1 Adit discharge | Y | Entire system | Aerobic polishing cell (APC) | Data not provided | Pilot | July 2013- October 2013 | Nickel | Ni, dissolved | mg/L | N | N/A | 0.049 | 0.035 | 28.5714 | [9 empty] | Data not provided | Data not provided | Data not provided | Data not provided | Data not provided | Data not provided | Data not provided | Data not provided | Data not provided | Influent | 3.34 | 2.04 | mg/L | 13.17 | °C | Data not provided | N/A | Data not provided | N/A | 389.1 | mV | 1470 | µS/cm | None | N/A | Data not provided | Data not provided | Data not provided | Data not provided | Data not provided | Data not provided | Y | The necessity and effectiveness of pre‐treatment to condition the water for BCR treatment, MIW loading rate for each BCR medium to achieve effective metal reduction and pH neutralization, Metals removal efficiency (MRE) and sulfate reduction rate for assessing reduction of contaminant toxicity, mass, and volume, through treatment using BCRs, Residuals generation rates (i.e. sludge from precipitation) for operation and maintenance (O&M) consideration, Replacement rate for spent treatment media (substrate for biochemical reactor or limestone in a pre‐treatment process) for O&M consideration, Impacts of wet weather on the treatment effectiveness and how the BCRs would respond to such changes | Data not provided | Data not provided | Data not provided | Data not provided | Data not provided | Data not provided | Data not provided
Final Treatability Study Technical Memorandum Formosa Mine Superfund Site Douglas County, Oregon | FORMOSA MINE | ORN001002616 | N/A | OU2 | BCR4 01-04 | Abandoned | Sulfate-reducing bacteria (SRB) BCR with SAPS pre-treatment | Passive | Biochemical reactor (BCR) | Pre-treatment | Formosa 1 Adit discharge | Y | Entire system | Aerobic polishing cell (APC) | Data not provided | Pilot | July 2013- October 2013 | Nickel | Ni, dissolved | mg/L | N | N/A | [6 empty] | 0.202 | 0.049 | -312.2449 |  |  |  | Data not provided | Data not provided | Data not provided | Data not provided | Data not provided | Data not provided | Data not provided | Data not provided | Data not provided | Effluent | 6.7 | 0.17 | mg/L | 21.21 | °C | Data not provided | N/A | Data not provided | N/A | -178.9 | mV | 23850 | µS/cm | None | N/A | Data not provided | Data not provided | Data not provided | Data not provided | Data not provided | Data not provided | Y | The necessity and effectiveness of pre‐treatment to condition the water for BCR treatment, MIW loading rate for each BCR medium to achieve effective metal reduction and pH neutralization, Metals removal efficiency (MRE) and sulfate reduction rate for assessing reduction of contaminant toxicity, mass, and volume, through treatment using BCRs, Residuals generation rates (i.e. sludge from precipitation) for operation and maintenance (O&M) consideration, Replacement rate for spent treatment media (substrate for biochemical reactor or limestone in a pre‐treatment process) for O&M consideration, Impacts of wet weather on the treatment effectiveness and how the BCRs would respond to such changes | Data not provided | Data not provided | Data not provided | Data not provided | Data not provided | Data not provided | Data not provided
Final Treatability Study Technical Memorandum Formosa Mine Superfund Site Douglas County, Oregon | FORMOSA MINE | ORN001002616 | N/A | OU2 | BCR4 01-04 | Abandoned | Sulfate-reducing bacteria (SRB) BCR with SAPS pre-treatment | Passive | Biochemical reactor (BCR) | Pre-treatment | Formosa 1 Adit discharge | Y | Entire system | Aerobic polishing cell (APC) | Data not provided | Pilot | July 2013- October 2013 | Nickel | Ni, total | mg/L | N | N/A |  |  |  | 0.023 | 0.007 | 69.5652 | [6 empty] | Data not provided | Data not provided | Data not provided | Data not provided | Data not provided | Data not provided | Data not provided | Data not provided | Data not provided | Influent | 3.51 | 1.1 | mg/L | 10.13 | °C | Data not provided | N/A | Data not provided | N/A | 320.9 | mV | 1532 | µS/cm | None | N/A | Data not provided | Data not provided | Data not provided | Data not provided | Data not provided | Data not provided | Y | The necessity and effectiveness of pre‐treatment to condition the water for BCR treatment, MIW loading rate for each BCR medium to achieve effective metal reduction and pH neutralization, Metals removal efficiency (MRE) and sulfate reduction rate for assessing reduction of contaminant toxicity, mass, and volume, through treatment using BCRs, Residuals generation rates (i.e. sludge from precipitation) for operation and maintenance (O&M) consideration, Replacement rate for spent treatment media (substrate for biochemical reactor or limestone in a pre‐treatment process) for O&M consideration, Impacts of wet weather on the treatment effectiveness and how the BCRs would respond to such changes | Data not provided | Data not provided | Data not provided | Data not provided | Data not provided | Data not provided | Data not provided
Final Treatability Study Technical Memorandum Formosa Mine Superfund Site Douglas County, Oregon | FORMOSA MINE | ORN001002616 | N/A | OU2 | BCR4 01-04 | Abandoned | Sulfate-reducing bacteria (SRB) BCR with SAPS pre-treatment | Passive | Biochemical reactor (BCR) | Pre-treatment | Formosa 1 Adit discharge | Y | Entire system | Aerobic polishing cell (APC) | Data not provided | Pilot | July 2013- October 2013 | Nickel | Ni, total | mg/L | N | N/A | [9 empty] | 0.007 | 0.033 | 78.7879 | Data not provided | Data not provided | Data not provided | Data not provided | Data not provided | Data not provided | Data not provided | Data not provided | Data not provided | Effluent | 6.47 | 0.16 | mg/L | 15.14 | °C | Data not provided | N/A | Data not provided | N/A | -236.6 | mV | 2943 | µS/cm | None | N/A | Data not provided | Data not provided | Data not provided | Data not provided | Data not provided | Data not provided | Y | The necessity and effectiveness of pre‐treatment to condition the water for BCR treatment, MIW loading rate for each BCR medium to achieve effective metal reduction and pH neutralization, Metals removal efficiency (MRE) and sulfate reduction rate for assessing reduction of contaminant toxicity, mass, and volume, through treatment using BCRs, Residuals generation rates (i.e. sludge from precipitation) for operation and maintenance (O&M) consideration, Replacement rate for spent treatment media (substrate for biochemical reactor or limestone in a pre‐treatment process) for O&M consideration, Impacts of wet weather on the treatment effectiveness and how the BCRs would respond to such changes | Data not provided | Data not provided | Data not provided | Data not provided | Data not provided | Data not provided | Data not provided
Final Treatability Study Technical Memorandum Formosa Mine Superfund Site Douglas County, Oregon | FORMOSA MINE | ORN001002616 | N/A | OU2 | BCR4 01-04 | Abandoned | Sulfate-reducing bacteria (SRB) BCR with SAPS pre-treatment | Passive | Biochemical reactor (BCR) | Pre-treatment | Formosa 1 Adit discharge | Y | Entire system | Aerobic polishing cell (APC) | Data not provided | Pilot | July 2013- October 2013 | Nickel | Ni, dissolved | mg/L | N | N/A | [9 empty] | 0.005 | 0.033 | 84.8485 | Data not provided | Data not provided | Data not provided | Data not provided | Data not provided | Data not provided | Data not provided | Data not provided | Data not provided | Effluent | 6.31 | 0.16 | mg/L | 15.14 | °C | Data not provided | N/A | Data not provided | N/A | -236.6 | mV | 2943 | µS/cm | None | N/A | Data not provided | Data not provided | Data not provided | Data not provided | Data not provided | Data not provided | Y | The necessity and effectiveness of pre‐treatment to condition the water for BCR treatment, MIW loading rate for each BCR medium to achieve effective metal reduction and pH neutralization, Metals removal efficiency (MRE) and sulfate reduction rate for assessing reduction of contaminant toxicity, mass, and volume, through treatment using BCRs, Residuals generation rates (i.e. sludge from precipitation) for operation and maintenance (O&M) consideration, Replacement rate for spent treatment media (substrate for biochemical reactor or limestone in a pre‐treatment process) for O&M consideration, Impacts of wet weather on the treatment effectiveness and how the BCRs would respond to such changes | Data not provided | Data not provided | Data not provided | Data not provided | Data not provided | Data not provided | Data not provided
Final Treatability Study Technical Memorandum Formosa Mine Superfund Site Douglas County, Oregon | FORMOSA MINE | ORN001002616 | N/A | OU2 | BCR5 01-05 | Abandoned | Sulfate-reducing bacteria (SRB) BCR with ChitoRem pre-treatment | Passive | Biochemical reactor (BCR) | Pre-treatment | Formosa 1 Adit discharge | Y | Entire system | Aerobic polishing cell (APC) | Data not provided | Pilot | July 2013- October 2013 | Nickel | Ni, dissolved | mg/L | N | N/A | [6 empty] | 0.052 | 0.049 | -6.1224 |  |  |  | Data not provided | Data not provided | Data not provided | Data not provided | Data not provided | Data not provided | Data not provided | Data not provided | Data not provided | Effluent | 6.51 | 0.06 | mg/L | 21.53 | °C | Data not provided | N/A | Data not provided | N/A | -158.1 | mV | 14800 | µS/cm | None | N/A | Data not provided | Data not provided | Data not provided | Data not provided | Data not provided | Data not provided | Y | The necessity and effectiveness of pre‐treatment to condition the water for BCR treatment, MIW loading rate for each BCR medium to achieve effective metal reduction and pH neutralization, Metals removal efficiency (MRE) and sulfate reduction rate for assessing reduction of contaminant toxicity, mass, and volume, through treatment using BCRs, Residuals generation rates (i.e. sludge from precipitation) for operation and maintenance (O&M) consideration, Replacement rate for spent treatment media (substrate for biochemical reactor or limestone in a pre‐treatment process) for O&M consideration, Impacts of wet weather on the treatment effectiveness and how the BCRs would respond to such changes | Data not provided | Data not provided | Data not provided | Data not provided | Data not provided | Data not provided | Data not provided
Final Treatability Study Technical Memorandum Formosa Mine Superfund Site Douglas County, Oregon | FORMOSA MINE | ORN001002616 | N/A | OU2 | BCR5 01-05 | Abandoned | Sulfate-reducing bacteria (SRB) BCR with ChitoRem pre-treatment | Passive | Biochemical reactor (BCR) | Pre-treatment | Formosa 1 Adit discharge | Y | Entire system | Aerobic polishing cell (APC) | Data not provided | Pilot | July 2013- October 2013 | Nickel | Ni, dissolved | mg/L | N | N/A | 0.049 | 0.052 | -6.1224 | [9 empty] | Data not provided | Data not provided | Data not provided | Data not provided | Data not provided | Data not provided | Data not provided | Data not provided | Data not provided | Influent | 3.34 | 2.04 | mg/L | 13.17 | °C | Data not provided | N/A | Data not provided | N/A | 389.1 | mV | 1470 | µS/cm | None | N/A | Data not provided | Data not provided | Data not provided | Data not provided | Data not provided | Data not provided | Y | The necessity and effectiveness of pre‐treatment to condition the water for BCR treatment, MIW loading rate for each BCR medium to achieve effective metal reduction and pH neutralization, Metals removal efficiency (MRE) and sulfate reduction rate for assessing reduction of contaminant toxicity, mass, and volume, through treatment using BCRs, Residuals generation rates (i.e. sludge from precipitation) for operation and maintenance (O&M) consideration, Replacement rate for spent treatment media (substrate for biochemical reactor or limestone in a pre‐treatment process) for O&M consideration, Impacts of wet weather on the treatment effectiveness and how the BCRs would respond to such changes | Data not provided | Data not provided | Data not provided | Data not provided | Data not provided | Data not provided | Data not provided
Final Treatability Study Technical Memorandum Formosa Mine Superfund Site Douglas County, Oregon | FORMOSA MINE | ORN001002616 | N/A | OU2 | BCR5 01-05 | Abandoned | Sulfate-reducing bacteria (SRB) BCR with ChitoRem pre-treatment | Passive | Biochemical reactor (BCR) | Pre-treatment | Formosa 1 Adit discharge | Y | Entire system | Aerobic polishing cell (APC) | Data not provided | Pilot | July 2013- October 2013 | Nickel | Ni, dissolved | mg/L | N | N/A |  |  |  | 0.027 | ND | 92.5926 | [6 empty] | Data not provided | Data not provided | Data not provided | Data not provided | Data not provided | Data not provided | Data not provided | Data not provided | Data not provided | Influent | 3.26 | 1.1 | mg/L | 10.13 | °C | Data not provided | N/A | Data not provided | N/A | 320.9 | mV | 1532 | µS/cm | None | N/A | Data not provided | Data not provided | Data not provided | Data not provided | Data not provided | Data not provided | Y | The necessity and effectiveness of pre‐treatment to condition the water for BCR treatment, MIW loading rate for each BCR medium to achieve effective metal reduction and pH neutralization, Metals removal efficiency (MRE) and sulfate reduction rate for assessing reduction of contaminant toxicity, mass, and volume, through treatment using BCRs, Residuals generation rates (i.e. sludge from precipitation) for operation and maintenance (O&M) consideration, Replacement rate for spent treatment media (substrate for biochemical reactor or limestone in a pre‐treatment process) for O&M consideration, Impacts of wet weather on the treatment effectiveness and how the BCRs would respond to such changes | Data not provided | Data not provided | Data not provided | Data not provided | Data not provided | Data not provided | Data not provided | ND = Non-detect (0.004)
Final Treatability Study Technical Memorandum Formosa Mine Superfund Site Douglas County, Oregon | FORMOSA MINE | ORN001002616 | N/A | OU2 | BCR6 01-06 | Abandoned | Sulfate-reducing bacteria (SRB) BCR with ChitoRem pre-treatment | Passive | Biochemical reactor (BCR) | Pre-treatment | Formosa 1 Adit discharge | Y | Entire system | Aerobic polishing cell (APC) | Data not provided | Pilot | July 2013- October 2013 | Nickel | Ni, dissolved | mg/L | N | N/A | [6 empty] | 0.398 | 0.049 | -712.2449 |  |  |  | Data not provided | Data not provided | Data not provided | Data not provided | Data not provided | Data not provided | Data not provided | Data not provided | Data not provided | Effluent | 6.69 | 0.2 | mg/L | 21.81 | °C | Data not provided | N/A | Data not provided | N/A | -178.5 | mV | 37260 | µS/cm | None | N/A | Data not provided | Data not provided | Data not provided | Data not provided | Data not provided | Data not provided | Y | The necessity and effectiveness of pre‐treatment to condition the water for BCR treatment, MIW loading rate for each BCR medium to achieve effective metal reduction and pH neutralization, Metals removal efficiency (MRE) and sulfate reduction rate for assessing reduction of contaminant toxicity, mass, and volume, through treatment using BCRs, Residuals generation rates (i.e. sludge from precipitation) for operation and maintenance (O&M) consideration, Replacement rate for spent treatment media (substrate for biochemical reactor or limestone in a pre‐treatment process) for O&M consideration, Impacts of wet weather on the treatment effectiveness and how the BCRs would respond to such changes | Data not provided | Data not provided | Data not provided | Data not provided | Data not provided | Data not provided | Data not provided
Final Treatability Study Technical Memorandum Formosa Mine Superfund Site Douglas County, Oregon | FORMOSA MINE | ORN001002616 | N/A | OU2 | BCR6 01-06 | Abandoned | Sulfate-reducing bacteria (SRB) BCR with ChitoRem pre-treatment | Passive | Biochemical reactor (BCR) | Pre-treatment | Formosa 1 Adit discharge | Y | Entire system | Aerobic polishing cell (APC) | Data not provided | Pilot | July 2013- October 2013 | Nickel | Ni, total | mg/L | N | N/A |  |  |  | 0.023 | 0.012 | 47.8261 | [6 empty] | Data not provided | Data not provided | Data not provided | Data not provided | Data not provided | Data not provided | Data not provided | Data not provided | Data not provided | Influent | 3.51 | 1.1 | mg/L | 10.13 | °C | Data not provided | N/A | Data not provided | N/A | 320.9 | mV | 1532 | µS/cm | None | N/A | Data not provided | Data not provided | Data not provided | Data not provided | Data not provided | Data not provided | Y | The necessity and effectiveness of pre‐treatment to condition the water for BCR treatment, MIW loading rate for each BCR medium to achieve effective metal reduction and pH neutralization, Metals removal efficiency (MRE) and sulfate reduction rate for assessing reduction of contaminant toxicity, mass, and volume, through treatment using BCRs, Residuals generation rates (i.e. sludge from precipitation) for operation and maintenance (O&M) consideration, Replacement rate for spent treatment media (substrate for biochemical reactor or limestone in a pre‐treatment process) for O&M consideration, Impacts of wet weather on the treatment effectiveness and how the BCRs would respond to such changes | Data not provided | Data not provided | Data not provided | Data not provided | Data not provided | Data not provided | Data not provided
Final Treatability Study Technical Memorandum Formosa Mine Superfund Site Douglas County, Oregon | FORMOSA MINE | ORN001002616 | N/A | OU2 | BCR6 01-06 | Abandoned | Sulfate-reducing bacteria (SRB) BCR with ChitoRem pre-treatment | Passive | Biochemical reactor (BCR) | Pre-treatment | Formosa 1 Adit discharge | Y | Entire system | Aerobic polishing cell (APC) | Data not provided | Pilot | July 2013- October 2013 | Nickel | Ni, dissolved | mg/L | N | N/A | 0.049 | 0.398 | -712.2449 | [9 empty] | Data not provided | Data not provided | Data not provided | Data not provided | Data not provided | Data not provided | Data not provided | Data not provided | Data not provided | Influent | 3.34 | 2.04 | mg/L | 13.17 | °C | Data not provided | N/A | Data not provided | N/A | 389.1 | mV | 1470 | µS/cm | None | N/A | Data not provided | Data not provided | Data not provided | Data not provided | Data not provided | Data not provided | Y | The necessity and effectiveness of pre‐treatment to condition the water for BCR treatment, MIW loading rate for each BCR medium to achieve effective metal reduction and pH neutralization, Metals removal efficiency (MRE) and sulfate reduction rate for assessing reduction of contaminant toxicity, mass, and volume, through treatment using BCRs, Residuals generation rates (i.e. sludge from precipitation) for operation and maintenance (O&M) consideration, Replacement rate for spent treatment media (substrate for biochemical reactor or limestone in a pre‐treatment process) for O&M consideration, Impacts of wet weather on the treatment effectiveness and how the BCRs would respond to such changes | Data not provided | Data not provided | Data not provided | Data not provided | Data not provided | Data not provided | Data not provided
Final Treatability Study Technical Memorandum Formosa Mine Superfund Site Douglas County, Oregon | FORMOSA MINE | ORN001002616 | N/A | OU2 | BCR6 01-06 | Abandoned | Sulfate-reducing bacteria (SRB) BCR with ChitoRem pre-treatment | Passive | Biochemical reactor (BCR) | Pre-treatment | Formosa 1 Adit discharge | Y | Entire system | Aerobic polishing cell (APC) | Data not provided | Pilot | July 2013- October 2013 | Nickel | Ni, total | mg/L | N | N/A | [9 empty] | 0.012 | 0.023 | 47.8261 | Data not provided | Data not provided | Data not provided | Data not provided | Data not provided | Data not provided | Data not provided | Data not provided | Data not provided | Effluent | 6.34 | 1.86 | mg/L | 15.34 | °C | Data not provided | N/A | Data not provided | N/A | -207.9 | mV | 4551 | µS/cm | None | N/A | Data not provided | Data not provided | Data not provided | Data not provided | Data not provided | Data not provided | Y | The necessity and effectiveness of pre‐treatment to condition the water for BCR treatment, MIW loading rate for each BCR medium to achieve effective metal reduction and pH neutralization, Metals removal efficiency (MRE) and sulfate reduction rate for assessing reduction of contaminant toxicity, mass, and volume, through treatment using BCRs, Residuals generation rates (i.e. sludge from precipitation) for operation and maintenance (O&M) consideration, Replacement rate for spent treatment media (substrate for biochemical reactor or limestone in a pre‐treatment process) for O&M consideration, Impacts of wet weather on the treatment effectiveness and how the BCRs would respond to such changes | Data not provided | Data not provided | Data not provided | Data not provided | Data not provided | Data not provided | Data not provided
Final Treatability Study Technical Memorandum Formosa Mine Superfund Site Douglas County, Oregon | FORMOSA MINE | ORN001002616 | N/A | OU2 | BCR6 01-06 | Abandoned | Sulfate-reducing bacteria (SRB) BCR with ChitoRem pre-treatment | Passive | Biochemical reactor (BCR) | Pre-treatment | Formosa 1 Adit discharge | Y | Entire system | Aerobic polishing cell (APC) | Data not provided | Pilot | July 2013- October 2013 | Nickel | Ni, dissolved | mg/L | N | N/A |  |  |  | 0.027 | 0.011 | 59.2593 | [6 empty] | Data not provided | Data not provided | Data not provided | Data not provided | Data not provided | Data not provided | Data not provided | Data not provided | Data not provided | Influent | 3.26 | 1.1 | mg/L | 10.13 | °C | Data not provided | N/A | Data not provided | N/A | 320.9 | mV | 1532 | µS/cm | None | N/A | Data not provided | Data not provided | Data not provided | Data not provided | Data not provided | Data not provided | Y | The necessity and effectiveness of pre‐treatment to condition the water for BCR treatment, MIW loading rate for each BCR medium to achieve effective metal reduction and pH neutralization, Metals removal efficiency (MRE) and sulfate reduction rate for assessing reduction of contaminant toxicity, mass, and volume, through treatment using BCRs, Residuals generation rates (i.e. sludge from precipitation) for operation and maintenance (O&M) consideration, Replacement rate for spent treatment media (substrate for biochemical reactor or limestone in a pre‐treatment process) for O&M consideration, Impacts of wet weather on the treatment effectiveness and how the BCRs would respond to such changes | Data not provided | Data not provided | Data not provided | Data not provided | Data not provided | Data not provided | Data not provided
Final Treatability Study Technical Memorandum Formosa Mine Superfund Site Douglas County, Oregon | FORMOSA MINE | ORN001002616 | N/A | OU2 | BCR6 01-06 | Abandoned | Sulfate-reducing bacteria (SRB) BCR with ChitoRem pre-treatment | Passive | Biochemical reactor (BCR) | Pre-treatment | Formosa 1 Adit discharge | Y | Entire system | Aerobic polishing cell (APC) | Data not provided | Pilot | July 2013- October 2013 | Nickel | Ni, dissolved | mg/L | N | N/A | [9 empty] | 0.011 | 0.027 | 59.2593 | Data not provided | Data not provided | Data not provided | Data not provided | Data not provided | Data not provided | Data not provided | Data not provided | Data not provided | Effluent | 6.34 | 1.86 | mg/L | 15.34 | °C | Data not provided | N/A | Data not provided | N/A | -311.4 | mV | 9983 | µS/cm | None | N/A | Data not provided | Data not provided | Data not provided | Data not provided | Data not provided | Data not provided | Y | The necessity and effectiveness of pre‐treatment to condition the water for BCR treatment, MIW loading rate for each BCR medium to achieve effective metal reduction and pH neutralization, Metals removal efficiency (MRE) and sulfate reduction rate for assessing reduction of contaminant toxicity, mass, and volume, through treatment using BCRs, Residuals generation rates (i.e. sludge from precipitation) for operation and maintenance (O&M) consideration, Replacement rate for spent treatment media (substrate for biochemical reactor or limestone in a pre‐treatment process) for O&M consideration, Impacts of wet weather on the treatment effectiveness and how the BCRs would respond to such changes | Data not provided | Data not provided | Data not provided | Data not provided | Data not provided | Data not provided | Data not provided
Final Treatability Study Technical Memorandum Formosa Mine Superfund Site Douglas County, Oregon | FORMOSA MINE | ORN001002616 | N/A | OU2 | BCR1 01-01 | Abandoned | Sulfate-reducing bacteria (SRB) BCR without pre-treatment | Passive | Biochemical reactor (BCR) | No pre-treatment | Formosa 1 Adit discharge | N | BCR without pre-treatment | Aerobic polishing cell (APC) | Data not provided | Pilot | July 2013- October 2013 | Sulfate | Sulfate, total | mg/L | N | N/A | 2180 | 670 | 69.2661 | [9 empty] | Data not provided | Data not provided | Data not provided | Data not provided | Data not provided | Data not provided | Data not provided | Data not provided | Data not provided | Influent | 3.26 | 1.1 | mg/L | 10.13 | °C | Data not provided | N/A | Data not provided | N/A | 320.9 | mV | 1532 | µS/cm | None | N/A | Data not provided | Data not provided | Data not provided | Data not provided | Data not provided | Data not provided | Data not provided | Data not provided | Data not provided | Data not provided | Data not provided | Data not provided | Data not provided | Data not provided | Data not provided
Final Treatability Study Technical Memorandum Formosa Mine Superfund Site Douglas County, Oregon | FORMOSA MINE | ORN001002616 | N/A | OU2 | BCR1 01-01 | Abandoned | Sulfate-reducing bacteria (SRB) BCR without pre-treatment | Passive | Biochemical reactor (BCR) | No pre-treatment | Formosa 1 Adit discharge | N | BCR without pre-treatment | Aerobic polishing cell (APC) | Data not provided | Pilot | July 2013- October 2013 | Sulfate | Sulfate, total | mg/L | N | N/A |  |  |  | 1765 | 719 | 59.2635 | [6 empty] | Data not provided | Data not provided | Data not provided | Data not provided | Data not provided | Data not provided | Data not provided | Data not provided | Data not provided | Influent | 3.34 | 2.04 | mg/L | 13.17 | °C | Data not provided | N/A | Data not provided | N/A | 389.1 | mV | 1470 | µS/cm | None | N/A | Data not provided | Data not provided | Data not provided | Data not provided | Data not provided | Data not provided | Data not provided | Data not provided | Data not provided | Data not provided | Data not provided | Data not provided | Data not provided | Data not provided | Data not provided
Final Treatability Study Technical Memorandum Formosa Mine Superfund Site Douglas County, Oregon | FORMOSA MINE | ORN001002616 | N/A | OU2 | BCR1 01-01 | Abandoned | Sulfate-reducing bacteria (SRB) BCR without pre-treatment | Passive | Biochemical reactor (BCR) | No pre-treatment | Formosa 1 Adit discharge | N | BCR without pre-treatment | Aerobic polishing cell (APC) | Data not provided | Pilot | July 2013- October 2013 | Sulfate | Sulfate, total | mg/L | N | N/A | [6 empty] | 1400 | 2004 | 30.1397 |  |  |  | Data not provided | Data not provided | Data not provided | Data not provided | Data not provided | Data not provided | Data not provided | Data not provided | Data not provided | Effluent | 5.62 | 0.42 | mg/L | 15.49 | °C | Data not provided | N/A | Data not provided | N/A | 53.5 | mV | 1196 | µS/cm | None | N/A | Data not provided | Data not provided | Data not provided | Data not provided | Data not provided | Data not provided | Data not provided | Data not provided | Data not provided | Data not provided | Data not provided | Data not provided | Data not provided | Data not provided | Data not provided
Final Treatability Study Technical Memorandum Formosa Mine Superfund Site Douglas County, Oregon | FORMOSA MINE | ORN001002616 | N/A | OU2 | BCR1 01-01 | Abandoned | Sulfate-reducing bacteria (SRB) BCR without pre-treatment | Passive | Biochemical reactor (BCR) | No pre-treatment | Formosa 1 Adit discharge | N | BCR without pre-treatment | Aerobic polishing cell (APC) | Data not provided | Pilot | July 2013- October 2013 | Sulfate | Sulfate, total | mg/L | N | N/A | [9 empty] | 670 | 2180 | 69.2661 | Data not provided | Data not provided | Data not provided | Data not provided | Data not provided | Data not provided | Data not provided | Data not provided | Data not provided | Effluent | 5.9 | 1.91 | mg/L | 16.56 | °C | Data not provided | N/A | Data not provided | N/A | -21.4 | mV | 1215 | µS/cm | None | N/A | Data not provided | Data not provided | Data not provided | Data not provided | Data not provided | Data not provided | Data not provided | Data not provided | Data not provided | Data not provided | Data not provided | Data not provided | Data not provided | Data not provided | Data not provided
Final Treatability Study Technical Memorandum Formosa Mine Superfund Site Douglas County, Oregon | FORMOSA MINE | ORN001002616 | N/A | OU2 | BCR2 01-02 | Abandoned | Sulfate-reducing bacteria (SRB) BCR without pre-treatment | Passive | Biochemical reactor (BCR) | No pre-treatment | Formosa 1 Adit discharge | N | BCR without pre-treatment | Aerobic polishing cell (APC) | Data not provided | Pilot | July 2013- October 2013 | Sulfate | Sulfate, total | mg/L | N | N/A | 2180 | 118 | 94.5872 | [9 empty] | Data not provided | Data not provided | Data not provided | Data not provided | Data not provided | Data not provided | Data not provided | Data not provided | Data not provided | Influent | 3.26 | 1.1 | mg/L | 10.13 | °C | Data not provided | N/A | Data not provided | N/A | 320.9 | mV | 1532 | µS/cm | None | N/A | Data not provided | Data not provided | Data not provided | Data not provided | Data not provided | Data not provided | Data not provided | Data not provided | Data not provided | Data not provided | Data not provided | Data not provided | Data not provided | Data not provided | Data not provided
Final Treatability Study Technical Memorandum Formosa Mine Superfund Site Douglas County, Oregon | FORMOSA MINE | ORN001002616 | N/A | OU2 | BCR2 01-02 | Abandoned | Sulfate-reducing bacteria (SRB) BCR without pre-treatment | Passive | Biochemical reactor (BCR) | No pre-treatment | Formosa 1 Adit discharge | N | BCR without pre-treatment | Aerobic polishing cell (APC) | Data not provided | Pilot | July 2013- October 2013 | Sulfate | Sulfate, total | mg/L | N | N/A |  |  |  | 1765 | 1367 | 22.5496 | [6 empty] | Data not provided | Data not provided | Data not provided | Data not provided | Data not provided | Data not provided | Data not provided | Data not provided | Data not provided | Influent | 3.34 | 2.04 | mg/L | 13.17 | °C | Data not provided | N/A | Data not provided | N/A | 389.1 | mV | 1470 | µS/cm | None | N/A | Data not provided | Data not provided | Data not provided | Data not provided | Data not provided | Data not provided | Data not provided | Data not provided | Data not provided | Data not provided | Data not provided | Data not provided | Data not provided | Data not provided | Data not provided
Final Treatability Study Technical Memorandum Formosa Mine Superfund Site Douglas County, Oregon | FORMOSA MINE | ORN001002616 | N/A | OU2 | BCR2 01-02 | Abandoned | Sulfate-reducing bacteria (SRB) BCR without pre-treatment | Passive | Biochemical reactor (BCR) | No pre-treatment | Formosa 1 Adit discharge | N | BCR without pre-treatment | Aerobic polishing cell (APC) | Data not provided | Pilot | July 2013- October 2013 | Sulfate | Sulfate, total | mg/L | N | N/A | [6 empty] | 1367 | 1765 | 22.5496 |  |  |  | Data not provided | Data not provided | Data not provided | Data not provided | Data not provided | Data not provided | Data not provided | Data not provided | Data not provided | Effluent | 6.64 | 0.29 | mg/L | 21.63 | °C | Data not provided | N/A | Data not provided | N/A | -195.4 | mV | 35860 | µS/cm | None | N/A | Data not provided | Data not provided | Data not provided | Data not provided | Data not provided | Data not provided | Data not provided | Data not provided | Data not provided | Data not provided | Data not provided | Data not provided | Data not provided | Data not provided | Data not provided
Final Treatability Study Technical Memorandum Formosa Mine Superfund Site Douglas County, Oregon | FORMOSA MINE | ORN001002616 | N/A | OU2 | BCR3 01-03 | Abandoned | Sulfate-reducing bacteria (SRB) BCR with SAPS pre-treatment | Passive | Biochemical reactor (BCR) | Pre-treatment | Formosa 1 Adit discharge | Y | Entire system | Aerobic polishing cell (APC) | Data not provided | Pilot | July 2013- October 2013 | Sulfate | Sulfate, total | mg/L | N | N/A | 2180 | 440 | 79.8165 | [9 empty] | Data not provided | Data not provided | Data not provided | Data not provided | Data not provided | Data not provided | Data not provided | Data not provided | Data not provided | Influent | 3.26 | 1.1 | mg/L | 10.13 | °C | Data not provided | N/A | Data not provided | N/A | 320.9 | mV | 1532 | µS/cm | None | N/A | Data not provided | Data not provided | Data not provided | Data not provided | Data not provided | Data not provided | Data not provided | Data not provided | Data not provided | Data not provided | Data not provided | Data not provided | Data not provided | Data not provided | Data not provided
Final Treatability Study Technical Memorandum Formosa Mine Superfund Site Douglas County, Oregon | FORMOSA MINE | ORN001002616 | N/A | OU2 | BCR3 01-03 | Abandoned | Sulfate-reducing bacteria (SRB) BCR with SAPS pre-treatment | Passive | Biochemical reactor (BCR) | Pre-treatment | Formosa 1 Adit discharge | Y | Entire system | Aerobic polishing cell (APC) | Data not provided | Pilot | July 2013- October 2013 | Sulfate | Sulfate, total | mg/L | N | N/A |  |  |  | 1765 | 421 | 76.1473 | [6 empty] | Data not provided | Data not provided | Data not provided | Data not provided | Data not provided | Data not provided | Data not provided | Data not provided | Data not provided | Influent | 3.34 | 2.04 | mg/L | 13.17 | °C | Data not provided | N/A | Data not provided | N/A | 389.1 | mV | 1470 | µS/cm | None | N/A | Data not provided | Data not provided | Data not provided | Data not provided | Data not provided | Data not provided | Data not provided | Data not provided | Data not provided | Data not provided | Data not provided | Data not provided | Data not provided | Data not provided | Data not provided
Final Treatability Study Technical Memorandum Formosa Mine Superfund Site Douglas County, Oregon | FORMOSA MINE | ORN001002616 | N/A | OU2 | BCR3 01-03 | Abandoned | Sulfate-reducing bacteria (SRB) BCR with SAPS pre-treatment | Passive | Biochemical reactor (BCR) | Pre-treatment | Formosa 1 Adit discharge | Y | Entire system | Aerobic polishing cell (APC) | Data not provided | Pilot | July 2013- October 2013 | Sulfate | Sulfate, total | mg/L | N | N/A | [6 empty] | 611 | 1840 | 66.7935 |  |  |  | Data not provided | Data not provided | Data not provided | Data not provided | Data not provided | Data not provided | Data not provided | Data not provided | Data not provided | Effluent | 6.04 | 0.67 | mg/L | 18.81 | °C | Data not provided | N/A | Data not provided | N/A | -32.1 | mV | 1407 | µS/cm | None | N/A | Data not provided | Data not provided | Data not provided | Data not provided | Data not provided | Data not provided | Data not provided | Data not provided | Data not provided | Data not provided | Data not provided | Data not provided | Data not provided | Data not provided | Data not provided
Final Treatability Study Technical Memorandum Formosa Mine Superfund Site Douglas County, Oregon | FORMOSA MINE | ORN001002616 | N/A | OU2 | BCR3 01-03 | Abandoned | Sulfate-reducing bacteria (SRB) BCR with SAPS pre-treatment | Passive | Biochemical reactor (BCR) | Pre-treatment | Formosa 1 Adit discharge | Y | Entire system | Aerobic polishing cell (APC) | Data not provided | Pilot | July 2013- October 2013 | Sulfate | Sulfate, total | mg/L | N | N/A | [9 empty] | 421 | 1765 | 76.1473 | Data not provided | Data not provided | Data not provided | Data not provided | Data not provided | Data not provided | Data not provided | Data not provided | Data not provided | Effluent | 6.41 | 0.13 | mg/L | 20.83 | °C | Data not provided | N/A | Data not provided | N/A | 149.5 | mV | 7404 | µS/cm | None | N/A | Data not provided | Data not provided | Data not provided | Data not provided | Data not provided | Data not provided | Data not provided | Data not provided | Data not provided | Data not provided | Data not provided | Data not provided | Data not provided | Data not provided | Data not provided
Final Treatability Study Technical Memorandum Formosa Mine Superfund Site Douglas County, Oregon | FORMOSA MINE | ORN001002616 | N/A | OU2 | BCR4 01-04 | Abandoned | Sulfate-reducing bacteria (SRB) BCR with SAPS pre-treatment | Passive | Biochemical reactor (BCR) | Pre-treatment | Formosa 1 Adit discharge | Y | Entire system | Aerobic polishing cell (APC) | Data not provided | Pilot | July 2013- October 2013 | Sulfate | Sulfate, total | mg/L | N | N/A | 2180 | 120 | 94.4954 | [9 empty] | Data not provided | Data not provided | Data not provided | Data not provided | Data not provided | Data not provided | Data not provided | Data not provided | Data not provided | Influent | 3.26 | 1.1 | mg/L | 10.13 | °C | Data not provided | N/A | Data not provided | N/A | 320.9 | mV | 1532 | µS/cm | None | N/A | Data not provided | Data not provided | Data not provided | Data not provided | Data not provided | Data not provided | Data not provided | Data not provided | Data not provided | Data not provided | Data not provided | Data not provided | Data not provided | Data not provided | Data not provided
Final Treatability Study Technical Memorandum Formosa Mine Superfund Site Douglas County, Oregon | FORMOSA MINE | ORN001002616 | N/A | OU2 | BCR4 01-04 | Abandoned | Sulfate-reducing bacteria (SRB) BCR with SAPS pre-treatment | Passive | Biochemical reactor (BCR) | Pre-treatment | Formosa 1 Adit discharge | Y | Entire system | Aerobic polishing cell (APC) | Data not provided | Pilot | July 2013- October 2013 | Sulfate | Sulfate, total | mg/L | N | N/A |  |  |  | 1765 | 948 | 46.289 | [6 empty] | Data not provided | Data not provided | Data not provided | Data not provided | Data not provided | Data not provided | Data not provided | Data not provided | Data not provided | Influent | 3.34 | 2.04 | mg/L | 13.17 | °C | Data not provided | N/A | Data not provided | N/A | 389.1 | mV | 1470 | µS/cm | None | N/A | Data not provided | Data not provided | Data not provided | Data not provided | Data not provided | Data not provided | Data not provided | Data not provided | Data not provided | Data not provided | Data not provided | Data not provided | Data not provided | Data not provided | Data not provided
Final Treatability Study Technical Memorandum Formosa Mine Superfund Site Douglas County, Oregon | FORMOSA MINE | ORN001002616 | N/A | OU2 | BCR4 01-04 | Abandoned | Sulfate-reducing bacteria (SRB) BCR with SAPS pre-treatment | Passive | Biochemical reactor (BCR) | Pre-treatment | Formosa 1 Adit discharge | Y | Entire system | Aerobic polishing cell (APC) | Data not provided | Pilot | July 2013- October 2013 | Sulfate | Sulfate, total | mg/L | N | N/A | [6 empty] | 948 | 1765 | 46.289 |  |  |  | Data not provided | Data not provided | Data not provided | Data not provided | Data not provided | Data not provided | Data not provided | Data not provided | Data not provided | Effluent | 6.7 | 0.17 | mg/L | 21.21 | °C | Data not provided | N/A | Data not provided | N/A | -178.9 | mV | 23850 | µS/cm | None | N/A | Data not provided | Data not provided | Data not provided | Data not provided | Data not provided | Data not provided | Data not provided | Data not provided | Data not provided | Data not provided | Data not provided | Data not provided | Data not provided | Data not provided | Data not provided
Final Treatability Study Technical Memorandum Formosa Mine Superfund Site Douglas County, Oregon | FORMOSA MINE | ORN001002616 | N/A | OU2 | BCR4 01-04 | Abandoned | Sulfate-reducing bacteria (SRB) BCR with SAPS pre-treatment | Passive | Biochemical reactor (BCR) | Pre-treatment | Formosa 1 Adit discharge | Y | Entire system | Aerobic polishing cell (APC) | Data not provided | Pilot | July 2013- October 2013 | Sulfate | Sulfate, total | mg/L | N | N/A | [9 empty] | 97.4 | 1893 | 94.8547 | Data not provided | Data not provided | Data not provided | Data not provided | Data not provided | Data not provided | Data not provided | Data not provided | Data not provided | Effluent | 6.59 | 0.33 | mg/L | 20.23 | °C | Data not provided | N/A | Data not provided | N/A | -162.9 | mV | 14510 | µS/cm | None | N/A | Data not provided | Data not provided | Data not provided | Data not provided | Data not provided | Data not provided | Data not provided | Data not provided | Data not provided | Data not provided | Data not provided | Data not provided | Data not provided | Data not provided | Data not provided
Final Treatability Study Technical Memorandum Formosa Mine Superfund Site Douglas County, Oregon | FORMOSA MINE | ORN001002616 | N/A | OU2 | BCR5 01-05 | Abandoned | Sulfate-reducing bacteria (SRB) BCR with ChitoRem pre-treatment | Passive | Biochemical reactor (BCR) | Pre-treatment | Formosa 1 Adit discharge | Y | Entire system | Aerobic polishing cell (APC) | Data not provided | Pilot | July 2013- October 2013 | Sulfate | Sulfate, total | mg/L | N | N/A | 2180 | 32 | 98.5321 | [9 empty] | Data not provided | Data not provided | Data not provided | Data not provided | Data not provided | Data not provided | Data not provided | Data not provided | Data not provided | Influent | 3.26 | 1.1 | mg/L | 10.13 | °C | Data not provided | N/A | Data not provided | N/A | 320.9 | mV | 1532 | µS/cm | None | N/A | Data not provided | Data not provided | Data not provided | Data not provided | Data not provided | Data not provided | Data not provided | Data not provided | Data not provided | Data not provided | Data not provided | Data not provided | Data not provided | Data not provided | Data not provided
Final Treatability Study Technical Memorandum Formosa Mine Superfund Site Douglas County, Oregon | FORMOSA MINE | ORN001002616 | N/A | OU2 | BCR5 01-05 | Abandoned | Sulfate-reducing bacteria (SRB) BCR with ChitoRem pre-treatment | Passive | Biochemical reactor (BCR) | Pre-treatment | Formosa 1 Adit discharge | Y | Entire system | Aerobic polishing cell (APC) | Data not provided | Pilot | July 2013- October 2013 | Sulfate | Sulfate, total | mg/L | N | N/A |  |  |  | 1765 | 344 | 80.5099 | [6 empty] | Data not provided | Data not provided | Data not provided | Data not provided | Data not provided | Data not provided | Data not provided | Data not provided | Data not provided | Influent | 3.34 | 2.04 | mg/L | 13.17 | °C | Data not provided | N/A | Data not provided | N/A | 389.1 | mV | 1470 | µS/cm | None | N/A | Data not provided | Data not provided | Data not provided | Data not provided | Data not provided | Data not provided | Data not provided | Data not provided | Data not provided | Data not provided | Data not provided | Data not provided | Data not provided | Data not provided | Data not provided
Final Treatability Study Technical Memorandum Formosa Mine Superfund Site Douglas County, Oregon | FORMOSA MINE | ORN001002616 | N/A | OU2 | BCR5 01-05 | Abandoned | Sulfate-reducing bacteria (SRB) BCR with ChitoRem pre-treatment | Passive | Biochemical reactor (BCR) | Pre-treatment | Formosa 1 Adit discharge | Y | Entire system | Aerobic polishing cell (APC) | Data not provided | Pilot | July 2013- October 2013 | Sulfate | Sulfate, total | mg/L | N | N/A | [6 empty] | 344 | 1765 | 80.5099 |  |  |  | Data not provided | Data not provided | Data not provided | Data not provided | Data not provided | Data not provided | Data not provided | Data not provided | Data not provided | Effluent | 6.51 | 0.06 | mg/L | 21.53 | °C | Data not provided | N/A | Data not provided | N/A | -158.1 | mV | 14800 | µS/cm | None | N/A | Data not provided | Data not provided | Data not provided | Data not provided | Data not provided | Data not provided | Data not provided | Data not provided | Data not provided | Data not provided | Data not provided | Data not provided | Data not provided | Data not provided | Data not provided
Final Treatability Study Technical Memorandum Formosa Mine Superfund Site Douglas County, Oregon | FORMOSA MINE | ORN001002616 | N/A | OU2 | BCR5 01-05 | Abandoned | Sulfate-reducing bacteria (SRB) BCR with ChitoRem pre-treatment | Passive | Biochemical reactor (BCR) | Pre-treatment | Formosa 1 Adit discharge | Y | Entire system | Aerobic polishing cell (APC) | Data not provided | Pilot | July 2013- October 2013 | Sulfate | Sulfate, total | mg/L | N | N/A | [9 empty] | 30.3 | 2004 | 98.488 | Data not provided | Data not provided | Data not provided | Data not provided | Data not provided | Data not provided | Data not provided | Data not provided | Data not provided | Effluent | 6.62 | 0.08 | mg/L | 15.42 | °C | Data not provided | N/A | Data not provided | N/A | -231.3 | mV | 2087 | µS/cm | None | N/A | Data not provided | Data not provided | Data not provided | Data not provided | Data not provided | Data not provided | Data not provided | Data not provided | Data not provided | Data not provided | Data not provided | Data not provided | Data not provided | Data not provided | Data not provided
Final Treatability Study Technical Memorandum Formosa Mine Superfund Site Douglas County, Oregon | FORMOSA MINE | ORN001002616 | N/A | OU2 | BCR6 01-06 | Abandoned | Sulfate-reducing bacteria (SRB) BCR with ChitoRem pre-treatment | Passive | Biochemical reactor (BCR) | Pre-treatment | Formosa 1 Adit discharge | Y | Entire system | Aerobic polishing cell (APC) | Data not provided | Pilot | July 2013- October 2013 | Sulfate | Sulfate, total | mg/L | N | N/A |  |  |  | 1765 | 1284 | 27.2521 | [6 empty] | Data not provided | Data not provided | Data not provided | Data not provided | Data not provided | Data not provided | Data not provided | Data not provided | Data not provided | Influent | 3.34 | 2.04 | mg/L | 13.17 | °C | Data not provided | N/A | Data not provided | N/A | 389.1 | mV | 1470 | µS/cm | None | N/A | Data not provided | Data not provided | Data not provided | Data not provided | Data not provided | Data not provided | Data not provided | Data not provided | Data not provided | Data not provided | Data not provided | Data not provided | Data not provided | Data not provided | Data not provided
Final Treatability Study Technical Memorandum Formosa Mine Superfund Site Douglas County, Oregon | FORMOSA MINE | ORN001002616 | N/A | OU2 | BCR6 01-06 | Abandoned | Sulfate-reducing bacteria (SRB) BCR with ChitoRem pre-treatment | Passive | Biochemical reactor (BCR) | Pre-treatment | Formosa 1 Adit discharge | Y | Entire system | Aerobic polishing cell (APC) | Data not provided | Pilot | July 2013- October 2013 | Sulfate | Sulfate, total | mg/L | N | N/A | [6 empty] | 1284 | 1765 | 27.2521 |  |  |  | Data not provided | Data not provided | Data not provided | Data not provided | Data not provided | Data not provided | Data not provided | Data not provided | Data not provided | Effluent | 6.69 | 0.2 | mg/L | 21.81 | °C | Data not provided | N/A | Data not provided | N/A | -178.5 | mV | 37260 | µS/cm | None | N/A | Data not provided | Data not provided | Data not provided | Data not provided | Data not provided | Data not provided | Data not provided | Data not provided | Data not provided | Data not provided | Data not provided | Data not provided | Data not provided | Data not provided | Data not provided
Final Treatability Study Technical Memorandum Formosa Mine Superfund Site Douglas County, Oregon | FORMOSA MINE | ORN001002616 | N/A | OU2 | BCR1 01-01 | Abandoned | Sulfate-reducing bacteria (SRB) BCR without pre-treatment | Passive | Biochemical reactor (BCR) | No pre-treatment | Formosa 1 Adit discharge | N | BCR without pre-treatment | Aerobic polishing cell (APC) | Data not provided | Pilot | July 2013- October 2013 | Zinc | Zn, total | mg/L | N | N/A | 68.4 | 29.9 | 56.2865 | [9 empty] | Data not provided | Data not provided | Data not provided | Data not provided | Data not provided | Data not provided | Data not provided | Data not provided | Data not provided | Influent | 3.49 | 1.88 | mg/L | 10.94 | °C | Data not provided | N/A | Data not provided | N/A | 403.8 | mV | 1513 | µS/cm | None | N/A | Data not provided | Data not provided | Data not provided | Data not provided | Data not provided | Data not provided | Y | The necessity and effectiveness of pre‐treatment to condition the water for BCR treatment, MIW loading rate for each BCR medium to achieve effective metal reduction and pH neutralization, Metals removal efficiency (MRE) and sulfate reduction rate for assessing reduction of contaminant toxicity, mass, and volume, through treatment using BCRs, Residuals generation rates (i.e. sludge from precipitation) for operation and maintenance (O&M) consideration, Replacement rate for spent treatment media (substrate for biochemical reactor or limestone in a pre‐treatment process) for O&M consideration, Impacts of wet weather on the treatment effectiveness and how the BCRs would respond to such changes | Data not provided | Data not provided | Data not provided | Data not provided | Data not provided | Data not provided | Data not provided
Final Treatability Study Technical Memorandum Formosa Mine Superfund Site Douglas County, Oregon | FORMOSA MINE | ORN001002616 | N/A | OU2 | BCR1 01-01 | Abandoned | Sulfate-reducing bacteria (SRB) BCR without pre-treatment | Passive | Biochemical reactor (BCR) | No pre-treatment | Formosa 1 Adit discharge | N | BCR without pre-treatment | Aerobic polishing cell (APC) | Data not provided | Pilot | July 2013- October 2013 | Zinc | Zn, total | mg/L | N | N/A | [6 empty] | 29.9 | 68.4 | 56.2865 |  |  |  | Data not provided | Data not provided | Data not provided | Data not provided | Data not provided | Data not provided | Data not provided | Data not provided | Data not provided | Effluent | 5.91 | 0.86 | mg/L | 18.63 | °C | Data not provided | N/A | Data not provided | N/A | -16.6 | mV | 1395 | µS/cm | None | N/A | Data not provided | Data not provided | Data not provided | Data not provided | Data not provided | Data not provided | Y | The necessity and effectiveness of pre‐treatment to condition the water for BCR treatment, MIW loading rate for each BCR medium to achieve effective metal reduction and pH neutralization, Metals removal efficiency (MRE) and sulfate reduction rate for assessing reduction of contaminant toxicity, mass, and volume, through treatment using BCRs, Residuals generation rates (i.e. sludge from precipitation) for operation and maintenance (O&M) consideration, Replacement rate for spent treatment media (substrate for biochemical reactor or limestone in a pre‐treatment process) for O&M consideration, Impacts of wet weather on the treatment effectiveness and how the BCRs would respond to such changes | Data not provided | Data not provided | Data not provided | Data not provided | Data not provided | Data not provided | Data not provided
Final Treatability Study Technical Memorandum Formosa Mine Superfund Site Douglas County, Oregon | FORMOSA MINE | ORN001002616 | N/A | OU2 | BCR1 01-01 | Abandoned | Sulfate-reducing bacteria (SRB) BCR without pre-treatment | Passive | Biochemical reactor (BCR) | No pre-treatment | Formosa 1 Adit discharge | N | BCR without pre-treatment | Aerobic polishing cell (APC) | Data not provided | Pilot | July 2013- October 2013 | Zinc | Zn, total | mg/L | N | N/A | [9 empty] | 3.88 | 62.1 | 93.752 | Data not provided | Data not provided | Data not provided | Data not provided | Data not provided | Data not provided | Data not provided | Data not provided | Data not provided | Effluent | 6.25 | 0.11 | mg/L | 21.04 | °C | Data not provided | N/A | Data not provided | N/A | -158.5 | mV | 3928 | µS/cm | None | N/A | Data not provided | Data not provided | Data not provided | Data not provided | Data not provided | Data not provided | Y | The necessity and effectiveness of pre‐treatment to condition the water for BCR treatment, MIW loading rate for each BCR medium to achieve effective metal reduction and pH neutralization, Metals removal efficiency (MRE) and sulfate reduction rate for assessing reduction of contaminant toxicity, mass, and volume, through treatment using BCRs, Residuals generation rates (i.e. sludge from precipitation) for operation and maintenance (O&M) consideration, Replacement rate for spent treatment media (substrate for biochemical reactor or limestone in a pre‐treatment process) for O&M consideration, Impacts of wet weather on the treatment effectiveness and how the BCRs would respond to such changes | Data not provided | Data not provided | Data not provided | Data not provided | Data not provided | Data not provided | Data not provided
Final Treatability Study Technical Memorandum Formosa Mine Superfund Site Douglas County, Oregon | FORMOSA MINE | ORN001002616 | N/A | OU2 | BCR1 01-01 | Abandoned | Sulfate-reducing bacteria (SRB) BCR without pre-treatment | Passive | Biochemical reactor (BCR) | No pre-treatment | Formosa 1 Adit discharge | N | BCR without pre-treatment | Aerobic polishing cell (APC) | Data not provided | Pilot | July 2013- October 2013 | Zinc | Zn, dissolved | mg/L | N | N/A | 72.5 | 0.121 | 99.8331 | [9 empty] | Data not provided | Data not provided | Data not provided | Data not provided | Data not provided | Data not provided | Data not provided | Data not provided | Data not provided | Influent | 3.34 | 2.04 | mg/L | 13.7 | °C | Data not provided | N/A | Data not provided | N/A | 389.1 | mV | 1470 | µS/cm | None | N/A | Data not provided | Data not provided | Data not provided | Data not provided | Data not provided | Data not provided | Y | The necessity and effectiveness of pre‐treatment to condition the water for BCR treatment, MIW loading rate for each BCR medium to achieve effective metal reduction and pH neutralization, Metals removal efficiency (MRE) and sulfate reduction rate for assessing reduction of contaminant toxicity, mass, and volume, through treatment using BCRs, Residuals generation rates (i.e. sludge from precipitation) for operation and maintenance (O&M) consideration, Replacement rate for spent treatment media (substrate for biochemical reactor or limestone in a pre‐treatment process) for O&M consideration, Impacts of wet weather on the treatment effectiveness and how the BCRs would respond to such changes | Data not provided | Data not provided | Data not provided | Data not provided | Data not provided | Data not provided | Data not provided
Final Treatability Study Technical Memorandum Formosa Mine Superfund Site Douglas County, Oregon | FORMOSA MINE | ORN001002616 | N/A | OU2 | BCR1 01-01 | Abandoned | Sulfate-reducing bacteria (SRB) BCR without pre-treatment | Passive | Biochemical reactor (BCR) | No pre-treatment | Formosa 1 Adit discharge | N | BCR without pre-treatment | Aerobic polishing cell (APC) | Data not provided | Pilot | July 2013- October 2013 | Zinc | Zn, dissolved | mg/L | N | N/A |  |  |  | 61.5 | 26.1 | 57.561 | [6 empty] | Data not provided | Data not provided | Data not provided | Data not provided | Data not provided | Data not provided | Data not provided | Data not provided | Data not provided | Influent | 3.37 | 0.05 | mg/L | 11.08 | °C | Data not provided | N/A | Data not provided | N/A | 357.3 | mV | 1366 | µS/cm | None | N/A | Data not provided | Data not provided | Data not provided | Data not provided | Data not provided | Data not provided | Y | The necessity and effectiveness of pre‐treatment to condition the water for BCR treatment, MIW loading rate for each BCR medium to achieve effective metal reduction and pH neutralization, Metals removal efficiency (MRE) and sulfate reduction rate for assessing reduction of contaminant toxicity, mass, and volume, through treatment using BCRs, Residuals generation rates (i.e. sludge from precipitation) for operation and maintenance (O&M) consideration, Replacement rate for spent treatment media (substrate for biochemical reactor or limestone in a pre‐treatment process) for O&M consideration, Impacts of wet weather on the treatment effectiveness and how the BCRs would respond to such changes | Data not provided | Data not provided | Data not provided | Data not provided | Data not provided | Data not provided | Data not provided
Final Treatability Study Technical Memorandum Formosa Mine Superfund Site Douglas County, Oregon | FORMOSA MINE | ORN001002616 | N/A | OU2 | BCR1 01-01 | Abandoned | Sulfate-reducing bacteria (SRB) BCR without pre-treatment | Passive | Biochemical reactor (BCR) | No pre-treatment | Formosa 1 Adit discharge | N | BCR without pre-treatment | Aerobic polishing cell (APC) | Data not provided | Pilot | July 2013- October 2013 | Zinc | Zn, dissolved | mg/L | N | N/A | [6 empty] | 27 | 66.5 | 59.3985 |  |  |  | Data not provided | Data not provided | Data not provided | Data not provided | Data not provided | Data not provided | Data not provided | Data not provided | Data not provided | Effluent | 5.38 | 0.86 | mg/L | 18.63 | °C | Data not provided | N/A | Data not provided | N/A | -16.6 | mV | 1395 | µS/cm | None | N/A | Data not provided | Data not provided | Data not provided | Data not provided | Data not provided | Data not provided | Y | The necessity and effectiveness of pre‐treatment to condition the water for BCR treatment, MIW loading rate for each BCR medium to achieve effective metal reduction and pH neutralization, Metals removal efficiency (MRE) and sulfate reduction rate for assessing reduction of contaminant toxicity, mass, and volume, through treatment using BCRs, Residuals generation rates (i.e. sludge from precipitation) for operation and maintenance (O&M) consideration, Replacement rate for spent treatment media (substrate for biochemical reactor or limestone in a pre‐treatment process) for O&M consideration, Impacts of wet weather on the treatment effectiveness and how the BCRs would respond to such changes | Data not provided | Data not provided | Data not provided | Data not provided | Data not provided | Data not provided | Data not provided
Final Treatability Study Technical Memorandum Formosa Mine Superfund Site Douglas County, Oregon | FORMOSA MINE | ORN001002616 | N/A | OU2 | BCR1 01-01 | Abandoned | Sulfate-reducing bacteria (SRB) BCR without pre-treatment | Passive | Biochemical reactor (BCR) | No pre-treatment | Formosa 1 Adit discharge | N | BCR without pre-treatment | Aerobic polishing cell (APC) | Data not provided | Pilot | July 2013- October 2013 | Zinc | Zn, dissolved | mg/L | N | N/A | [9 empty] | 0.121 | 72.5 | 99.8331 | Data not provided | Data not provided | Data not provided | Data not provided | Data not provided | Data not provided | Data not provided | Data not provided | Data not provided | Effluent | 6.25 | 0.11 | mg/L | 21.04 | °C | Data not provided | N/A | Data not provided | N/A | -158.5 | mV | 3928 | µS/cm | None | N/A | Data not provided | Data not provided | Data not provided | Data not provided | Data not provided | Data not provided | Y | The necessity and effectiveness of pre‐treatment to condition the water for BCR treatment, MIW loading rate for each BCR medium to achieve effective metal reduction and pH neutralization, Metals removal efficiency (MRE) and sulfate reduction rate for assessing reduction of contaminant toxicity, mass, and volume, through treatment using BCRs, Residuals generation rates (i.e. sludge from precipitation) for operation and maintenance (O&M) consideration, Replacement rate for spent treatment media (substrate for biochemical reactor or limestone in a pre‐treatment process) for O&M consideration, Impacts of wet weather on the treatment effectiveness and how the BCRs would respond to such changes | Data not provided | Data not provided | Data not provided | Data not provided | Data not provided | Data not provided | Data not provided
Final Treatability Study Technical Memorandum Formosa Mine Superfund Site Douglas County, Oregon | FORMOSA MINE | ORN001002616 | N/A | OU2 | BCR2 01-02 | Abandoned | Sulfate-reducing bacteria (SRB) BCR without pre-treatment | Passive | Biochemical reactor (BCR) | No pre-treatment | Formosa 1 Adit discharge | N | BCR without pre-treatment | Aerobic polishing cell (APC) | Data not provided | Pilot | July 2013- October 2013 | Zinc | Zn, total | mg/L | N | N/A | 68.4 | 0.229 | 99.6652 | [9 empty] | Data not provided | Data not provided | Data not provided | Data not provided | Data not provided | Data not provided | Data not provided | Data not provided | Data not provided | Influent | 3.49 | 1.88 | mg/L | 10.94 | °C | Data not provided | N/A | Data not provided | N/A | 403.8 | mV | 1513 | µS/cm | None | N/A | Data not provided | Data not provided | Data not provided | Data not provided | Data not provided | Data not provided | Y | The necessity and effectiveness of pre‐treatment to condition the water for BCR treatment, MIW loading rate for each BCR medium to achieve effective metal reduction and pH neutralization, Metals removal efficiency (MRE) and sulfate reduction rate for assessing reduction of contaminant toxicity, mass, and volume, through treatment using BCRs, Residuals generation rates (i.e. sludge from precipitation) for operation and maintenance (O&M) consideration, Replacement rate for spent treatment media (substrate for biochemical reactor or limestone in a pre‐treatment process) for O&M consideration, Impacts of wet weather on the treatment effectiveness and how the BCRs would respond to such changes | Data not provided | Data not provided | Data not provided | Data not provided | Data not provided | Data not provided | Data not provided
Final Treatability Study Technical Memorandum Formosa Mine Superfund Site Douglas County, Oregon | FORMOSA MINE | ORN001002616 | N/A | OU2 | BCR2 01-02 | Abandoned | Sulfate-reducing bacteria (SRB) BCR without pre-treatment | Passive | Biochemical reactor (BCR) | No pre-treatment | Formosa 1 Adit discharge | N | BCR without pre-treatment | Aerobic polishing cell (APC) | Data not provided | Pilot | July 2013- October 2013 | Zinc | Zn, total | mg/L | N | N/A | [6 empty] | 1.05 | 62.1 | 98.3092 |  |  |  | Data not provided | Data not provided | Data not provided | Data not provided | Data not provided | Data not provided | Data not provided | Data not provided | Data not provided | Effluent | 6.64 | 0.29 | mg/L | 21.63 | °C | Data not provided | N/A | Data not provided | N/A | -195.4 | mV | 35860 | µS/cm | None | N/A | Data not provided | Data not provided | Data not provided | Data not provided | Data not provided | Data not provided | Y | The necessity and effectiveness of pre‐treatment to condition the water for BCR treatment, MIW loading rate for each BCR medium to achieve effective metal reduction and pH neutralization, Metals removal efficiency (MRE) and sulfate reduction rate for assessing reduction of contaminant toxicity, mass, and volume, through treatment using BCRs, Residuals generation rates (i.e. sludge from precipitation) for operation and maintenance (O&M) consideration, Replacement rate for spent treatment media (substrate for biochemical reactor or limestone in a pre‐treatment process) for O&M consideration, Impacts of wet weather on the treatment effectiveness and how the BCRs would respond to such changes | Data not provided | Data not provided | Data not provided | Data not provided | Data not provided | Data not provided | Data not provided
Final Treatability Study Technical Memorandum Formosa Mine Superfund Site Douglas County, Oregon | FORMOSA MINE | ORN001002616 | N/A | OU2 | BCR2 01-02 | Abandoned | Sulfate-reducing bacteria (SRB) BCR without pre-treatment | Passive | Biochemical reactor (BCR) | No pre-treatment | Formosa 1 Adit discharge | N | BCR without pre-treatment | Aerobic polishing cell (APC) | Data not provided | Pilot | July 2013- October 2013 | Zinc | Zn, total | mg/L | N | N/A | [9 empty] | 0.035 | 64.1 | 99.9454 | Data not provided | Data not provided | Data not provided | Data not provided | Data not provided | Data not provided | Data not provided | Data not provided | Data not provided | Effluent | 6.34 | 0.27 | mg/L | 15.09 | °C | Data not provided | N/A | Data not provided | N/A | -181 | mV | 4367 | µS/cm | None | N/A | Data not provided | Data not provided | Data not provided | Data not provided | Data not provided | Data not provided | Y | The necessity and effectiveness of pre‐treatment to condition the water for BCR treatment, MIW loading rate for each BCR medium to achieve effective metal reduction and pH neutralization, Metals removal efficiency (MRE) and sulfate reduction rate for assessing reduction of contaminant toxicity, mass, and volume, through treatment using BCRs, Residuals generation rates (i.e. sludge from precipitation) for operation and maintenance (O&M) consideration, Replacement rate for spent treatment media (substrate for biochemical reactor or limestone in a pre‐treatment process) for O&M consideration, Impacts of wet weather on the treatment effectiveness and how the BCRs would respond to such changes | Data not provided | Data not provided | Data not provided | Data not provided | Data not provided | Data not provided | Data not provided
Final Treatability Study Technical Memorandum Formosa Mine Superfund Site Douglas County, Oregon | FORMOSA MINE | ORN001002616 | N/A | OU2 | BCR2 01-02 | Abandoned | Sulfate-reducing bacteria (SRB) BCR without pre-treatment | Passive | Biochemical reactor (BCR) | No pre-treatment | Formosa 1 Adit discharge | N | BCR without pre-treatment | Aerobic polishing cell (APC) | Data not provided | Pilot | July 2013- October 2013 | Zinc | Zn, dissolved | mg/L | N | N/A | 72.5 | 0.56 | 99.2276 | [9 empty] | Data not provided | Data not provided | Data not provided | Data not provided | Data not provided | Data not provided | Data not provided | Data not provided | Data not provided | Influent | 3.34 | 2.04 | mg/L | 13.7 | °C | Data not provided | N/A | Data not provided | N/A | 389.1 | mV | 1470 | µS/cm | None | N/A | Data not provided | Data not provided | Data not provided | Data not provided | Data not provided | Data not provided | Y | The necessity and effectiveness of pre‐treatment to condition the water for BCR treatment, MIW loading rate for each BCR medium to achieve effective metal reduction and pH neutralization, Metals removal efficiency (MRE) and sulfate reduction rate for assessing reduction of contaminant toxicity, mass, and volume, through treatment using BCRs, Residuals generation rates (i.e. sludge from precipitation) for operation and maintenance (O&M) consideration, Replacement rate for spent treatment media (substrate for biochemical reactor or limestone in a pre‐treatment process) for O&M consideration, Impacts of wet weather on the treatment effectiveness and how the BCRs would respond to such changes | Data not provided | Data not provided | Data not provided | Data not provided | Data not provided | Data not provided | Data not provided
Final Treatability Study Technical Memorandum Formosa Mine Superfund Site Douglas County, Oregon | FORMOSA MINE | ORN001002616 | N/A | OU2 | BCR2 01-02 | Abandoned | Sulfate-reducing bacteria (SRB) BCR without pre-treatment | Passive | Biochemical reactor (BCR) | No pre-treatment | Formosa 1 Adit discharge | N | BCR without pre-treatment | Aerobic polishing cell (APC) | Data not provided | Pilot | July 2013- October 2013 | Zinc | Zn, dissolved | mg/L | N | N/A |  |  |  | 61.5 | 0.241 | 99.6081 | [6 empty] | Data not provided | Data not provided | Data not provided | Data not provided | Data not provided | Data not provided | Data not provided | Data not provided | Data not provided | Influent | 3.37 | 0.05 | mg/L | 11.08 | °C | Data not provided | N/A | Data not provided | N/A | 357.3 | mV | 1366 | µS/cm | None | N/A | Data not provided | Data not provided | Data not provided | Data not provided | Data not provided | Data not provided | Y | The necessity and effectiveness of pre‐treatment to condition the water for BCR treatment, MIW loading rate for each BCR medium to achieve effective metal reduction and pH neutralization, Metals removal efficiency (MRE) and sulfate reduction rate for assessing reduction of contaminant toxicity, mass, and volume, through treatment using BCRs, Residuals generation rates (i.e. sludge from precipitation) for operation and maintenance (O&M) consideration, Replacement rate for spent treatment media (substrate for biochemical reactor or limestone in a pre‐treatment process) for O&M consideration, Impacts of wet weather on the treatment effectiveness and how the BCRs would respond to such changes | Data not provided | Data not provided | Data not provided | Data not provided | Data not provided | Data not provided | Data not provided
Final Treatability Study Technical Memorandum Formosa Mine Superfund Site Douglas County, Oregon | FORMOSA MINE | ORN001002616 | N/A | OU2 | BCR2 01-02 | Abandoned | Sulfate-reducing bacteria (SRB) BCR without pre-treatment | Passive | Biochemical reactor (BCR) | No pre-treatment | Formosa 1 Adit discharge | N | BCR without pre-treatment | Aerobic polishing cell (APC) | Data not provided | Pilot | July 2013- October 2013 | Zinc | Zn, dissolved | mg/L | N | N/A | [6 empty] | 0.56 | 72.5 | 99.2276 |  |  |  | Data not provided | Data not provided | Data not provided | Data not provided | Data not provided | Data not provided | Data not provided | Data not provided | Data not provided | Effluent | 6.64 | 0.29 | mg/L | 21.63 | °C | Data not provided | N/A | Data not provided | N/A | -195.4 | mV | 35860 | µS/cm | None | N/A | Data not provided | Data not provided | Data not provided | Data not provided | Data not provided | Data not provided | Y | The necessity and effectiveness of pre‐treatment to condition the water for BCR treatment, MIW loading rate for each BCR medium to achieve effective metal reduction and pH neutralization, Metals removal efficiency (MRE) and sulfate reduction rate for assessing reduction of contaminant toxicity, mass, and volume, through treatment using BCRs, Residuals generation rates (i.e. sludge from precipitation) for operation and maintenance (O&M) consideration, Replacement rate for spent treatment media (substrate for biochemical reactor or limestone in a pre‐treatment process) for O&M consideration, Impacts of wet weather on the treatment effectiveness and how the BCRs would respond to such changes | Data not provided | Data not provided | Data not provided | Data not provided | Data not provided | Data not provided | Data not provided
Final Treatability Study Technical Memorandum Formosa Mine Superfund Site Douglas County, Oregon | FORMOSA MINE | ORN001002616 | N/A | OU2 | BCR2 01-02 | Abandoned | Sulfate-reducing bacteria (SRB) BCR without pre-treatment | Passive | Biochemical reactor (BCR) | No pre-treatment | Formosa 1 Adit discharge | N | BCR without pre-treatment | Aerobic polishing cell (APC) | Data not provided | Pilot | July 2013- October 2013 | Zinc | Zn, dissolved | mg/L | N | N/A | [9 empty] | 0.059 | 66.5 | 99.9113 | Data not provided | Data not provided | Data not provided | Data not provided | Data not provided | Data not provided | Data not provided | Data not provided | Data not provided | Effluent | 6.44 | 0.82 | mg/L | 18.16 | °C | Data not provided | N/A | Data not provided | N/A | -162.9 | mV | 8045 | µS/cm | None | N/A | Data not provided | Data not provided | Data not provided | Data not provided | Data not provided | Data not provided | Y | The necessity and effectiveness of pre‐treatment to condition the water for BCR treatment, MIW loading rate for each BCR medium to achieve effective metal reduction and pH neutralization, Metals removal efficiency (MRE) and sulfate reduction rate for assessing reduction of contaminant toxicity, mass, and volume, through treatment using BCRs, Residuals generation rates (i.e. sludge from precipitation) for operation and maintenance (O&M) consideration, Replacement rate for spent treatment media (substrate for biochemical reactor or limestone in a pre‐treatment process) for O&M consideration, Impacts of wet weather on the treatment effectiveness and how the BCRs would respond to such changes | Data not provided | Data not provided | Data not provided | Data not provided | Data not provided | Data not provided | Data not provided
Final Treatability Study Technical Memorandum Formosa Mine Superfund Site Douglas County, Oregon | FORMOSA MINE | ORN001002616 | N/A | OU2 | BCR3 01-03 | Abandoned | Sulfate-reducing bacteria (SRB) BCR with SAPS pre-treatment | Passive | Biochemical reactor (BCR) | Pre-treatment | Formosa 1 Adit discharge | Y | Entire system | Aerobic polishing cell (APC) | Data not provided | Pilot | July 2013- October 2013 | Zinc | Zn, total | mg/L | N | N/A | 68.4 | 1.77 | 97.4123 | [9 empty] | Data not provided | Data not provided | Data not provided | Data not provided | Data not provided | Data not provided | Data not provided | Data not provided | Data not provided | Influent | 3.49 | 1.88 | mg/L | 10.94 | °C | Data not provided | N/A | Data not provided | N/A | 403.8 | mV | 1513 | µS/cm | None | N/A | Data not provided | Data not provided | Data not provided | Data not provided | Data not provided | Data not provided | Y | The necessity and effectiveness of pre‐treatment to condition the water for BCR treatment, MIW loading rate for each BCR medium to achieve effective metal reduction and pH neutralization, Metals removal efficiency (MRE) and sulfate reduction rate for assessing reduction of contaminant toxicity, mass, and volume, through treatment using BCRs, Residuals generation rates (i.e. sludge from precipitation) for operation and maintenance (O&M) consideration, Replacement rate for spent treatment media (substrate for biochemical reactor or limestone in a pre‐treatment process) for O&M consideration, Impacts of wet weather on the treatment effectiveness and how the BCRs would respond to such changes | Data not provided | Data not provided | Data not provided | Data not provided | Data not provided | Data not provided | Data not provided
Final Treatability Study Technical Memorandum Formosa Mine Superfund Site Douglas County, Oregon | FORMOSA MINE | ORN001002616 | N/A | OU2 | BCR3 01-03 | Abandoned | Sulfate-reducing bacteria (SRB) BCR with SAPS pre-treatment | Passive | Biochemical reactor (BCR) | Pre-treatment | Formosa 1 Adit discharge | Y | Entire system | Aerobic polishing cell (APC) | Data not provided | Pilot | July 2013- October 2013 | Zinc | Zn, total | mg/L | N | N/A | [6 empty] | 6.64 | 62.1 | 89.3076 |  |  |  | Data not provided | Data not provided | Data not provided | Data not provided | Data not provided | Data not provided | Data not provided | Data not provided | Data not provided | Effluent | 6.41 | 0.13 | mg/L | 20.83 | °C | Data not provided | N/A | Data not provided | N/A | 149.5 | mV | 7404 | µS/cm | None | N/A | Data not provided | Data not provided | Data not provided | Data not provided | Data not provided | Data not provided | Y | The necessity and effectiveness of pre‐treatment to condition the water for BCR treatment, MIW loading rate for each BCR medium to achieve effective metal reduction and pH neutralization, Metals removal efficiency (MRE) and sulfate reduction rate for assessing reduction of contaminant toxicity, mass, and volume, through treatment using BCRs, Residuals generation rates (i.e. sludge from precipitation) for operation and maintenance (O&M) consideration, Replacement rate for spent treatment media (substrate for biochemical reactor or limestone in a pre‐treatment process) for O&M consideration, Impacts of wet weather on the treatment effectiveness and how the BCRs would respond to such changes | Data not provided | Data not provided | Data not provided | Data not provided | Data not provided | Data not provided | Data not provided
Final Treatability Study Technical Memorandum Formosa Mine Superfund Site Douglas County, Oregon | FORMOSA MINE | ORN001002616 | N/A | OU2 | BCR3 01-03 | Abandoned | Sulfate-reducing bacteria (SRB) BCR with SAPS pre-treatment | Passive | Biochemical reactor (BCR) | Pre-treatment | Formosa 1 Adit discharge | Y | Entire system | Aerobic polishing cell (APC) | Data not provided | Pilot | July 2013- October 2013 | Zinc | Zn, total | mg/L | N | N/A | [9 empty] | 1.77 | 68.4 | 97.4123 | Data not provided | Data not provided | Data not provided | Data not provided | Data not provided | Data not provided | Data not provided | Data not provided | Data not provided | Effluent | 6.04 | 0.67 | mg/L | 18.81 | °C | Data not provided | N/A | Data not provided | N/A | -32.1 | mV | 1407 | µS/cm | None | N/A | Data not provided | Data not provided | Data not provided | Data not provided | Data not provided | Data not provided | Y | The necessity and effectiveness of pre‐treatment to condition the water for BCR treatment, MIW loading rate for each BCR medium to achieve effective metal reduction and pH neutralization, Metals removal efficiency (MRE) and sulfate reduction rate for assessing reduction of contaminant toxicity, mass, and volume, through treatment using BCRs, Residuals generation rates (i.e. sludge from precipitation) for operation and maintenance (O&M) consideration, Replacement rate for spent treatment media (substrate for biochemical reactor or limestone in a pre‐treatment process) for O&M consideration, Impacts of wet weather on the treatment effectiveness and how the BCRs would respond to such changes | Data not provided | Data not provided | Data not provided | Data not provided | Data not provided | Data not provided | Data not provided
Final Treatability Study Technical Memorandum Formosa Mine Superfund Site Douglas County, Oregon | FORMOSA MINE | ORN001002616 | N/A | OU2 | BCR3 01-03 | Abandoned | Sulfate-reducing bacteria (SRB) BCR with SAPS pre-treatment | Passive | Biochemical reactor (BCR) | Pre-treatment | Formosa 1 Adit discharge | Y | Entire system | Aerobic polishing cell (APC) | Data not provided | Pilot | July 2013- October 2013 | Zinc | Zn, dissolved | mg/L | N | N/A | 72.5 | 0.193 | 99.7338 | [9 empty] | Data not provided | Data not provided | Data not provided | Data not provided | Data not provided | Data not provided | Data not provided | Data not provided | Data not provided | Influent | 3.34 | 2.04 | mg/L | 13.7 | °C | Data not provided | N/A | Data not provided | N/A | 389.1 | mV | 1470 | µS/cm | None | N/A | Data not provided | Data not provided | Data not provided | Data not provided | Data not provided | Data not provided | Y | The necessity and effectiveness of pre‐treatment to condition the water for BCR treatment, MIW loading rate for each BCR medium to achieve effective metal reduction and pH neutralization, Metals removal efficiency (MRE) and sulfate reduction rate for assessing reduction of contaminant toxicity, mass, and volume, through treatment using BCRs, Residuals generation rates (i.e. sludge from precipitation) for operation and maintenance (O&M) consideration, Replacement rate for spent treatment media (substrate for biochemical reactor or limestone in a pre‐treatment process) for O&M consideration, Impacts of wet weather on the treatment effectiveness and how the BCRs would respond to such changes | Data not provided | Data not provided | Data not provided | Data not provided | Data not provided | Data not provided | Data not provided
Final Treatability Study Technical Memorandum Formosa Mine Superfund Site Douglas County, Oregon | FORMOSA MINE | ORN001002616 | N/A | OU2 | BCR3 01-03 | Abandoned | Sulfate-reducing bacteria (SRB) BCR with SAPS pre-treatment | Passive | Biochemical reactor (BCR) | Pre-treatment | Formosa 1 Adit discharge | Y | Entire system | Aerobic polishing cell (APC) | Data not provided | Pilot | July 2013- October 2013 | Zinc | Zn, dissolved | mg/L | N | N/A |  |  |  | 61.5 | 0.667 | 98.9154 | [6 empty] | Data not provided | Data not provided | Data not provided | Data not provided | Data not provided | Data not provided | Data not provided | Data not provided | Data not provided | Influent | 3.37 | 0.05 | mg/L | 11.08 | °C | Data not provided | N/A | Data not provided | N/A | 357.3 | mV | 1366 | µS/cm | None | N/A | Data not provided | Data not provided | Data not provided | Data not provided | Data not provided | Data not provided | Y | The necessity and effectiveness of pre‐treatment to condition the water for BCR treatment, MIW loading rate for each BCR medium to achieve effective metal reduction and pH neutralization, Metals removal efficiency (MRE) and sulfate reduction rate for assessing reduction of contaminant toxicity, mass, and volume, through treatment using BCRs, Residuals generation rates (i.e. sludge from precipitation) for operation and maintenance (O&M) consideration, Replacement rate for spent treatment media (substrate for biochemical reactor or limestone in a pre‐treatment process) for O&M consideration, Impacts of wet weather on the treatment effectiveness and how the BCRs would respond to such changes | Data not provided | Data not provided | Data not provided | Data not provided | Data not provided | Data not provided | Data not provided
Final Treatability Study Technical Memorandum Formosa Mine Superfund Site Douglas County, Oregon | FORMOSA MINE | ORN001002616 | N/A | OU2 | BCR3 01-03 | Abandoned | Sulfate-reducing bacteria (SRB) BCR with SAPS pre-treatment | Passive | Biochemical reactor (BCR) | Pre-treatment | Formosa 1 Adit discharge | Y | Entire system | Aerobic polishing cell (APC) | Data not provided | Pilot | July 2013- October 2013 | Zinc | Zn, dissolved | mg/L | N | N/A | [6 empty] | 0.667 | 61.5 | 98.9154 |  |  |  | Data not provided | Data not provided | Data not provided | Data not provided | Data not provided | Data not provided | Data not provided | Data not provided | Data not provided | Effluent | 6.26 | 0.32 | mg/L | 15.33 | °C | Data not provided | N/A | Data not provided | N/A | -171.2 | mV | 1237 | µS/cm | None | N/A | Data not provided | Data not provided | Data not provided | Data not provided | Data not provided | Data not provided | Y | The necessity and effectiveness of pre‐treatment to condition the water for BCR treatment, MIW loading rate for each BCR medium to achieve effective metal reduction and pH neutralization, Metals removal efficiency (MRE) and sulfate reduction rate for assessing reduction of contaminant toxicity, mass, and volume, through treatment using BCRs, Residuals generation rates (i.e. sludge from precipitation) for operation and maintenance (O&M) consideration, Replacement rate for spent treatment media (substrate for biochemical reactor or limestone in a pre‐treatment process) for O&M consideration, Impacts of wet weather on the treatment effectiveness and how the BCRs would respond to such changes | Data not provided | Data not provided | Data not provided | Data not provided | Data not provided | Data not provided | Data not provided
Final Treatability Study Technical Memorandum Formosa Mine Superfund Site Douglas County, Oregon | FORMOSA MINE | ORN001002616 | N/A | OU2 | BCR3 01-03 | Abandoned | Sulfate-reducing bacteria (SRB) BCR with SAPS pre-treatment | Passive | Biochemical reactor (BCR) | Pre-treatment | Formosa 1 Adit discharge | Y | Entire system | Aerobic polishing cell (APC) | Data not provided | Pilot | July 2013- October 2013 | Zinc | Zn, dissolved | mg/L | N | N/A | [9 empty] | 0.116 | 63.8 | 99.8182 | Data not provided | Data not provided | Data not provided | Data not provided | Data not provided | Data not provided | Data not provided | Data not provided | Data not provided | Effluent | 5.99 | 0.37 | mg/L | 19.36 | °C | Data not provided | N/A | Data not provided | N/A | -118.8 | mV | 1448 | µS/cm | None | N/A | Data not provided | Data not provided | Data not provided | Data not provided | Data not provided | Data not provided | Y | The necessity and effectiveness of pre‐treatment to condition the water for BCR treatment, MIW loading rate for each BCR medium to achieve effective metal reduction and pH neutralization, Metals removal efficiency (MRE) and sulfate reduction rate for assessing reduction of contaminant toxicity, mass, and volume, through treatment using BCRs, Residuals generation rates (i.e. sludge from precipitation) for operation and maintenance (O&M) consideration, Replacement rate for spent treatment media (substrate for biochemical reactor or limestone in a pre‐treatment process) for O&M consideration, Impacts of wet weather on the treatment effectiveness and how the BCRs would respond to such changes | Data not provided | Data not provided | Data not provided | Data not provided | Data not provided | Data not provided | Data not provided
Final Treatability Study Technical Memorandum Formosa Mine Superfund Site Douglas County, Oregon | FORMOSA MINE | ORN001002616 | N/A | OU2 | BCR4 01-04 | Abandoned | Sulfate-reducing bacteria (SRB) BCR with SAPS pre-treatment | Passive | Biochemical reactor (BCR) | Pre-treatment | Formosa 1 Adit discharge | Y | Entire system | Aerobic polishing cell (APC) | Data not provided | Pilot | July 2013- October 2013 | Zinc | Zn, total | mg/L | N | N/A | 68.4 | 0.016 | 99.9766 | [9 empty] | Data not provided | Data not provided | Data not provided | Data not provided | Data not provided | Data not provided | Data not provided | Data not provided | Data not provided | Influent | 3.49 | 1.88 | mg/L | 10.94 | °C | Data not provided | N/A | Data not provided | N/A | 403.8 | mV | 1513 | µS/cm | None | N/A | Data not provided | Data not provided | Data not provided | Data not provided | Data not provided | Data not provided | Y | The necessity and effectiveness of pre‐treatment to condition the water for BCR treatment, MIW loading rate for each BCR medium to achieve effective metal reduction and pH neutralization, Metals removal efficiency (MRE) and sulfate reduction rate for assessing reduction of contaminant toxicity, mass, and volume, through treatment using BCRs, Residuals generation rates (i.e. sludge from precipitation) for operation and maintenance (O&M) consideration, Replacement rate for spent treatment media (substrate for biochemical reactor or limestone in a pre‐treatment process) for O&M consideration, Impacts of wet weather on the treatment effectiveness and how the BCRs would respond to such changes | Data not provided | Data not provided | Data not provided | Data not provided | Data not provided | Data not provided | Data not provided
Final Treatability Study Technical Memorandum Formosa Mine Superfund Site Douglas County, Oregon | FORMOSA MINE | ORN001002616 | N/A | OU2 | BCR4 01-04 | Abandoned | Sulfate-reducing bacteria (SRB) BCR with SAPS pre-treatment | Passive | Biochemical reactor (BCR) | Pre-treatment | Formosa 1 Adit discharge | Y | Entire system | Aerobic polishing cell (APC) | Data not provided | Pilot | July 2013- October 2013 | Zinc | Zn, total | mg/L | N | N/A | [6 empty] | 2.63 | 62.1 | 95.7649 |  |  |  | Data not provided | Data not provided | Data not provided | Data not provided | Data not provided | Data not provided | Data not provided | Data not provided | Data not provided | Effluent | 6.7 | 0.17 | mg/L | 21.21 | °C | Data not provided | N/A | Data not provided | N/A | -178.9 | mV | 23850 | µS/cm | None | N/A | Data not provided | Data not provided | Data not provided | Data not provided | Data not provided | Data not provided | Y | The necessity and effectiveness of pre‐treatment to condition the water for BCR treatment, MIW loading rate for each BCR medium to achieve effective metal reduction and pH neutralization, Metals removal efficiency (MRE) and sulfate reduction rate for assessing reduction of contaminant toxicity, mass, and volume, through treatment using BCRs, Residuals generation rates (i.e. sludge from precipitation) for operation and maintenance (O&M) consideration, Replacement rate for spent treatment media (substrate for biochemical reactor or limestone in a pre‐treatment process) for O&M consideration, Impacts of wet weather on the treatment effectiveness and how the BCRs would respond to such changes | Data not provided | Data not provided | Data not provided | Data not provided | Data not provided | Data not provided | Data not provided
Final Treatability Study Technical Memorandum Formosa Mine Superfund Site Douglas County, Oregon | FORMOSA MINE | ORN001002616 | N/A | OU2 | BCR4 01-04 | Abandoned | Sulfate-reducing bacteria (SRB) BCR with SAPS pre-treatment | Passive | Biochemical reactor (BCR) | Pre-treatment | Formosa 1 Adit discharge | Y | Entire system | Aerobic polishing cell (APC) | Data not provided | Pilot | July 2013- October 2013 | Zinc | Zn, dissolved | mg/L | N | N/A | 72.5 | 0.32 | 99.5586 | [9 empty] | Data not provided | Data not provided | Data not provided | Data not provided | Data not provided | Data not provided | Data not provided | Data not provided | Data not provided | Influent | 3.34 | 2.04 | mg/L | 13.7 | °C | Data not provided | N/A | Data not provided | N/A | 389.1 | mV | 1470 | µS/cm | None | N/A | Data not provided | Data not provided | Data not provided | Data not provided | Data not provided | Data not provided | Y | The necessity and effectiveness of pre‐treatment to condition the water for BCR treatment, MIW loading rate for each BCR medium to achieve effective metal reduction and pH neutralization, Metals removal efficiency (MRE) and sulfate reduction rate for assessing reduction of contaminant toxicity, mass, and volume, through treatment using BCRs, Residuals generation rates (i.e. sludge from precipitation) for operation and maintenance (O&M) consideration, Replacement rate for spent treatment media (substrate for biochemical reactor or limestone in a pre‐treatment process) for O&M consideration, Impacts of wet weather on the treatment effectiveness and how the BCRs would respond to such changes | Data not provided | Data not provided | Data not provided | Data not provided | Data not provided | Data not provided | Data not provided
Final Treatability Study Technical Memorandum Formosa Mine Superfund Site Douglas County, Oregon | FORMOSA MINE | ORN001002616 | N/A | OU2 | BCR4 01-04 | Abandoned | Sulfate-reducing bacteria (SRB) BCR with SAPS pre-treatment | Passive | Biochemical reactor (BCR) | Pre-treatment | Formosa 1 Adit discharge | Y | Entire system | Aerobic polishing cell (APC) | Data not provided | Pilot | July 2013- October 2013 | Zinc | Zn, dissolved | mg/L | N | N/A |  |  |  | 61.5 | 0.26 | 99.5772 | [6 empty] | Data not provided | Data not provided | Data not provided | Data not provided | Data not provided | Data not provided | Data not provided | Data not provided | Data not provided | Influent | 3.37 | 0.05 | mg/L | 11.08 | °C | Data not provided | N/A | Data not provided | N/A | 357.3 | mV | 1366 | µS/cm | None | N/A | Data not provided | Data not provided | Data not provided | Data not provided | Data not provided | Data not provided | Y | The necessity and effectiveness of pre‐treatment to condition the water for BCR treatment, MIW loading rate for each BCR medium to achieve effective metal reduction and pH neutralization, Metals removal efficiency (MRE) and sulfate reduction rate for assessing reduction of contaminant toxicity, mass, and volume, through treatment using BCRs, Residuals generation rates (i.e. sludge from precipitation) for operation and maintenance (O&M) consideration, Replacement rate for spent treatment media (substrate for biochemical reactor or limestone in a pre‐treatment process) for O&M consideration, Impacts of wet weather on the treatment effectiveness and how the BCRs would respond to such changes | Data not provided | Data not provided | Data not provided | Data not provided | Data not provided | Data not provided | Data not provided
Final Treatability Study Technical Memorandum Formosa Mine Superfund Site Douglas County, Oregon | FORMOSA MINE | ORN001002616 | N/A | OU2 | BCR4 01-04 | Abandoned | Sulfate-reducing bacteria (SRB) BCR with SAPS pre-treatment | Passive | Biochemical reactor (BCR) | Pre-treatment | Formosa 1 Adit discharge | Y | Entire system | Aerobic polishing cell (APC) | Data not provided | Pilot | July 2013- October 2013 | Zinc | Zn, dissolved | mg/L | N | N/A | [6 empty] | 0.32 | 72.5 | 99.5586 |  |  |  | Data not provided | Data not provided | Data not provided | Data not provided | Data not provided | Data not provided | Data not provided | Data not provided | Data not provided | Effluent | 6.7 | 0.17 | mg/L | 21.21 | °C | Data not provided | N/A | Data not provided | N/A | -178.9 | mV | 23850 | µS/cm | None | N/A | Data not provided | Data not provided | Data not provided | Data not provided | Data not provided | Data not provided | Y | The necessity and effectiveness of pre‐treatment to condition the water for BCR treatment, MIW loading rate for each BCR medium to achieve effective metal reduction and pH neutralization, Metals removal efficiency (MRE) and sulfate reduction rate for assessing reduction of contaminant toxicity, mass, and volume, through treatment using BCRs, Residuals generation rates (i.e. sludge from precipitation) for operation and maintenance (O&M) consideration, Replacement rate for spent treatment media (substrate for biochemical reactor or limestone in a pre‐treatment process) for O&M consideration, Impacts of wet weather on the treatment effectiveness and how the BCRs would respond to such changes | Data not provided | Data not provided | Data not provided | Data not provided | Data not provided | Data not provided | Data not provided
Final Treatability Study Technical Memorandum Formosa Mine Superfund Site Douglas County, Oregon | FORMOSA MINE | ORN001002616 | N/A | OU2 | BCR5 01-05 | Abandoned | Sulfate-reducing bacteria (SRB) BCR with ChitoRem pre-treatment | Passive | Biochemical reactor (BCR) | Pre-treatment | Formosa 1 Adit discharge | Y | Entire system | Aerobic polishing cell (APC) | Data not provided | Pilot | July 2013- October 2013 | Zinc | Zn, total | mg/L | N | N/A | 68.4 | 0.041 | 99.9401 | [9 empty] | Data not provided | Data not provided | Data not provided | Data not provided | Data not provided | Data not provided | Data not provided | Data not provided | Data not provided | Influent | 3.49 | 1.88 | mg/L | 10.94 | °C | Data not provided | N/A | Data not provided | N/A | 403.8 | mV | 1513 | µS/cm | None | N/A | Data not provided | Data not provided | Data not provided | Data not provided | Data not provided | Data not provided | Y | The necessity and effectiveness of pre‐treatment to condition the water for BCR treatment, MIW loading rate for each BCR medium to achieve effective metal reduction and pH neutralization, Metals removal efficiency (MRE) and sulfate reduction rate for assessing reduction of contaminant toxicity, mass, and volume, through treatment using BCRs, Residuals generation rates (i.e. sludge from precipitation) for operation and maintenance (O&M) consideration, Replacement rate for spent treatment media (substrate for biochemical reactor or limestone in a pre‐treatment process) for O&M consideration, Impacts of wet weather on the treatment effectiveness and how the BCRs would respond to such changes | Data not provided | Data not provided | Data not provided | Data not provided | Data not provided | Data not provided | Data not provided
Final Treatability Study Technical Memorandum Formosa Mine Superfund Site Douglas County, Oregon | FORMOSA MINE | ORN001002616 | N/A | OU2 | BCR5 01-05 | Abandoned | Sulfate-reducing bacteria (SRB) BCR with ChitoRem pre-treatment | Passive | Biochemical reactor (BCR) | Pre-treatment | Formosa 1 Adit discharge | Y | Entire system | Aerobic polishing cell (APC) | Data not provided | Pilot | July 2013- October 2013 | Zinc | Zn, total | mg/L | N | N/A | [6 empty] | 5.92 | 62.1 | 90.467 |  |  |  | Data not provided | Data not provided | Data not provided | Data not provided | Data not provided | Data not provided | Data not provided | Data not provided | Data not provided | Effluent | 6.51 | 0.06 | mg/L | 21.53 | °C | Data not provided | N/A | Data not provided | N/A | -158.1 | mV | 14800 | µS/cm | None | N/A | Data not provided | Data not provided | Data not provided | Data not provided | Data not provided | Data not provided | Y | The necessity and effectiveness of pre‐treatment to condition the water for BCR treatment, MIW loading rate for each BCR medium to achieve effective metal reduction and pH neutralization, Metals removal efficiency (MRE) and sulfate reduction rate for assessing reduction of contaminant toxicity, mass, and volume, through treatment using BCRs, Residuals generation rates (i.e. sludge from precipitation) for operation and maintenance (O&M) consideration, Replacement rate for spent treatment media (substrate for biochemical reactor or limestone in a pre‐treatment process) for O&M consideration, Impacts of wet weather on the treatment effectiveness and how the BCRs would respond to such changes | Data not provided | Data not provided | Data not provided | Data not provided | Data not provided | Data not provided | Data not provided
Final Treatability Study Technical Memorandum Formosa Mine Superfund Site Douglas County, Oregon | FORMOSA MINE | ORN001002616 | N/A | OU2 | BCR5 01-05 | Abandoned | Sulfate-reducing bacteria (SRB) BCR with ChitoRem pre-treatment | Passive | Biochemical reactor (BCR) | Pre-treatment | Formosa 1 Adit discharge | Y | Entire system | Aerobic polishing cell (APC) | Data not provided | Pilot | July 2013- October 2013 | Zinc | Zn, dissolved | mg/L | N | N/A | 72.5 | 0.195 | 99.731 | [9 empty] | Data not provided | Data not provided | Data not provided | Data not provided | Data not provided | Data not provided | Data not provided | Data not provided | Data not provided | Influent | 3.34 | 2.04 | mg/L | 13.7 | °C | Data not provided | N/A | Data not provided | N/A | 389.1 | mV | 1470 | µS/cm | None | N/A | Data not provided | Data not provided | Data not provided | Data not provided | Data not provided | Data not provided | Y | The necessity and effectiveness of pre‐treatment to condition the water for BCR treatment, MIW loading rate for each BCR medium to achieve effective metal reduction and pH neutralization, Metals removal efficiency (MRE) and sulfate reduction rate for assessing reduction of contaminant toxicity, mass, and volume, through treatment using BCRs, Residuals generation rates (i.e. sludge from precipitation) for operation and maintenance (O&M) consideration, Replacement rate for spent treatment media (substrate for biochemical reactor or limestone in a pre‐treatment process) for O&M consideration, Impacts of wet weather on the treatment effectiveness and how the BCRs would respond to such changes | Data not provided | Data not provided | Data not provided | Data not provided | Data not provided | Data not provided | Data not provided
Final Treatability Study Technical Memorandum Formosa Mine Superfund Site Douglas County, Oregon | FORMOSA MINE | ORN001002616 | N/A | OU2 | BCR5 01-05 | Abandoned | Sulfate-reducing bacteria (SRB) BCR with ChitoRem pre-treatment | Passive | Biochemical reactor (BCR) | Pre-treatment | Formosa 1 Adit discharge | Y | Entire system | Aerobic polishing cell (APC) | Data not provided | Pilot | July 2013- October 2013 | Zinc | Zn, dissolved | mg/L | N | N/A |  |  |  | 61.5 | 0.307 | 99.5008 | [6 empty] | Data not provided | Data not provided | Data not provided | Data not provided | Data not provided | Data not provided | Data not provided | Data not provided | Data not provided | Influent | 3.37 | 0.05 | mg/L | 11.08 | °C | Data not provided | N/A | Data not provided | N/A | 357.3 | mV | 1366 | µS/cm | None | N/A | Data not provided | Data not provided | Data not provided | Data not provided | Data not provided | Data not provided | Y | The necessity and effectiveness of pre‐treatment to condition the water for BCR treatment, MIW loading rate for each BCR medium to achieve effective metal reduction and pH neutralization, Metals removal efficiency (MRE) and sulfate reduction rate for assessing reduction of contaminant toxicity, mass, and volume, through treatment using BCRs, Residuals generation rates (i.e. sludge from precipitation) for operation and maintenance (O&M) consideration, Replacement rate for spent treatment media (substrate for biochemical reactor or limestone in a pre‐treatment process) for O&M consideration, Impacts of wet weather on the treatment effectiveness and how the BCRs would respond to such changes | Data not provided | Data not provided | Data not provided | Data not provided | Data not provided | Data not provided | Data not provided
Final Treatability Study Technical Memorandum Formosa Mine Superfund Site Douglas County, Oregon | FORMOSA MINE | ORN001002616 | N/A | OU2 | BCR5 01-05 | Abandoned | Sulfate-reducing bacteria (SRB) BCR with ChitoRem pre-treatment | Passive | Biochemical reactor (BCR) | Pre-treatment | Formosa 1 Adit discharge | Y | Entire system | Aerobic polishing cell (APC) | Data not provided | Pilot | July 2013- October 2013 | Zinc | Zn, dissolved | mg/L | N | N/A | [6 empty] | 0.307 | 61.5 | 99.5008 |  |  |  | Data not provided | Data not provided | Data not provided | Data not provided | Data not provided | Data not provided | Data not provided | Data not provided | Data not provided | Effluent | 6.62 | 0.08 | mg/L | 15.42 | °C | Data not provided | N/A | Data not provided | N/A | -231.3 | mV | 2087 | µS/cm | None | N/A | Data not provided | Data not provided | Data not provided | Data not provided | Data not provided | Data not provided | Y | The necessity and effectiveness of pre‐treatment to condition the water for BCR treatment, MIW loading rate for each BCR medium to achieve effective metal reduction and pH neutralization, Metals removal efficiency (MRE) and sulfate reduction rate for assessing reduction of contaminant toxicity, mass, and volume, through treatment using BCRs, Residuals generation rates (i.e. sludge from precipitation) for operation and maintenance (O&M) consideration, Replacement rate for spent treatment media (substrate for biochemical reactor or limestone in a pre‐treatment process) for O&M consideration, Impacts of wet weather on the treatment effectiveness and how the BCRs would respond to such changes | Data not provided | Data not provided | Data not provided | Data not provided | Data not provided | Data not provided | Data not provided
Final Treatability Study Technical Memorandum Formosa Mine Superfund Site Douglas County, Oregon | FORMOSA MINE | ORN001002616 | N/A | OU2 | BCR6 01-06 | Abandoned | Sulfate-reducing bacteria (SRB) BCR with ChitoRem pre-treatment | Passive | Biochemical reactor (BCR) | Pre-treatment | Formosa 1 Adit discharge | Y | Entire system | Aerobic polishing cell (APC) | Data not provided | Pilot | July 2013- October 2013 | Zinc | Zn, total | mg/L | N | N/A | 68.4 | 0.067 | 99.902 | [9 empty] | Data not provided | Data not provided | Data not provided | Data not provided | Data not provided | Data not provided | Data not provided | Data not provided | Data not provided | Influent | 3.49 | 1.88 | mg/L | 10.94 | °C | Data not provided | N/A | Data not provided | N/A | 403.8 | mV | 1513 | µS/cm | None | N/A | Data not provided | Data not provided | Data not provided | Data not provided | Data not provided | Data not provided | Y | The necessity and effectiveness of pre‐treatment to condition the water for BCR treatment, MIW loading rate for each BCR medium to achieve effective metal reduction and pH neutralization, Metals removal efficiency (MRE) and sulfate reduction rate for assessing reduction of contaminant toxicity, mass, and volume, through treatment using BCRs, Residuals generation rates (i.e. sludge from precipitation) for operation and maintenance (O&M) consideration, Replacement rate for spent treatment media (substrate for biochemical reactor or limestone in a pre‐treatment process) for O&M consideration, Impacts of wet weather on the treatment effectiveness and how the BCRs would respond to such changes | Data not provided | Data not provided | Data not provided | Data not provided | Data not provided | Data not provided | Data not provided
Final Treatability Study Technical Memorandum Formosa Mine Superfund Site Douglas County, Oregon | FORMOSA MINE | ORN001002616 | N/A | OU2 | BCR6 01-06 | Abandoned | Sulfate-reducing bacteria (SRB) BCR with ChitoRem pre-treatment | Passive | Biochemical reactor (BCR) | Pre-treatment | Formosa 1 Adit discharge | Y | Entire system | Aerobic polishing cell (APC) | Data not provided | Pilot | July 2013- October 2013 | Zinc | Zn, total | mg/L | N | N/A | [6 empty] | 0.924 | 62.1 | 98.5121 |  |  |  | Data not provided | Data not provided | Data not provided | Data not provided | Data not provided | Data not provided | Data not provided | Data not provided | Data not provided | Effluent | 6.69 | 0.2 | mg/L | 21.81 | °C | Data not provided | N/A | Data not provided | N/A | -178.5 | mV | 37260 | µS/cm | None | N/A | Data not provided | Data not provided | Data not provided | Data not provided | Data not provided | Data not provided | Y | The necessity and effectiveness of pre‐treatment to condition the water for BCR treatment, MIW loading rate for each BCR medium to achieve effective metal reduction and pH neutralization, Metals removal efficiency (MRE) and sulfate reduction rate for assessing reduction of contaminant toxicity, mass, and volume, through treatment using BCRs, Residuals generation rates (i.e. sludge from precipitation) for operation and maintenance (O&M) consideration, Replacement rate for spent treatment media (substrate for biochemical reactor or limestone in a pre‐treatment process) for O&M consideration, Impacts of wet weather on the treatment effectiveness and how the BCRs would respond to such changes | Data not provided | Data not provided | Data not provided | Data not provided | Data not provided | Data not provided | Data not provided
Final Treatability Study Technical Memorandum Formosa Mine Superfund Site Douglas County, Oregon | FORMOSA MINE | ORN001002616 | N/A | OU2 | BCR6 01-06 | Abandoned | Sulfate-reducing bacteria (SRB) BCR with ChitoRem pre-treatment | Passive | Biochemical reactor (BCR) | Pre-treatment | Formosa 1 Adit discharge | Y | Entire system | Aerobic polishing cell (APC) | Data not provided | Pilot | July 2013- October 2013 | Zinc | Zn, dissolved | mg/L | N | N/A | 72.5 | 0.606 | 99.1641 | [9 empty] | Data not provided | Data not provided | Data not provided | Data not provided | Data not provided | Data not provided | Data not provided | Data not provided | Data not provided | Influent | 3.34 | 2.04 | mg/L | 13.7 | °C | Data not provided | N/A | Data not provided | N/A | 389.1 | mV | 1470 | µS/cm | None | N/A | Data not provided | Data not provided | Data not provided | Data not provided | Data not provided | Data not provided | Y | The necessity and effectiveness of pre‐treatment to condition the water for BCR treatment, MIW loading rate for each BCR medium to achieve effective metal reduction and pH neutralization, Metals removal efficiency (MRE) and sulfate reduction rate for assessing reduction of contaminant toxicity, mass, and volume, through treatment using BCRs, Residuals generation rates (i.e. sludge from precipitation) for operation and maintenance (O&M) consideration, Replacement rate for spent treatment media (substrate for biochemical reactor or limestone in a pre‐treatment process) for O&M consideration, Impacts of wet weather on the treatment effectiveness and how the BCRs would respond to such changes | Data not provided | Data not provided | Data not provided | Data not provided | Data not provided | Data not provided | Data not provided
Final Treatability Study Technical Memorandum Formosa Mine Superfund Site Douglas County, Oregon | FORMOSA MINE | ORN001002616 | N/A | OU2 | BCR6 01-06 | Abandoned | Sulfate-reducing bacteria (SRB) BCR with ChitoRem pre-treatment | Passive | Biochemical reactor (BCR) | Pre-treatment | Formosa 1 Adit discharge | Y | Entire system | Aerobic polishing cell (APC) | Data not provided | Pilot | July 2013- October 2013 | Zinc | Zn, dissolved | mg/L | N | N/A |  |  |  | 61.5 | 0.22 | 99.6423 | [6 empty] | Data not provided | Data not provided | Data not provided | Data not provided | Data not provided | Data not provided | Data not provided | Data not provided | Data not provided | Influent | 3.37 | 0.05 | mg/L | 11.08 | °C | Data not provided | N/A | Data not provided | N/A | 357.3 | mV | 1366 | µS/cm | None | N/A | Data not provided | Data not provided | Data not provided | Data not provided | Data not provided | Data not provided | Y | The necessity and effectiveness of pre‐treatment to condition the water for BCR treatment, MIW loading rate for each BCR medium to achieve effective metal reduction and pH neutralization, Metals removal efficiency (MRE) and sulfate reduction rate for assessing reduction of contaminant toxicity, mass, and volume, through treatment using BCRs, Residuals generation rates (i.e. sludge from precipitation) for operation and maintenance (O&M) consideration, Replacement rate for spent treatment media (substrate for biochemical reactor or limestone in a pre‐treatment process) for O&M consideration, Impacts of wet weather on the treatment effectiveness and how the BCRs would respond to such changes | Data not provided | Data not provided | Data not provided | Data not provided | Data not provided | Data not provided | Data not provided
Final Treatability Study Technical Memorandum Formosa Mine Superfund Site Douglas County, Oregon | FORMOSA MINE | ORN001002616 | N/A | OU2 | BCR6 01-06 | Abandoned | Sulfate-reducing bacteria (SRB) BCR with ChitoRem pre-treatment | Passive | Biochemical reactor (BCR) | Pre-treatment | Formosa 1 Adit discharge | Y | Entire system | Aerobic polishing cell (APC) | Data not provided | Pilot | July 2013- October 2013 | Zinc | Zn, dissolved | mg/L | N | N/A | [6 empty] | 0.606 | 72.5 | 99.1641 |  |  |  | Data not provided | Data not provided | Data not provided | Data not provided | Data not provided | Data not provided | Data not provided | Data not provided | Data not provided | Effluent | 6.69 | 0.2 | mg/L | 21.81 | °C | Data not provided | N/A | Data not provided | N/A | -178.5 | mV | 37260 | µS/cm | None | N/A | Data not provided | Data not provided | Data not provided | Data not provided | Data not provided | Data not provided | Y | The necessity and effectiveness of pre‐treatment to condition the water for BCR treatment, MIW loading rate for each BCR medium to achieve effective metal reduction and pH neutralization, Metals removal efficiency (MRE) and sulfate reduction rate for assessing reduction of contaminant toxicity, mass, and volume, through treatment using BCRs, Residuals generation rates (i.e. sludge from precipitation) for operation and maintenance (O&M) consideration, Replacement rate for spent treatment media (substrate for biochemical reactor or limestone in a pre‐treatment process) for O&M consideration, Impacts of wet weather on the treatment effectiveness and how the BCRs would respond to such changes | Data not provided | Data not provided | Data not provided | Data not provided | Data not provided | Data not provided | Data not provided
BALLARD MINE PRB4 TREATABILITY STUDY EVALUATION REPORT, Ballard Mine Remedial Design Revision 0 | BALLARD MINE | IDN001002859 | N/A | N/A | PRB4-1 | Post operations | Bio mulch permeable reactor barrier (PRB) | Passive | Permeable reactive barrier (PRB) | No pre-treatment | Waste Rock from historical mining/shallow groundwater | N | N/A | Data not provided | Located north-northeast of Soda Springs, Idaho. Accessed via a road off of State Highway 34. | Data not provided | 2018 - 2022 | Arsenic | As, total | µg/L | N | N/A | 0.3–2.5 | 1.1–1.8 | (-)500 - 56 | Data not provided | Data not provided | Not Applicable | Data not provided | Data not provided | Not Applicable | Data not provided | Data not provided | Not Applicable | Data not provided | Data not provided | Data not provided | Data not provided | Data not provided | Data not provided | Data not provided | Data not provided | Data not provided | Post-installation (Dec. 2021 - Oct. 2022) | 7.29–8.63 | 6.55–9.5 | mg/L | 6.6–10.1 | °C | Data not provided | N/A | Data not provided | N/A | 30–198.5 | mV | 417.8–549 | µS/cm | 0.02–57.7 (turbidity) | NTU | Data not provided | Data not provided | Data not provided | Data not provided | Data not provided | Data not provided | Y | 10 µg/L; EPA National Primary Drinking Water Regulations MCL (maximum contaminant level) | PRB-treated water is present at PRB4-3, but PRB-treated water does not appear to be present at PRB4-1; PRB4-1 is assumed to be cross-gradient from PRB4. | Data not provided | Field and laboratory parameter concentrations were variable during the 2022 sampling period. Longer-term monitoring is needed to evaluate if concentrations/measurements stabilize over time or continue to fluctuate due to spring runoff or other factors. | Data not provided | Components of the treatment media include 50% inert support media (quartzite sand), 12.5% chopped alfalfa hay, and 37.5% wood chips and shavings. Groundwater well located downstream of PRB. | Data not provided | Data not provided | COC values shown are not maximum values, but a range of values for the study period
BALLARD MINE PRB4 TREATABILITY STUDY EVALUATION REPORT, Ballard Mine Remedial Design Revision 0 | BALLARD MINE | IDN001002859 | N/A | N/A | PRB4-3 | Post operations | Bio mulch permeable reactor barrier (PRB) | Passive | Permeable reactive barrier (PRB) | No pre-treatment | Waste Rock from historical mining/shallow groundwater | N | N/A | Data not provided | Located north-northeast of Soda Springs, Idaho. Accessed via a road off of State Highway 34. | Data not provided | 2018 - 2022 | Arsenic | As, total | µg/L | N | N/A | 0.3–2.5 | < 0.5 (ND)–0.88 | (-)193.33-90 | Data not provided | Data not provided | Not Applicable | Data not provided | Data not provided | Not Applicable | Data not provided | Data not provided | Not Applicable | Data not provided | Data not provided | Data not provided | Data not provided | Data not provided | Data not provided | Data not provided | Data not provided | Data not provided | Post-installation (May 2022 - Oct. 2022) | 6.8–9.23 | 1.59–8.45 | mg/L | 6.4–11.4 | °C | Data not provided | N/A | Data not provided | N/A | (-)14.7–155.8 | mV | 419.2–600.1 | µS/cm | 0.02–4.52 (turbidity) | NTU | Data not provided | Data not provided | Data not provided | Data not provided | Data not provided | Data not provided | Y | 10 µg/L; EPA National Primary Drinking Water Regulations MCL (maximum contaminant level) | PRB-treated water is present at PRB4-3, but PRB-treated water does not appear to be present at PRB4-1; PRB4-1 is assumed to be cross-gradient from PRB4. | Data not provided | Field and laboratory parameter concentrations were variable during the 2022 sampling period. Longer-term monitoring is needed to evaluate if concentrations/measurements stabilize over time or continue to fluctuate due to spring runoff or other factors. | Data not provided | Components of the treatment media include 50% inert support media (quartzite sand), 12.5% chopped alfalfa hay, and 37.5% wood chips and shavings. Groundwater well located downstream of PRB. | Data not provided | Data not provided | COC values shown are not maximum values, but a range of values for the study period. ND = non-detect
BALLARD MINE PRB4 TREATABILITY STUDY EVALUATION REPORT, Ballard Mine Remedial Design Revision 0 | BALLARD MINE | IDN001002859 | N/A | N/A | PRB4-1 | Post operations | Bio mulch permeable reactor barrier (PRB) | Passive | Permeable reactive barrier (PRB) | No pre-treatment | Waste Rock from historical mining/shallow groundwater | N | N/A | Data not provided | Located north-northeast of Soda Springs, Idaho. Accessed via a road off of State Highway 34. | Data not provided | 2018 - 2022 | Cadmium | Cd, total | µg/L | N | N/A | Data not provided | < 0.080 (ND) | Not Applicable | Data not provided | Data not provided | Not Applicable | Data not provided | Data not provided | Not Applicable | Data not provided | Data not provided | Not Applicable | Data not provided | Data not provided | Data not provided | Data not provided | Data not provided | Data not provided | Data not provided | Data not provided | Data not provided | Post-installation (Dec. 2021 - Oct. 2022) | 7.29–8.63 | 6.55–9.5 | mg/L | 6.6–10.1 | °C | Data not provided | N/A | Data not provided | N/A | 30–198.5 | mV | 417.8–549 | µS/cm | 0.02–57.7 (turbidity) | NTU | Data not provided | Data not provided | Data not provided | Data not provided | Data not provided | Data not provided | Y | 5 µg/L; EPA National Primary Drinking Water Regulations MCL (maximum contaminant level) | PRB-treated water is present at PRB4-3, but PRB-treated water does not appear to be present at PRB4-1; PRB4-1 is assumed to be cross-gradient from PRB4. | Data not provided | Field and laboratory parameter concentrations were variable during the 2022 sampling period. Longer-term monitoring is needed to evaluate if concentrations/measurements stabilize over time or continue to fluctuate due to spring runoff or other factors. | Data not provided | Components of the treatment media include 50% inert support media (quartzite sand), 12.5% chopped alfalfa hay, and 37.5% wood chips and shavings. Groundwater well located downstream of PRB. | pre-installation concentrations were below cleanup levels | Pre-installation values were not included in the report, but all were below the MCL. | COC values shown are not maximum values, but a range of values for the study period. ND = non-detect
BALLARD MINE PRB4 TREATABILITY STUDY EVALUATION REPORT, Ballard Mine Remedial Design Revision 0 | BALLARD MINE | IDN001002859 | N/A | N/A | PRB4-3 | Post operations | Bio mulch permeable reactor barrier (PRB) | Passive | Permeable reactive barrier (PRB) | No pre-treatment | Waste Rock from historical mining/shallow groundwater | N | N/A | Data not provided | Located north-northeast of Soda Springs, Idaho. Accessed via a road off of State Highway 34. | Data not provided | 2018 - 2022 | Cadmium | Cd, total | µg/L | N | N/A | Data not provided | < 0.080 (ND) | Not Applicable | Data not provided | Data not provided | Not Applicable | Data not provided | Data not provided | Not Applicable | Data not provided | Data not provided | Not Applicable | Data not provided | Data not provided | Data not provided | Data not provided | Data not provided | Data not provided | Data not provided | Data not provided | Data not provided | Post-installation (May 2022 - Oct. 2022) | 6.8–9.23 | 1.59–8.45 | mg/L | 6.4–11.4 | °C | Data not provided | N/A | Data not provided | N/A | (-)14.7–155.8 | mV | 419.2–600.1 | µS/cm | 0.02–4.52 (turbidity) | NTU | Data not provided | Data not provided | Data not provided | Data not provided | Data not provided | Data not provided | Y | 5 µg/L; EPA National Primary Drinking Water Regulations MCL (maximum contaminant level) | PRB-treated water is present at PRB4-3, but PRB-treated water does not appear to be present at PRB4-1; PRB4-1 is assumed to be cross-gradient from PRB4. | Data not provided | Field and laboratory parameter concentrations were variable during the 2022 sampling period. Longer-term monitoring is needed to evaluate if concentrations/measurements stabilize over time or continue to fluctuate due to spring runoff or other factors. | Data not provided | Components of the treatment media include 50% inert support media (quartzite sand), 12.5% chopped alfalfa hay, and 37.5% wood chips and shavings. Groundwater well located downstream of PRB. | pre-installation concentrations were below cleanup levels | Pre-installation values were not included in the report, but all were below the MCL. | COC values shown are not maximum values, but a range of values for the study period. ND = non-detect
BALLARD MINE PRB4 TREATABILITY STUDY EVALUATION REPORT, Ballard Mine Remedial Design Revision 0 | BALLARD MINE | IDN001002859 | N/A | N/A | PRB4-1 | Post operations | Bio mulch permeable reactor barrier (PRB) | Passive | Permeable reactive barrier (PRB) | No pre-treatment | Waste Rock from historical mining/shallow groundwater | N | N/A | Data not provided | Located north-northeast of Soda Springs, Idaho. Accessed via a road off of State Highway 34. | Data not provided | 2018 - 2022 | Manganese | Mn, total | µg/L | N | N/A | 6–537 | 11.1–43.4 | (-)623.3 - 97.9 | Data not provided | Data not provided | Not Applicable | Data not provided | Data not provided | Not Applicable | Data not provided | Data not provided | Not Applicable | Data not provided | Data not provided | Data not provided | Data not provided | Data not provided | Data not provided | Data not provided | Data not provided | Data not provided | Post-installation (Dec. 2021 - Oct. 2022) | 7.29–8.63 | 6.55–9.5 | mg/L | 6.6–10.1 | °C | Data not provided | N/A | Data not provided | N/A | 30–198.5 | mV | 417.8–549 | µS/cm | 0.02–57.7 (turbidity) | NTU | Data not provided | Data not provided | Data not provided | Data not provided | Data not provided | Data not provided | Data not provided | Data not provided | PRB-treated water is present at PRB4-3, but PRB-treated water does not appear to be present at PRB4-1; PRB4-1 is assumed to be cross-gradient from PRB4. | Data not provided | Field and laboratory parameter concentrations were variable during the 2022 sampling period. Longer-term monitoring is needed to evaluate if concentrations/measurements stabilize over time or continue to fluctuate due to spring runoff or other factors. | Data not provided | Components of the treatment media include 50% inert support media (quartzite sand), 12.5% chopped alfalfa hay, and 37.5% wood chips and shavings. Groundwater well located downstream of PRB. | Data not provided | Data not provided | COC values shown are not maximum values, but a range of values for the study period
BALLARD MINE PRB4 TREATABILITY STUDY EVALUATION REPORT, Ballard Mine Remedial Design Revision 0 | BALLARD MINE | IDN001002859 | N/A | N/A | PRB4-3 | Post operations | Bio mulch permeable reactor barrier (PRB) | Passive | Permeable reactive barrier (PRB) | No pre-treatment | Waste Rock from historical mining/shallow groundwater | N | N/A | Data not provided | Located north-northeast of Soda Springs, Idaho. Accessed via a road off of State Highway 34. | Data not provided | 2018 - 2022 | Manganese | Mn, total | µg/L | N | N/A | 30–51 | < 5 (ND)–389 | (-)1196.6 - 95.1 | Data not provided | Data not provided | Not Applicable | Data not provided | Data not provided | Not Applicable | Data not provided | Data not provided | Not Applicable | Data not provided | Data not provided | Data not provided | Data not provided | Data not provided | Data not provided | Data not provided | Data not provided | Data not provided | Post-installation (May 2022 - Oct. 2022) | 6.8–9.23 | 1.59–8.45 | mg/L | 6.4–11.4 | °C | Data not provided | N/A | Data not provided | N/A | (-)14.7–155.8 | mV | 419.2–600.1 | µS/cm | 0.02–4.52 (turbidity) | NTU | Data not provided | Data not provided | Data not provided | Data not provided | Data not provided | Data not provided | Data not provided | Data not provided | PRB-treated water is present at PRB4-3, but PRB-treated water does not appear to be present at PRB4-1; PRB4-1 is assumed to be cross-gradient from PRB4. | Data not provided | Field and laboratory parameter concentrations were variable during the 2022 sampling period. Longer-term monitoring is needed to evaluate if concentrations/measurements stabilize over time or continue to fluctuate due to spring runoff or other factors. | Data not provided | Components of the treatment media include 50% inert support media (quartzite sand), 12.5% chopped alfalfa hay, and 37.5% wood chips and shavings. Groundwater well located downstream of PRB. | Data not provided | Data not provided | COC values shown are not maximum values, but a range of values for the study period
BALLARD MINE PRB4 TREATABILITY STUDY EVALUATION REPORT, Ballard Mine Remedial Design Revision 0 | BALLARD MINE | IDN001002859 | N/A | N/A | PRB4-1 | Post operations | Bio mulch permeable reactor barrier (PRB) | Passive | Permeable reactive barrier (PRB) | No pre-treatment | Waste Rock from historical mining/shallow groundwater | N | N/A | Data not provided | Located north-northeast of Soda Springs, Idaho. Accessed via a road off of State Highway 34. | Data not provided | 2018 - 2022 | Selenium | Se, total | µg/L | N | N/A | 10–15 | 12.5–26.8 | (-)168 - 16.6 | Data not provided | Data not provided | Not Applicable | Data not provided | Data not provided | Not Applicable | Data not provided | Data not provided | Not Applicable | Data not provided | Data not provided | Data not provided | Data not provided | Data not provided | Data not provided | Data not provided | Data not provided | Data not provided | Post-installation (Dec. 2021 - Oct. 2022) | 7.29–8.63 | 6.55–9.5 | mg/L | 6.6–10.1 | °C | Data not provided | N/A | Data not provided | N/A | 30–198.5 | mV | 417.8–549 | µS/cm | 0.02–57.7 (turbidity) | NTU | Data not provided | Data not provided | Data not provided | Data not provided | Data not provided | Data not provided | Y | 50 µg/L; EPA National Primary Drinking Water Regulations MCL (maximum contaminant level) | PRB-treated water is present at PRB4-3, but PRB-treated water does not appear to be present at PRB4-1; PRB4-1 is assumed to be cross-gradient from PRB4. | Data not provided | Field and laboratory parameter concentrations were variable during the 2022 sampling period. Longer-term monitoring is needed to evaluate if concentrations/measurements stabilize over time or continue to fluctuate due to spring runoff or other factors. | Data not provided | Components of the treatment media include 50% inert support media (quartzite sand), 12.5% chopped alfalfa hay, and 37.5% wood chips and shavings. Groundwater well located downstream of PRB. | pre-installation concentrations were below cleanup levels | Data not provided | COC values shown are not maximum values, but a range of values for the study period
BALLARD MINE PRB4 TREATABILITY STUDY EVALUATION REPORT, Ballard Mine Remedial Design Revision 0 | BALLARD MINE | IDN001002859 | N/A | N/A | PRB4-3 | Post operations | Bio mulch permeable reactor barrier (PRB) | Passive | Permeable reactive barrier (PRB) | No pre-treatment | Waste Rock from historical mining/shallow groundwater | N | N/A | Data not provided | Located north-northeast of Soda Springs, Idaho. Accessed via a road off of State Highway 34. | Data not provided | 2018 - 2022 | Selenium | Se, total | µg/L | N | N/A | 33.3–44.8 | 16.3–1.6 | 50.6 - 96.4 | Data not provided | Data not provided | Not Applicable | Data not provided | Data not provided | Not Applicable | Data not provided | Data not provided | Not Applicable | Data not provided | Data not provided | Data not provided | Data not provided | Data not provided | Data not provided | Data not provided | Data not provided | Data not provided | Post-installation (May 2022 - Oct. 2022) | 6.8–9.23 | 1.59–8.45 | mg/L | 6.4–11.4 | °C | Data not provided | N/A | Data not provided | N/A | (-)14.7–155.8 | mV | 419.2–600.1 | µS/cm | 0.02–4.52 (turbidity) | NTU | Data not provided | Data not provided | Data not provided | Data not provided | Data not provided | Data not provided | Y | 50 µg/L; EPA National Primary Drinking Water Regulations MCL (maximum contaminant level) | PRB-treated water is present at PRB4-3, but PRB-treated water does not appear to be present at PRB4-1; PRB4-1 is assumed to be cross-gradient from PRB4. | Data not provided | Field and laboratory parameter concentrations were variable during the 2022 sampling period. Longer-term monitoring is needed to evaluate if concentrations/measurements stabilize over time or continue to fluctuate due to spring runoff or other factors. | Data not provided | Components of the treatment media include 50% inert support media (quartzite sand), 12.5% chopped alfalfa hay, and 37.5% wood chips and shavings. Groundwater well located downstream of PRB. | pre-installation concentrations were below cleanup levels | Data not provided | COC values shown are not maximum values, but a range of values for the study period
BALLARD MINE PRB4 TREATABILITY STUDY EVALUATION REPORT, Ballard Mine Remedial Design Revision 0 | BALLARD MINE | IDN001002859 | N/A | N/A | PRB4-1 | Post operations | Bio mulch permeable reactor barrier (PRB) | Passive | Permeable reactive barrier (PRB) | No pre-treatment | Waste Rock from historical mining/shallow groundwater | N | N/A | Data not provided | Located north-northeast of Soda Springs, Idaho. Accessed via a road off of State Highway 34. | Data not provided | 2018 - 2022 | Sulfate | Sulfate, dissolved | µg/L | N | N/A | 47.4–52.9 | 29.7–57.2 | (-)20.7 - 43.9 | Data not provided | Data not provided | Not Applicable | Data not provided | Data not provided | Not Applicable | Data not provided | Data not provided | Not Applicable | Data not provided | Data not provided | Data not provided | Data not provided | Data not provided | Data not provided | Data not provided | Data not provided | Data not provided | Post-installation (Dec. 2021 - Oct. 2022) | 7.29–8.63 | 6.55–9.5 | mg/L | 6.6–10.1 | °C | Data not provided | N/A | Data not provided | N/A | 30–198.5 | mV | 417.8–549 | µS/cm | 0.02–57.7 (turbidity) | NTU | Data not provided | Data not provided | Data not provided | Data not provided | Data not provided | Data not provided | Data not provided | Data not provided | PRB-treated water is present at PRB4-3, but PRB-treated water does not appear to be present at PRB4-1; PRB4-1 is assumed to be cross-gradient from PRB4. | Data not provided | Field and laboratory parameter concentrations were variable during the 2022 sampling period. Longer-term monitoring is needed to evaluate if concentrations/measurements stabilize over time or continue to fluctuate due to spring runoff or other factors. | Data not provided | Components of the treatment media include 50% inert support media (quartzite sand), 12.5% chopped alfalfa hay, and 37.5% wood chips and shavings. Groundwater well located downstream of PRB. | Data not provided | Data not provided | COC values shown are not maximum values, but a range of values for the study period
BALLARD MINE PRB4 TREATABILITY STUDY EVALUATION REPORT, Ballard Mine Remedial Design Revision 0 | BALLARD MINE | IDN001002859 | N/A | N/A | PRB4-3 | Post operations | Bio mulch permeable reactor barrier (PRB) | Passive | Permeable reactive barrier (PRB) | No pre-treatment | Waste Rock from historical mining/shallow groundwater | N | N/A | Data not provided | Located north-northeast of Soda Springs, Idaho. Accessed via a road off of State Highway 34. | Data not provided | 2018 - 2022 | Sulfate | Sulfate, dissolved | µg/L | N | N/A | Dry–80.4 | 27.2–55.3 | 31.2 - 66.2 | Data not provided | Data not provided | Not Applicable | Data not provided | Data not provided | Not Applicable | Data not provided | Data not provided | Not Applicable | Data not provided | Data not provided | Data not provided | Data not provided | Data not provided | Data not provided | Data not provided | Data not provided | Data not provided | Post-installation (May 2022 - Oct. 2022) | 6.8–9.23 | 1.59–8.45 | mg/L | 6.4–11.4 | °C | Data not provided | N/A | Data not provided | N/A | (-)14.7–155.8 | mV | 419.2–600.1 | µS/cm | 0.02–4.52 (turbidity) | NTU | Data not provided | Data not provided | Data not provided | Data not provided | Data not provided | Data not provided | Data not provided | Data not provided | PRB-treated water is present at PRB4-3, but PRB-treated water does not appear to be present at PRB4-1; PRB4-1 is assumed to be cross-gradient from PRB4. | Data not provided | Field and laboratory parameter concentrations were variable during the 2022 sampling period. Longer-term monitoring is needed to evaluate if concentrations/measurements stabilize over time or continue to fluctuate due to spring runoff or other factors. | Data not provided | Components of the treatment media include 50% inert support media (quartzite sand), 12.5% chopped alfalfa hay, and 37.5% wood chips and shavings. Groundwater well located downstream of PRB. | Data not provided | Data not provided | COC values shown are not maximum values, but a range of values for the study period
FINAL SILVER DYKE ADIT AQUAFIX TREATMENT PILOT TEST TECHNICAL MEMORANDUM; Carpenter-Snow Creek Mining District National Priorities List Site Supplemental Studies for the Remedial Investigation Cascade County, Montana | CARPENTER SNOW CREEK MINING DISTRICT | MT0001096353 | N/A | N/A | SDAQ1 | Post operations | Aquafix (water powered quicklime application system) | Passive | Aquafix | No pre-treatment | Adit | N | No pre- or post-treatment | Valve settings had to be adjusted to provide correct flow rate to avoid quicklime overdosing. | Cascade County, Montana | Pilot | October 2016 - March 2017 | Aluminum | Al, total | µg/L | N | N/A | 2780 | 3060 | -10.0719 | [9 empty] | 2138 | October 2016 - March 2017 | Data not provided | Data not provided |  |  | Data not provided | Data not provided | 89.1% | Influent | 3.27 | 2.78 | mg/L | 8.62 | °C | Data not provided | N/A | Data not provided | N/A | 321 | mV | 2287 | µS/cm | 37.8 (turbidity) | NTU | Data not provided | Data not provided | Data not provided | Data not provided | Data not provided | Data not provided | Data not provided | Data not provided | Data not provided | Data not provided | Operation of the Aquafix system requires 1 or 2 weekly visits. The size of lime particles significantly affects system performance (even lime graded to exceed 0.25 inch contained enough fine-grained material to induce bridging. | Data not provided | Characteristics of water from the adit prior to lime addition (baseline) | When the Aquafix system was operating properly the pH exceeded 10 and removal percentages for metals of concern generally exceeded 90%. | Data not provided
FINAL SILVER DYKE ADIT AQUAFIX TREATMENT PILOT TEST TECHNICAL MEMORANDUM; Carpenter-Snow Creek Mining District National Priorities List Site Supplemental Studies for the Remedial Investigation Cascade County, Montana | CARPENTER SNOW CREEK MINING DISTRICT | MT0001096353 | N/A | N/A | SDAQ1 | Post operations | Aquafix (water powered quicklime application system) | Passive | Aquafix | No pre-treatment | Adit | N | No pre- or post-treatment | Valve settings had to be adjusted to provide correct flow rate to avoid quicklime overdosing. | Cascade County, Montana | Pilot | October 2016 - March 2017 | Aluminum | Al, dissolved | µg/L | N | N/A | 2960 | 62 | 97.9054 | [9 empty] | 2213 | October 2016 - March 2017 | Data not provided | Data not provided |  |  | Data not provided | Data not provided | 89.1% | Influent | 3.67 | 2.84 | mg/L | 8.67 | °C | Data not provided | N/A | Data not provided | N/A | 347 | mV | 2736 | µS/cm | 38.1 (turbidity) | NTU | Data not provided | Data not provided | Data not provided | Data not provided | Data not provided | Data not provided | Data not provided | Data not provided | Data not provided | Data not provided | Operation of the Aquafix system requires 1 or 2 weekly visits. The size of lime particles significantly affects system performance (even lime graded to exceed 0.25 inch contained enough fine-grained material to induce bridging. | Data not provided | Characteristics of water from the adit prior to lime addition (baseline) | When the Aquafix system was operating properly the pH exceeded 10 and removal percentages for metals of concern generally exceeded 90%. | Data not provided
FINAL SILVER DYKE ADIT AQUAFIX TREATMENT PILOT TEST TECHNICAL MEMORANDUM; Carpenter-Snow Creek Mining District National Priorities List Site Supplemental Studies for the Remedial Investigation Cascade County, Montana | CARPENTER SNOW CREEK MINING DISTRICT | MT0001096353 | N/A | N/A | SDAQ1 | Post operations | Aquafix (water powered quicklime application system) | Passive | Aquafix | No pre-treatment | Adit | N | No pre- or post-treatment | Valve settings had to be adjusted to provide correct flow rate to avoid quicklime overdosing. | Cascade County, Montana | Pilot | October 2016 - March 2017 | Aluminum | Al, total | µg/L | N | N/A |  |  |  | 1270 | 1280 | -0.7874 | [8 empty] | Data not provided | Data not provided |  |  | Data not provided | Data not provided | 89.1% | Influent | 3.98 | 3.61 | mg/L | 8.31 | °C | Data not provided | N/A | Data not provided | N/A | 229 | mV | 2736 | µS/cm | 24.6 (turbidity) | NTU | Data not provided | Data not provided | Data not provided | Data not provided | Data not provided | Data not provided | Data not provided | Data not provided | Data not provided | Data not provided | Operation of the Aquafix system requires 1 or 2 weekly visits. The size of lime particles significantly affects system performance (even lime graded to exceed 0.25 inch contained enough fine-grained material to induce bridging. | Data not provided | Characteristics of water from the adit prior to lime addition (baseline) | When the Aquafix system was operating properly the pH exceeded 10 and removal percentages for metals of concern generally exceeded 90%. | Data not provided
FINAL SILVER DYKE ADIT AQUAFIX TREATMENT PILOT TEST TECHNICAL MEMORANDUM; Carpenter-Snow Creek Mining District National Priorities List Site Supplemental Studies for the Remedial Investigation Cascade County, Montana | CARPENTER SNOW CREEK MINING DISTRICT | MT0001096353 | N/A | N/A | SDAQ1 | Post operations | Aquafix (water powered quicklime application system) | Passive | Aquafix | No pre-treatment | Adit | N | No pre- or post-treatment | Valve settings had to be adjusted to provide correct flow rate to avoid quicklime overdosing. | Cascade County, Montana | Pilot | October 2016 - March 2017 | Aluminum | Al, dissolved | µg/L | N | N/A |  |  |  | 1270 | 1090 | 14.1732 | [8 empty] | Data not provided | Data not provided |  |  | Data not provided | Data not provided | 89.1% | Influent | 3.98 | 3.61 | mg/L | 8.31 | °C | Data not provided | N/A | Data not provided | N/A | 229 | mV | 2736 | µS/cm | 24.6 (turbidity) | NTU | Data not provided | Data not provided | Data not provided | Data not provided | Data not provided | Data not provided | Data not provided | Data not provided | Data not provided | Data not provided | Operation of the Aquafix system requires 1 or 2 weekly visits. The size of lime particles significantly affects system performance (even lime graded to exceed 0.25 inch contained enough fine-grained material to induce bridging. | Data not provided | Characteristics of water from the adit prior to lime addition (baseline) | When the Aquafix system was operating properly the pH exceeded 10 and removal percentages for metals of concern generally exceeded 90%. | Data not provided
FINAL SILVER DYKE ADIT AQUAFIX TREATMENT PILOT TEST TECHNICAL MEMORANDUM; Carpenter-Snow Creek Mining District National Priorities List Site Supplemental Studies for the Remedial Investigation Cascade County, Montana | CARPENTER SNOW CREEK MINING DISTRICT | MT0001096353 | N/A | N/A | SDAQ2 | Post operations | Aquafix (water powered quicklime application system) | Passive | Aquafix | No pre-treatment | Adit | N | No pre- or post-treatment | Valve settings had to be adjusted to provide correct flow rate to avoid quicklime overdosing. | Cascade County, Montana | Pilot | October 2016 - March 2017 | Aluminum | Al, total | µg/L | N | N/A | [6 empty] | 3920 | 2590 | -51.3514 | [5 empty] | Data not provided | Data not provided | 1999 | October 2016 - March 2017 | Data not provided | Data not provided | 89.1% | Effluent | 11.88 | 5.6 | mg/L | 5.71 | °C | Data not provided | N/A | Data not provided | N/A | -2 | mV | 2951 | µS/cm | 649 (turbidity) | NTU | Data not provided | Data not provided | Data not provided | Data not provided | Data not provided | Data not provided | Data not provided | Data not provided | Data not provided | Data not provided | Operation of the Aquafix system requires 1 or 2 weekly visits. The size of lime particles significantly affects system performance (even lime graded to exceed 0.25 inch contained enough fine-grained material to induce bridging. | Data not provided | Water characteristics post-lime treatment and retention (outflow of sedimentation pond) | When the Aquafix system was operating properly the pH exceeded 10 and removal percentages for metals of concern generally exceeded 90%. | Data not provided | Values represent the time when the system was operational
FINAL SILVER DYKE ADIT AQUAFIX TREATMENT PILOT TEST TECHNICAL MEMORANDUM; Carpenter-Snow Creek Mining District National Priorities List Site Supplemental Studies for the Remedial Investigation Cascade County, Montana | CARPENTER SNOW CREEK MINING DISTRICT | MT0001096353 | N/A | N/A | SDAQ2 | Post operations | Aquafix (water powered quicklime application system) | Passive | Aquafix | No pre-treatment | Adit | N | No pre- or post-treatment | Valve settings had to be adjusted to provide correct flow rate to avoid quicklime overdosing. | Cascade County, Montana | Pilot | October 2016 - March 2017 | Aluminum | Al, dissolved | µg/L | N | N/A | [6 empty] | 662 | 2540 | 73.937 | [5 empty] | Data not provided | Data not provided | 202 | October 2016 - March 2017 | Data not provided | Data not provided | 89.1% | Effluent | 11.88 | 5.6 | mg/L | 5.71 | °C | Data not provided | N/A | Data not provided | N/A | -2 | mV | 2951 | µS/cm | 649 (turbidity) | NTU | Data not provided | Data not provided | Data not provided | Data not provided | Data not provided | Data not provided | Data not provided | Data not provided | Data not provided | Data not provided | Operation of the Aquafix system requires 1 or 2 weekly visits. The size of lime particles significantly affects system performance (even lime graded to exceed 0.25 inch contained enough fine-grained material to induce bridging. | Data not provided | Water characteristics post-lime treatment and retention (outflow of sedimentation pond) | When the Aquafix system was operating properly the pH exceeded 10 and removal percentages for metals of concern generally exceeded 90%. | Data not provided | Values represent the time when the system was operational
FINAL SILVER DYKE ADIT AQUAFIX TREATMENT PILOT TEST TECHNICAL MEMORANDUM; Carpenter-Snow Creek Mining District National Priorities List Site Supplemental Studies for the Remedial Investigation Cascade County, Montana | CARPENTER SNOW CREEK MINING DISTRICT | MT0001096353 | N/A | N/A | SDAQ2 | Post operations | Aquafix (water powered quicklime application system) | Passive | Aquafix | No pre-treatment | Adit | N | No pre- or post-treatment | Valve settings had to be adjusted to provide correct flow rate to avoid quicklime overdosing. | Cascade County, Montana | Pilot | October 2016 - March 2017 | Aluminum | Al, total | µg/L | N | N/A | [9 empty] | 92 | 2600 | 96.4615 |  |  | Data not provided | Data not provided |  |  | Data not provided | Data not provided | 89.1% | Effluent | 11.54 | 5.71 | mg/L | 7.14 | °C | Data not provided | N/A | Data not provided | N/A | 32 | mV | 3032 | µS/cm | 9.7 (turbidity) | NTU | Data not provided | Data not provided | Data not provided | Data not provided | Data not provided | Data not provided | Data not provided | Data not provided | Data not provided | Data not provided | Operation of the Aquafix system requires 1 or 2 weekly visits. The size of lime particles significantly affects system performance (even lime graded to exceed 0.25 inch contained enough fine-grained material to induce bridging. | Data not provided | Water characteristics post-lime treatment and retention (outflow of sedimentation pond) | When the Aquafix system was operating properly the pH exceeded 10 and removal percentages for metals of concern generally exceeded 90%. | Data not provided | Values represent the time when the system was operational
FINAL SILVER DYKE ADIT AQUAFIX TREATMENT PILOT TEST TECHNICAL MEMORANDUM; Carpenter-Snow Creek Mining District National Priorities List Site Supplemental Studies for the Remedial Investigation Cascade County, Montana | CARPENTER SNOW CREEK MINING DISTRICT | MT0001096353 | N/A | N/A | SDAQ2 | Post operations | Aquafix (water powered quicklime application system) | Passive | Aquafix | No pre-treatment | Adit | N | No pre- or post-treatment | Valve settings had to be adjusted to provide correct flow rate to avoid quicklime overdosing. | Cascade County, Montana | Pilot | October 2016 - March 2017 | Aluminum | Al, dissolved | µg/L | N | N/A | [9 empty] | 21 | 2660 | 99.2105 |  |  | Data not provided | Data not provided |  |  | Data not provided | Data not provided | 89.1% | Effluent | 11.54 | 5.71 | mg/L | 7.14 | °C | Data not provided | N/A | Data not provided | N/A | 32 | mV | 3032 | µS/cm | 9.7 (turbidity) | NTU | Data not provided | Data not provided | Data not provided | Data not provided | Data not provided | Data not provided | Data not provided | Data not provided | Data not provided | Data not provided | Operation of the Aquafix system requires 1 or 2 weekly visits. The size of lime particles significantly affects system performance (even lime graded to exceed 0.25 inch contained enough fine-grained material to induce bridging. | Data not provided | Water characteristics post-lime treatment and retention (outflow of sedimentation pond) | When the Aquafix system was operating properly the pH exceeded 10 and removal percentages for metals of concern generally exceeded 90%. | Data not provided | Values represent the time when the system was operational
FINAL SILVER DYKE ADIT AQUAFIX TREATMENT PILOT TEST TECHNICAL MEMORANDUM; Carpenter-Snow Creek Mining District National Priorities List Site Supplemental Studies for the Remedial Investigation Cascade County, Montana | CARPENTER SNOW CREEK MINING DISTRICT | MT0001096353 | N/A | N/A | SDAQ1 | Post operations | Aquafix (water powered quicklime application system) | Passive | Aquafix | No pre-treatment | Adit | N | No pre- or post-treatment | Valve settings had to be adjusted to provide correct flow rate to avoid quicklime overdosing. | Cascade County, Montana | Pilot | October 2016 - March 2017 | Cadmium | Cd, total | µg/L | N | N/A | 879 | 728 | 17.1786 | [9 empty] | 788 | October 2016 - March 2017 | Data not provided | Data not provided |  |  | Data not provided | Data not provided | 96.1% | Influent | 3.27 | 2.78 | mg/L | 8.62 | °C | Data not provided | N/A | Data not provided | N/A | 321 | mV | 2287 | µS/cm | 37.8 (turbidity) | NTU | Data not provided | Data not provided | Data not provided | Data not provided | Data not provided | Data not provided | Data not provided | Data not provided | Data not provided | Data not provided | Operation of the Aquafix system requires 1 or 2 weekly visits. The size of lime particles significantly affects system performance (even lime graded to exceed 0.25 inch contained enough fine-grained material to induce bridging. | Data not provided | Characteristics of water from the adit prior to lime addition (baseline) | When the Aquafix system was operating properly the pH exceeded 10 and removal percentages for metals of concern generally exceeded 90%. | Data not provided
FINAL SILVER DYKE ADIT AQUAFIX TREATMENT PILOT TEST TECHNICAL MEMORANDUM; Carpenter-Snow Creek Mining District National Priorities List Site Supplemental Studies for the Remedial Investigation Cascade County, Montana | CARPENTER SNOW CREEK MINING DISTRICT | MT0001096353 | N/A | N/A | SDAQ1 | Post operations | Aquafix (water powered quicklime application system) | Passive | Aquafix | No pre-treatment | Adit | N | No pre- or post-treatment | Valve settings had to be adjusted to provide correct flow rate to avoid quicklime overdosing. | Cascade County, Montana | Pilot | October 2016 - March 2017 | Cadmium | Cd, dissolved | µg/L | N | N/A | 886 | 112 | 87.3589 | [9 empty] | 785 | October 2016 - March 2017 | Data not provided | Data not provided |  |  | Data not provided | Data not provided | 96.1% | Influent | 3.66 | 2.7 | mg/L | 8.67 | °C | Data not provided | N/A | Data not provided | N/A | 315 | mV | 2816 | µS/cm | 32.4 (turbidity) | NTU | Data not provided | Data not provided | Data not provided | Data not provided | Data not provided | Data not provided | Data not provided | Data not provided | Data not provided | Data not provided | Operation of the Aquafix system requires 1 or 2 weekly visits. The size of lime particles significantly affects system performance (even lime graded to exceed 0.25 inch contained enough fine-grained material to induce bridging. | Data not provided | Characteristics of water from the adit prior to lime addition (baseline) | When the Aquafix system was operating properly the pH exceeded 10 and removal percentages for metals of concern generally exceeded 90%. | Data not provided
FINAL SILVER DYKE ADIT AQUAFIX TREATMENT PILOT TEST TECHNICAL MEMORANDUM; Carpenter-Snow Creek Mining District National Priorities List Site Supplemental Studies for the Remedial Investigation Cascade County, Montana | CARPENTER SNOW CREEK MINING DISTRICT | MT0001096353 | N/A | N/A | SDAQ1 | Post operations | Aquafix (water powered quicklime application system) | Passive | Aquafix | No pre-treatment | Adit | N | No pre- or post-treatment | Valve settings had to be adjusted to provide correct flow rate to avoid quicklime overdosing. | Cascade County, Montana | Pilot | October 2016 - March 2017 | Cadmium | Cd, total | µg/L | N | N/A |  |  |  | 661 | 477 | 27.8366 | [8 empty] | Data not provided | Data not provided | 552 | October 2016 - March 2017 | Data not provided | Data not provided | 96.1% | Influent | 3.98 | 3.61 | mg/L | 8.31 | °C | Data not provided | N/A | Data not provided | N/A | 229 | mV | 2736 | µS/cm | 24.6 (turbidity) | NTU | Data not provided | Data not provided | Data not provided | Data not provided | Data not provided | Data not provided | Data not provided | Data not provided | Data not provided | Data not provided | Operation of the Aquafix system requires 1 or 2 weekly visits. The size of lime particles significantly affects system performance (even lime graded to exceed 0.25 inch contained enough fine-grained material to induce bridging. | Data not provided | Characteristics of water from the adit prior to lime addition (baseline) | When the Aquafix system was operating properly the pH exceeded 10 and removal percentages for metals of concern generally exceeded 90%. | Data not provided
FINAL SILVER DYKE ADIT AQUAFIX TREATMENT PILOT TEST TECHNICAL MEMORANDUM; Carpenter-Snow Creek Mining District National Priorities List Site Supplemental Studies for the Remedial Investigation Cascade County, Montana | CARPENTER SNOW CREEK MINING DISTRICT | MT0001096353 | N/A | N/A | SDAQ1 | Post operations | Aquafix (water powered quicklime application system) | Passive | Aquafix | No pre-treatment | Adit | N | No pre- or post-treatment | Valve settings had to be adjusted to provide correct flow rate to avoid quicklime overdosing. | Cascade County, Montana | Pilot | October 2016 - March 2017 | Cadmium | Cd, dissolved | µg/L | N | N/A |  |  |  | 661 | 397 | 39.9395 | [8 empty] | Data not provided | Data not provided | 35 | October 2016 - March 2017 | Data not provided | Data not provided | 96.1% | Influent | 3.98 | 3.61 | mg/L | 8.31 | °C | Data not provided | N/A | Data not provided | N/A | 229 | mV | 2736 | µS/cm | 24.6 (turbidity) | NTU | Data not provided | Data not provided | Data not provided | Data not provided | Data not provided | Data not provided | Data not provided | Data not provided | Data not provided | Data not provided | Operation of the Aquafix system requires 1 or 2 weekly visits. The size of lime particles significantly affects system performance (even lime graded to exceed 0.25 inch contained enough fine-grained material to induce bridging. | Data not provided | Characteristics of water from the adit prior to lime addition (baseline) | When the Aquafix system was operating properly the pH exceeded 10 and removal percentages for metals of concern generally exceeded 90%. | Data not provided
FINAL SILVER DYKE ADIT AQUAFIX TREATMENT PILOT TEST TECHNICAL MEMORANDUM; Carpenter-Snow Creek Mining District National Priorities List Site Supplemental Studies for the Remedial Investigation Cascade County, Montana | CARPENTER SNOW CREEK MINING DISTRICT | MT0001096353 | N/A | N/A | SDAQ2 | Post operations | Aquafix (water powered quicklime application system) | Passive | Aquafix | No pre-treatment | Adit | N | No pre- or post-treatment | Valve settings had to be adjusted to provide correct flow rate to avoid quicklime overdosing. | Cascade County, Montana | Pilot | October 2016 - March 2017 | Cadmium | Cd, total | µg/L | N | N/A | [6 empty] | 856 | 861 | 0.58072 | [5 empty] | Data not provided | Data not provided |  |  | Data not provided | Data not provided | 96.1% | Effluent | 11.88 | 5.6 | mg/L | 5.71 | °C | Data not provided | N/A | Data not provided | N/A | -2 | mV | 2951 | µS/cm | 649 (turbidity) | NTU | Data not provided | Data not provided | Data not provided | Data not provided | Data not provided | Data not provided | Data not provided | Data not provided | Data not provided | Data not provided | Operation of the Aquafix system requires 1 or 2 weekly visits. The size of lime particles significantly affects system performance (even lime graded to exceed 0.25 inch contained enough fine-grained material to induce bridging. | Data not provided | Water characteristics post-lime treatment and retention (outflow of sedimentation pond) | When the Aquafix system was operating properly the pH exceeded 10 and removal percentages for metals of concern generally exceeded 90%. | Data not provided | Values represent the time when the system was operational
FINAL SILVER DYKE ADIT AQUAFIX TREATMENT PILOT TEST TECHNICAL MEMORANDUM; Carpenter-Snow Creek Mining District National Priorities List Site Supplemental Studies for the Remedial Investigation Cascade County, Montana | CARPENTER SNOW CREEK MINING DISTRICT | MT0001096353 | N/A | N/A | SDAQ2 | Post operations | Aquafix (water powered quicklime application system) | Passive | Aquafix | No pre-treatment | Adit | N | No pre- or post-treatment | Valve settings had to be adjusted to provide correct flow rate to avoid quicklime overdosing. | Cascade County, Montana | Pilot | October 2016 - March 2017 | Cadmium | Cd, dissolved | µg/L | N | N/A | [6 empty] | 112 | 886 | 87.3589 | [5 empty] | Data not provided | Data not provided |  |  | Data not provided | Data not provided | 96.1% | Effluent | 11.88 | 5.6 | mg/L | 5.71 | °C | Data not provided | N/A | Data not provided | N/A | -2 | mV | 2951 | µS/cm | 649 (turbidity) | NTU | Data not provided | Data not provided | Data not provided | Data not provided | Data not provided | Data not provided | Data not provided | Data not provided | Data not provided | Data not provided | Operation of the Aquafix system requires 1 or 2 weekly visits. The size of lime particles significantly affects system performance (even lime graded to exceed 0.25 inch contained enough fine-grained material to induce bridging. | Data not provided | Water characteristics post-lime treatment and retention (outflow of sedimentation pond) | When the Aquafix system was operating properly the pH exceeded 10 and removal percentages for metals of concern generally exceeded 90%. | Data not provided | Values represent the time when the system was operational
FINAL SILVER DYKE ADIT AQUAFIX TREATMENT PILOT TEST TECHNICAL MEMORANDUM; Carpenter-Snow Creek Mining District National Priorities List Site Supplemental Studies for the Remedial Investigation Cascade County, Montana | CARPENTER SNOW CREEK MINING DISTRICT | MT0001096353 | N/A | N/A | SDAQ2 | Post operations | Aquafix (water powered quicklime application system) | Passive | Aquafix | No pre-treatment | Adit | N | No pre- or post-treatment | Valve settings had to be adjusted to provide correct flow rate to avoid quicklime overdosing. | Cascade County, Montana | Pilot | October 2016 - March 2017 | Cadmium | Cd, total | µg/L | N | N/A | [9 empty] | 4.6 | 809 | 99.4314 |  |  | Data not provided | Data not provided |  |  | Data not provided | Data not provided | 96.1% | Effluent | 11.54 | 5.71 | mg/L | 7.14 | °C | Data not provided | N/A | Data not provided | N/A | 32 | mV | 3032 | µS/cm | 9.7 (turbidity) | NTU | Data not provided | Data not provided | Data not provided | Data not provided | Data not provided | Data not provided | Data not provided | Data not provided | Data not provided | Data not provided | Operation of the Aquafix system requires 1 or 2 weekly visits. The size of lime particles significantly affects system performance (even lime graded to exceed 0.25 inch contained enough fine-grained material to induce bridging. | Data not provided | Water characteristics post-lime treatment and retention (outflow of sedimentation pond) | When the Aquafix system was operating properly the pH exceeded 10 and removal percentages for metals of concern generally exceeded 90%. | Data not provided | Values represent the time when the system was operational
FINAL SILVER DYKE ADIT AQUAFIX TREATMENT PILOT TEST TECHNICAL MEMORANDUM; Carpenter-Snow Creek Mining District National Priorities List Site Supplemental Studies for the Remedial Investigation Cascade County, Montana | CARPENTER SNOW CREEK MINING DISTRICT | MT0001096353 | N/A | N/A | SDAQ2 | Post operations | Aquafix (water powered quicklime application system) | Passive | Aquafix | No pre-treatment | Adit | N | No pre- or post-treatment | Valve settings had to be adjusted to provide correct flow rate to avoid quicklime overdosing. | Cascade County, Montana | Pilot | October 2016 - March 2017 | Cadmium | Cd, dissolved | µg/L | N | N/A | [9 empty] | < 2 | 812 | 99.8768 |  |  | Data not provided | Data not provided |  |  | Data not provided | Data not provided | 96.1% | Effluent | 12.04 | 5.12 | mg/L | 8.94 | °C | Data not provided | N/A | Data not provided | N/A | -7 | mV | 3795 | µS/cm | 14.1 (turbidity) | NTU | Data not provided | Data not provided | Data not provided | Data not provided | Data not provided | Data not provided | Data not provided | Data not provided | Data not provided | Data not provided | Operation of the Aquafix system requires 1 or 2 weekly visits. The size of lime particles significantly affects system performance (even lime graded to exceed 0.25 inch contained enough fine-grained material to induce bridging. | Data not provided | Water characteristics post-lime treatment and retention (outflow of sedimentation pond) | When the Aquafix system was operating properly the pH exceeded 10 and removal percentages for metals of concern generally exceeded 90%. | Data not provided | Values represent the time when the system was operational
FINAL SILVER DYKE ADIT AQUAFIX TREATMENT PILOT TEST TECHNICAL MEMORANDUM; Carpenter-Snow Creek Mining District National Priorities List Site Supplemental Studies for the Remedial Investigation Cascade County, Montana | CARPENTER SNOW CREEK MINING DISTRICT | MT0001096353 | N/A | N/A | SDAQ1 | Post operations | Aquafix (water powered quicklime application system) | Passive | Aquafix | No pre-treatment | Adit | N | No pre- or post-treatment | Valve settings had to be adjusted to provide correct flow rate to avoid quicklime overdosing. | Cascade County, Montana | Pilot | October 2016 - March 2017 | Cobalt | Co, total | µg/L | N | N/A | 335 | 322 | 3.8806 | [9 empty] | 297 | October 2016 - March 2017 | Data not provided | Data not provided |  |  | Data not provided | Data not provided | 96.8% | Influent | 3.66 | 2.7 | mg/L | 8.67 | °C | Data not provided | N/A | Data not provided | N/A | 315 | mV | 2816 | µS/cm | 32.4 (turbidity) | NTU | Data not provided | Data not provided | Data not provided | Data not provided | Data not provided | Data not provided | Data not provided | Data not provided | Data not provided | Data not provided | Operation of the Aquafix system requires 1 or 2 weekly visits. The size of lime particles significantly affects system performance (even lime graded to exceed 0.25 inch contained enough fine-grained material to induce bridging. | Data not provided | Characteristics of water from the adit prior to lime addition (baseline) | When the Aquafix system was operating properly the pH exceeded 10 and removal percentages for metals of concern generally exceeded 90%. | Data not provided
FINAL SILVER DYKE ADIT AQUAFIX TREATMENT PILOT TEST TECHNICAL MEMORANDUM; Carpenter-Snow Creek Mining District National Priorities List Site Supplemental Studies for the Remedial Investigation Cascade County, Montana | CARPENTER SNOW CREEK MINING DISTRICT | MT0001096353 | N/A | N/A | SDAQ1 | Post operations | Aquafix (water powered quicklime application system) | Passive | Aquafix | No pre-treatment | Adit | N | No pre- or post-treatment | Valve settings had to be adjusted to provide correct flow rate to avoid quicklime overdosing. | Cascade County, Montana | Pilot | October 2016 - March 2017 | Cobalt | Co, dissolved | µg/L | N | N/A | 338 | 36.2 | 89.2899 | [9 empty] | 295 | October 2016 - March 2017 | Data not provided | Data not provided |  |  | Data not provided | Data not provided | 96.8% | Influent | 3.66 | 2.7 | mg/L | 8.67 | °C | Data not provided | N/A | Data not provided | N/A | 315 | mV | 2816 | µS/cm | 32.4 (turbidity) | NTU | Data not provided | Data not provided | Data not provided | Data not provided | Data not provided | Data not provided | Data not provided | Data not provided | Data not provided | Data not provided | Operation of the Aquafix system requires 1 or 2 weekly visits. The size of lime particles significantly affects system performance (even lime graded to exceed 0.25 inch contained enough fine-grained material to induce bridging. | Data not provided | Characteristics of water from the adit prior to lime addition (baseline) | When the Aquafix system was operating properly the pH exceeded 10 and removal percentages for metals of concern generally exceeded 90%. | Data not provided
FINAL SILVER DYKE ADIT AQUAFIX TREATMENT PILOT TEST TECHNICAL MEMORANDUM; Carpenter-Snow Creek Mining District National Priorities List Site Supplemental Studies for the Remedial Investigation Cascade County, Montana | CARPENTER SNOW CREEK MINING DISTRICT | MT0001096353 | N/A | N/A | SDAQ1 | Post operations | Aquafix (water powered quicklime application system) | Passive | Aquafix | No pre-treatment | Adit | N | No pre- or post-treatment | Valve settings had to be adjusted to provide correct flow rate to avoid quicklime overdosing. | Cascade County, Montana | Pilot | October 2016 - March 2017 | Cobalt | Co, total | µg/L | N | N/A |  |  |  | 243 | 173 | 28.8066 | [8 empty] | Data not provided | Data not provided |  |  | Data not provided | Data not provided | 96.8% | Influent | 3.98 | 3.61 | mg/L | 8.31 | °C | Data not provided | N/A | Data not provided | N/A | 229 | mV | 2736 | µS/cm | 24.6 (turbidity) | NTU | Data not provided | Data not provided | Data not provided | Data not provided | Data not provided | Data not provided | Data not provided | Data not provided | Data not provided | Data not provided | Operation of the Aquafix system requires 1 or 2 weekly visits. The size of lime particles significantly affects system performance (even lime graded to exceed 0.25 inch contained enough fine-grained material to induce bridging. | Data not provided | Characteristics of water from the adit prior to lime addition (baseline) | When the Aquafix system was operating properly the pH exceeded 10 and removal percentages for metals of concern generally exceeded 90%. | Data not provided
FINAL SILVER DYKE ADIT AQUAFIX TREATMENT PILOT TEST TECHNICAL MEMORANDUM; Carpenter-Snow Creek Mining District National Priorities List Site Supplemental Studies for the Remedial Investigation Cascade County, Montana | CARPENTER SNOW CREEK MINING DISTRICT | MT0001096353 | N/A | N/A | SDAQ1 | Post operations | Aquafix (water powered quicklime application system) | Passive | Aquafix | No pre-treatment | Adit | N | No pre- or post-treatment | Valve settings had to be adjusted to provide correct flow rate to avoid quicklime overdosing. | Cascade County, Montana | Pilot | October 2016 - March 2017 | Cobalt | Co, dissolved | µg/L | N | N/A |  |  |  | 243 | 140 | 42.3868 | [8 empty] | Data not provided | Data not provided |  |  | Data not provided | Data not provided | 96.8% | Influent | 3.98 | 3.61 | mg/L | 8.31 | °C | Data not provided | N/A | Data not provided | N/A | 229 | mV | 2736 | µS/cm | 24.6 (turbidity) | NTU | Data not provided | Data not provided | Data not provided | Data not provided | Data not provided | Data not provided | Data not provided | Data not provided | Data not provided | Data not provided | Operation of the Aquafix system requires 1 or 2 weekly visits. The size of lime particles significantly affects system performance (even lime graded to exceed 0.25 inch contained enough fine-grained material to induce bridging. | Data not provided | Characteristics of water from the adit prior to lime addition (baseline) | When the Aquafix system was operating properly the pH exceeded 10 and removal percentages for metals of concern generally exceeded 90%. | Data not provided
FINAL SILVER DYKE ADIT AQUAFIX TREATMENT PILOT TEST TECHNICAL MEMORANDUM; Carpenter-Snow Creek Mining District National Priorities List Site Supplemental Studies for the Remedial Investigation Cascade County, Montana | CARPENTER SNOW CREEK MINING DISTRICT | MT0001096353 | N/A | N/A | SDAQ2 | Post operations | Aquafix (water powered quicklime application system) | Passive | Aquafix | No pre-treatment | Adit | N | No pre- or post-treatment | Valve settings had to be adjusted to provide correct flow rate to avoid quicklime overdosing. | Cascade County, Montana | Pilot | October 2016 - March 2017 | Cobalt | Co, total | µg/L | N | N/A | [6 empty] | 322 | 335 | 3.8806 | [5 empty] | Data not provided | Data not provided | 206 | October 2016 - March 2017 | Data not provided | Data not provided | 96.8% | Effluent | 11.88 | 5.6 | mg/L | 5.71 | °C | Data not provided | N/A | Data not provided | N/A | -2 | mV | 2951 | µS/cm | 649 (turbidity) | NTU | Data not provided | Data not provided | Data not provided | Data not provided | Data not provided | Data not provided | Data not provided | Data not provided | Data not provided | Data not provided | Operation of the Aquafix system requires 1 or 2 weekly visits. The size of lime particles significantly affects system performance (even lime graded to exceed 0.25 inch contained enough fine-grained material to induce bridging. | Data not provided | Water characteristics post-lime treatment and retention (outflow of sedimentation pond) | When the Aquafix system was operating properly the pH exceeded 10 and removal percentages for metals of concern generally exceeded 90%. | Data not provided | Values represent the time when the system was operational
FINAL SILVER DYKE ADIT AQUAFIX TREATMENT PILOT TEST TECHNICAL MEMORANDUM; Carpenter-Snow Creek Mining District National Priorities List Site Supplemental Studies for the Remedial Investigation Cascade County, Montana | CARPENTER SNOW CREEK MINING DISTRICT | MT0001096353 | N/A | N/A | SDAQ2 | Post operations | Aquafix (water powered quicklime application system) | Passive | Aquafix | No pre-treatment | Adit | N | No pre- or post-treatment | Valve settings had to be adjusted to provide correct flow rate to avoid quicklime overdosing. | Cascade County, Montana | Pilot | October 2016 - March 2017 | Cobalt | Co, dissolved | µg/L | N | N/A | [6 empty] | 36 | 338 | 89.3491 | [5 empty] | Data not provided | Data not provided | 10 | October 2016 - March 2017 | Data not provided | Data not provided | 96.8% | Effluent | 11.88 | 5.6 | mg/L | 5.71 | °C | Data not provided | N/A | Data not provided | N/A | -2 | mV | 2951 | µS/cm | 649 (turbidity) | NTU | Data not provided | Data not provided | Data not provided | Data not provided | Data not provided | Data not provided | Data not provided | Data not provided | Data not provided | Data not provided | Operation of the Aquafix system requires 1 or 2 weekly visits. The size of lime particles significantly affects system performance (even lime graded to exceed 0.25 inch contained enough fine-grained material to induce bridging. | Data not provided | Water characteristics post-lime treatment and retention (outflow of sedimentation pond) | When the Aquafix system was operating properly the pH exceeded 10 and removal percentages for metals of concern generally exceeded 90%. | Data not provided | Values represent the time when the system was operational
FINAL SILVER DYKE ADIT AQUAFIX TREATMENT PILOT TEST TECHNICAL MEMORANDUM; Carpenter-Snow Creek Mining District National Priorities List Site Supplemental Studies for the Remedial Investigation Cascade County, Montana | CARPENTER SNOW CREEK MINING DISTRICT | MT0001096353 | N/A | N/A | SDAQ2 | Post operations | Aquafix (water powered quicklime application system) | Passive | Aquafix | No pre-treatment | Adit | N | No pre- or post-treatment | Valve settings had to be adjusted to provide correct flow rate to avoid quicklime overdosing. | Cascade County, Montana | Pilot | October 2016 - March 2017 | Cobalt | Co, total | µg/L | N | N/A | [9 empty] | 2.68 | 298 | 99.1007 |  |  | Data not provided | Data not provided |  |  | Data not provided | Data not provided | 96.8% | Effluent | 11.54 | 5.71 | mg/L | 7.14 | °C | Data not provided | N/A | Data not provided | N/A | 32 | mV | 3032 | µS/cm | 9.7 (turbidity) | NTU | Data not provided | Data not provided | Data not provided | Data not provided | Data not provided | Data not provided | Data not provided | Data not provided | Data not provided | Data not provided | Operation of the Aquafix system requires 1 or 2 weekly visits. The size of lime particles significantly affects system performance (even lime graded to exceed 0.25 inch contained enough fine-grained material to induce bridging. | Data not provided | Water characteristics post-lime treatment and retention (outflow of sedimentation pond) | When the Aquafix system was operating properly the pH exceeded 10 and removal percentages for metals of concern generally exceeded 90%. | Data not provided | Values represent the time when the system was operational
FINAL SILVER DYKE ADIT AQUAFIX TREATMENT PILOT TEST TECHNICAL MEMORANDUM; Carpenter-Snow Creek Mining District National Priorities List Site Supplemental Studies for the Remedial Investigation Cascade County, Montana | CARPENTER SNOW CREEK MINING DISTRICT | MT0001096353 | N/A | N/A | SDAQ2 | Post operations | Aquafix (water powered quicklime application system) | Passive | Aquafix | No pre-treatment | Adit | N | No pre- or post-treatment | Valve settings had to be adjusted to provide correct flow rate to avoid quicklime overdosing. | Cascade County, Montana | Pilot | October 2016 - March 2017 | Cobalt | Co, dissolved | µg/L | N | N/A | [9 empty] | 1.39 | 298 | 99.5336 |  |  | Data not provided | Data not provided |  |  | Data not provided | Data not provided | 96.8% | Effluent | 12.04 | 5.12 | mg/L | 8.94 | °C | Data not provided | N/A | Data not provided | N/A | -7 | mV | 3795 | µS/cm | 14.1 (turbidity) | NTU | Data not provided | Data not provided | Data not provided | Data not provided | Data not provided | Data not provided | Data not provided | Data not provided | Data not provided | Data not provided | Operation of the Aquafix system requires 1 or 2 weekly visits. The size of lime particles significantly affects system performance (even lime graded to exceed 0.25 inch contained enough fine-grained material to induce bridging. | Data not provided | Water characteristics post-lime treatment and retention (outflow of sedimentation pond) | When the Aquafix system was operating properly the pH exceeded 10 and removal percentages for metals of concern generally exceeded 90%. | Data not provided | Values represent the time when the system was operational
FINAL SILVER DYKE ADIT AQUAFIX TREATMENT PILOT TEST TECHNICAL MEMORANDUM; Carpenter-Snow Creek Mining District National Priorities List Site Supplemental Studies for the Remedial Investigation Cascade County, Montana | CARPENTER SNOW CREEK MINING DISTRICT | MT0001096353 | N/A | N/A | SDAQ1 | Post operations | Aquafix (water powered quicklime application system) | Passive | Aquafix | No pre-treatment | Adit | N | No pre- or post-treatment | Valve settings had to be adjusted to provide correct flow rate to avoid quicklime overdosing. | Cascade County, Montana | Pilot | October 2016 - March 2017 | Copper | Cu, total | µg/L | N | N/A | 15000 | 12700 | 15.3333 | [9 empty] | 10368 | October 2016 - March 2017 | Data not provided | Data not provided |  |  | Data not provided | Data not provided | 97.2% | Influent | 3.27 | 2.78 | mg/L | 8.62 | °C | Data not provided | N/A | Data not provided | N/A | 321 | mV | 2287 | µS/cm | 37.8 (turbidity) | NTU | Data not provided | Data not provided | Data not provided | Data not provided | Data not provided | Data not provided | Data not provided | Data not provided | Data not provided | Data not provided | Operation of the Aquafix system requires 1 or 2 weekly visits. The size of lime particles significantly affects system performance (even lime graded to exceed 0.25 inch contained enough fine-grained material to induce bridging. | Data not provided | Characteristics of water from the adit prior to lime addition (baseline) | When the Aquafix system was operating properly the pH exceeded 10 and removal percentages for metals of concern generally exceeded 90%. | Data not provided
FINAL SILVER DYKE ADIT AQUAFIX TREATMENT PILOT TEST TECHNICAL MEMORANDUM; Carpenter-Snow Creek Mining District National Priorities List Site Supplemental Studies for the Remedial Investigation Cascade County, Montana | CARPENTER SNOW CREEK MINING DISTRICT | MT0001096353 | N/A | N/A | SDAQ1 | Post operations | Aquafix (water powered quicklime application system) | Passive | Aquafix | No pre-treatment | Adit | N | No pre- or post-treatment | Valve settings had to be adjusted to provide correct flow rate to avoid quicklime overdosing. | Cascade County, Montana | Pilot | October 2016 - March 2017 | Copper | Cu, dissolved | µg/L | N | N/A | 14900 | 1960 | 86.8456 | [9 empty] | 10494 | October 2016 - March 2017 | Data not provided | Data not provided |  |  | Data not provided | Data not provided | 97.2% | Influent | 3.82 | 2.69 | mg/L | 8.69 | °C | Data not provided | N/A | Data not provided | N/A | 296 | mV | 2886 | µS/cm | None | N/A | Data not provided | Data not provided | Data not provided | Data not provided | Data not provided | Data not provided | Data not provided | Data not provided | Data not provided | Data not provided | Operation of the Aquafix system requires 1 or 2 weekly visits. The size of lime particles significantly affects system performance (even lime graded to exceed 0.25 inch contained enough fine-grained material to induce bridging. | Data not provided | Characteristics of water from the adit prior to lime addition (baseline) | When the Aquafix system was operating properly the pH exceeded 10 and removal percentages for metals of concern generally exceeded 90%. | Data not provided
FINAL SILVER DYKE ADIT AQUAFIX TREATMENT PILOT TEST TECHNICAL MEMORANDUM; Carpenter-Snow Creek Mining District National Priorities List Site Supplemental Studies for the Remedial Investigation Cascade County, Montana | CARPENTER SNOW CREEK MINING DISTRICT | MT0001096353 | N/A | N/A | SDAQ1 | Post operations | Aquafix (water powered quicklime application system) | Passive | Aquafix | No pre-treatment | Adit | N | No pre- or post-treatment | Valve settings had to be adjusted to provide correct flow rate to avoid quicklime overdosing. | Cascade County, Montana | Pilot | October 2016 - March 2017 | Copper | Cu, total | µg/L | N | N/A |  |  |  | 5820 | 4600 | 20.9622 | [8 empty] | Data not provided | Data not provided |  |  | Data not provided | Data not provided | 97.2% | Influent | 3.98 | 3.61 | mg/L | 8.31 | °C | Data not provided | N/A | Data not provided | N/A | 229 | mV | 2736 | µS/cm | 24.6 (turbidity) | NTU | Data not provided | Data not provided | Data not provided | Data not provided | Data not provided | Data not provided | Data not provided | Data not provided | Data not provided | Data not provided | Operation of the Aquafix system requires 1 or 2 weekly visits. The size of lime particles significantly affects system performance (even lime graded to exceed 0.25 inch contained enough fine-grained material to induce bridging. | Data not provided | Characteristics of water from the adit prior to lime addition (baseline) | When the Aquafix system was operating properly the pH exceeded 10 and removal percentages for metals of concern generally exceeded 90%. | Data not provided
FINAL SILVER DYKE ADIT AQUAFIX TREATMENT PILOT TEST TECHNICAL MEMORANDUM; Carpenter-Snow Creek Mining District National Priorities List Site Supplemental Studies for the Remedial Investigation Cascade County, Montana | CARPENTER SNOW CREEK MINING DISTRICT | MT0001096353 | N/A | N/A | SDAQ1 | Post operations | Aquafix (water powered quicklime application system) | Passive | Aquafix | No pre-treatment | Adit | N | No pre- or post-treatment | Valve settings had to be adjusted to provide correct flow rate to avoid quicklime overdosing. | Cascade County, Montana | Pilot | October 2016 - March 2017 | Copper | Cu, dissolved | µg/L | N | N/A |  |  |  | 5820 | 4030 | 30.756 | [8 empty] | Data not provided | Data not provided |  |  | Data not provided | Data not provided | 97.2% | Influent | 3.98 | 3.61 | mg/L | 8.31 | °C | Data not provided | N/A | Data not provided | N/A | 229 | mV | 2736 | µS/cm | 24.6 (turbidity) | NTU | Data not provided | Data not provided | Data not provided | Data not provided | Data not provided | Data not provided | Data not provided | Data not provided | Data not provided | Data not provided | Operation of the Aquafix system requires 1 or 2 weekly visits. The size of lime particles significantly affects system performance (even lime graded to exceed 0.25 inch contained enough fine-grained material to induce bridging. | Data not provided | Characteristics of water from the adit prior to lime addition (baseline) | When the Aquafix system was operating properly the pH exceeded 10 and removal percentages for metals of concern generally exceeded 90%. | Data not provided
FINAL SILVER DYKE ADIT AQUAFIX TREATMENT PILOT TEST TECHNICAL MEMORANDUM; Carpenter-Snow Creek Mining District National Priorities List Site Supplemental Studies for the Remedial Investigation Cascade County, Montana | CARPENTER SNOW CREEK MINING DISTRICT | MT0001096353 | N/A | N/A | SDAQ2 | Post operations | Aquafix (water powered quicklime application system) | Passive | Aquafix | No pre-treatment | Adit | N | No pre- or post-treatment | Valve settings had to be adjusted to provide correct flow rate to avoid quicklime overdosing. | Cascade County, Montana | Pilot | October 2016 - March 2017 | Copper | Cu, total | µg/L | N | N/A | [6 empty] | 12800 | 13700 | 6.5693 | [5 empty] | Data not provided | Data not provided | 6823 | October 2016 - March 2017 | Data not provided | Data not provided | 97.2% | Effluent | 11.88 | 5.6 | mg/L | 5.71 | °C | Data not provided | N/A | Data not provided | N/A | -2 | mV | 2951 | µS/cm | 649 (turbidity) | NTU | Data not provided | Data not provided | Data not provided | Data not provided | Data not provided | Data not provided | Data not provided | Data not provided | Data not provided | Data not provided | Operation of the Aquafix system requires 1 or 2 weekly visits. The size of lime particles significantly affects system performance (even lime graded to exceed 0.25 inch contained enough fine-grained material to induce bridging. | Data not provided | Water characteristics post-lime treatment and retention (outflow of sedimentation pond) | When the Aquafix system was operating properly the pH exceeded 10 and removal percentages for metals of concern generally exceeded 90%. | Data not provided | Values represent the time when the system was operational
FINAL SILVER DYKE ADIT AQUAFIX TREATMENT PILOT TEST TECHNICAL MEMORANDUM; Carpenter-Snow Creek Mining District National Priorities List Site Supplemental Studies for the Remedial Investigation Cascade County, Montana | CARPENTER SNOW CREEK MINING DISTRICT | MT0001096353 | N/A | N/A | SDAQ2 | Post operations | Aquafix (water powered quicklime application system) | Passive | Aquafix | No pre-treatment | Adit | N | No pre- or post-treatment | Valve settings had to be adjusted to provide correct flow rate to avoid quicklime overdosing. | Cascade County, Montana | Pilot | October 2016 - March 2017 | Copper | Cu, dissolved | µg/L | N | N/A | [6 empty] | 1810 | 14000 | 87.0714 | [5 empty] | Data not provided | Data not provided | 297 | October 2016 - March 2017 | Data not provided | Data not provided | 97.2% | Effluent | 11.88 | 5.6 | mg/L | 5.71 | °C | Data not provided | N/A | Data not provided | N/A | -2 | mV | 2951 | µS/cm | 649 (turbidity) | NTU | Data not provided | Data not provided | Data not provided | Data not provided | Data not provided | Data not provided | Data not provided | Data not provided | Data not provided | Data not provided | Operation of the Aquafix system requires 1 or 2 weekly visits. The size of lime particles significantly affects system performance (even lime graded to exceed 0.25 inch contained enough fine-grained material to induce bridging. | Data not provided | Water characteristics post-lime treatment and retention (outflow of sedimentation pond) | When the Aquafix system was operating properly the pH exceeded 10 and removal percentages for metals of concern generally exceeded 90%. | Data not provided | Values represent the time when the system was operational
FINAL SILVER DYKE ADIT AQUAFIX TREATMENT PILOT TEST TECHNICAL MEMORANDUM; Carpenter-Snow Creek Mining District National Priorities List Site Supplemental Studies for the Remedial Investigation Cascade County, Montana | CARPENTER SNOW CREEK MINING DISTRICT | MT0001096353 | N/A | N/A | SDAQ2 | Post operations | Aquafix (water powered quicklime application system) | Passive | Aquafix | No pre-treatment | Adit | N | No pre- or post-treatment | Valve settings had to be adjusted to provide correct flow rate to avoid quicklime overdosing. | Cascade County, Montana | Pilot | October 2016 - March 2017 | Copper | Cu, total | µg/L | N | N/A | [9 empty] | 55 | 13800 | 99.6014 |  |  | Data not provided | Data not provided |  |  | Data not provided | Data not provided | 97.2% | Effluent | 11.54 | 5.71 | mg/L | 7.14 | °C | Data not provided | N/A | Data not provided | N/A | 32 | mV | 3032 | µS/cm | 9.7 (turbidity) | NTU | Data not provided | Data not provided | Data not provided | Data not provided | Data not provided | Data not provided | Data not provided | Data not provided | Data not provided | Data not provided | Operation of the Aquafix system requires 1 or 2 weekly visits. The size of lime particles significantly affects system performance (even lime graded to exceed 0.25 inch contained enough fine-grained material to induce bridging. | Data not provided | Water characteristics post-lime treatment and retention (outflow of sedimentation pond) | When the Aquafix system was operating properly the pH exceeded 10 and removal percentages for metals of concern generally exceeded 90%. | Data not provided | Values represent the time when the system was operational
FINAL SILVER DYKE ADIT AQUAFIX TREATMENT PILOT TEST TECHNICAL MEMORANDUM; Carpenter-Snow Creek Mining District National Priorities List Site Supplemental Studies for the Remedial Investigation Cascade County, Montana | CARPENTER SNOW CREEK MINING DISTRICT | MT0001096353 | N/A | N/A | SDAQ2 | Post operations | Aquafix (water powered quicklime application system) | Passive | Aquafix | No pre-treatment | Adit | N | No pre- or post-treatment | Valve settings had to be adjusted to provide correct flow rate to avoid quicklime overdosing. | Cascade County, Montana | Pilot | October 2016 - March 2017 | Copper | Cu, dissolved | µg/L | N | N/A | [9 empty] | 12 | 14300 | 99.9161 |  |  | Data not provided | Data not provided |  |  | Data not provided | Data not provided | 97.2% | Effluent | 12.04 | 5.12 | mg/L | 8.94 | °C | Data not provided | N/A | Data not provided | N/A | -7 | mV | 3795 | µS/cm | 14.1 (turbidity) | NTU | Data not provided | Data not provided | Data not provided | Data not provided | Data not provided | Data not provided | Data not provided | Data not provided | Data not provided | Data not provided | Operation of the Aquafix system requires 1 or 2 weekly visits. The size of lime particles significantly affects system performance (even lime graded to exceed 0.25 inch contained enough fine-grained material to induce bridging. | Data not provided | Water characteristics post-lime treatment and retention (outflow of sedimentation pond) | When the Aquafix system was operating properly the pH exceeded 10 and removal percentages for metals of concern generally exceeded 90%. | Data not provided | Values represent the time when the system was operational
FINAL SILVER DYKE ADIT AQUAFIX TREATMENT PILOT TEST TECHNICAL MEMORANDUM; Carpenter-Snow Creek Mining District National Priorities List Site Supplemental Studies for the Remedial Investigation Cascade County, Montana | CARPENTER SNOW CREEK MINING DISTRICT | MT0001096353 | N/A | N/A | SDAQ1 | Post operations | Aquafix (water powered quicklime application system) | Passive | Aquafix | No pre-treatment | Adit | N | No pre- or post-treatment | Valve settings had to be adjusted to provide correct flow rate to avoid quicklime overdosing. | Cascade County, Montana | Pilot | October 2016 - March 2017 | Iron | Fe, total | µg/L | N | N/A | 55600 | 4510 | 91.8885 | [9 empty] | 38955 | October 2016 - March 2017 | Data not provided | Data not provided |  |  | Data not provided | Data not provided | 95.5% | Influent | 3.62 | 2.86 | mg/L | 8.67 | °C | Data not provided | N/A | Data not provided | N/A | 295 | mV | 2771 | µS/cm | 36.5 (turbidity) | NTU | Data not provided | Data not provided | Data not provided | Data not provided | Data not provided | Data not provided | Data not provided | Data not provided | Data not provided | Data not provided | Operation of the Aquafix system requires 1 or 2 weekly visits. The size of lime particles significantly affects system performance (even lime graded to exceed 0.25 inch contained enough fine-grained material to induce bridging. | Data not provided | Characteristics of water from the adit prior to lime addition (baseline) | When the Aquafix system was operating properly the pH exceeded 10 and removal percentages for metals of concern generally exceeded 90%. | Data not provided
FINAL SILVER DYKE ADIT AQUAFIX TREATMENT PILOT TEST TECHNICAL MEMORANDUM; Carpenter-Snow Creek Mining District National Priorities List Site Supplemental Studies for the Remedial Investigation Cascade County, Montana | CARPENTER SNOW CREEK MINING DISTRICT | MT0001096353 | N/A | N/A | SDAQ1 | Post operations | Aquafix (water powered quicklime application system) | Passive | Aquafix | No pre-treatment | Adit | N | No pre- or post-treatment | Valve settings had to be adjusted to provide correct flow rate to avoid quicklime overdosing. | Cascade County, Montana | Pilot | October 2016 - March 2017 | Iron | Fe, dissolved | µg/L | N | N/A | 36500 | 30100 | 17.5342 | [9 empty] | 32152 | October 2016 - March 2017 | Data not provided | Data not provided |  |  | Data not provided | Data not provided | 95.5% | Influent | 3.84 | 2.63 | mg/L | 8.64 | °C | Data not provided | N/A | Data not provided | N/A | 281 | mV | 2017 | µS/cm | 24.5 (turbidity) | NTU | Data not provided | Data not provided | Data not provided | Data not provided | Data not provided | Data not provided | Data not provided | Data not provided | Data not provided | Data not provided | Operation of the Aquafix system requires 1 or 2 weekly visits. The size of lime particles significantly affects system performance (even lime graded to exceed 0.25 inch contained enough fine-grained material to induce bridging. | Data not provided | Characteristics of water from the adit prior to lime addition (baseline) | When the Aquafix system was operating properly the pH exceeded 10 and removal percentages for metals of concern generally exceeded 90%. | Data not provided
FINAL SILVER DYKE ADIT AQUAFIX TREATMENT PILOT TEST TECHNICAL MEMORANDUM; Carpenter-Snow Creek Mining District National Priorities List Site Supplemental Studies for the Remedial Investigation Cascade County, Montana | CARPENTER SNOW CREEK MINING DISTRICT | MT0001096353 | N/A | N/A | SDAQ1 | Post operations | Aquafix (water powered quicklime application system) | Passive | Aquafix | No pre-treatment | Adit | N | No pre- or post-treatment | Valve settings had to be adjusted to provide correct flow rate to avoid quicklime overdosing. | Cascade County, Montana | Pilot | October 2016 - March 2017 | Iron | Fe, total | µg/L | N | N/A |  |  |  | 30800 | 23200 | 24.6753 | [8 empty] | Data not provided | Data not provided |  |  | Data not provided | Data not provided | 95.5% | Influent | 3.98 | 3.61 | mg/L | 8.31 | °C | Data not provided | N/A | Data not provided | N/A | 229 | mV | 2736 | µS/cm | 24.6 (turbidity) | NTU | Data not provided | Data not provided | Data not provided | Data not provided | Data not provided | Data not provided | Data not provided | Data not provided | Data not provided | Data not provided | Operation of the Aquafix system requires 1 or 2 weekly visits. The size of lime particles significantly affects system performance (even lime graded to exceed 0.25 inch contained enough fine-grained material to induce bridging. | Data not provided | Characteristics of water from the adit prior to lime addition (baseline) | When the Aquafix system was operating properly the pH exceeded 10 and removal percentages for metals of concern generally exceeded 90%. | Data not provided
FINAL SILVER DYKE ADIT AQUAFIX TREATMENT PILOT TEST TECHNICAL MEMORANDUM; Carpenter-Snow Creek Mining District National Priorities List Site Supplemental Studies for the Remedial Investigation Cascade County, Montana | CARPENTER SNOW CREEK MINING DISTRICT | MT0001096353 | N/A | N/A | SDAQ1 | Post operations | Aquafix (water powered quicklime application system) | Passive | Aquafix | No pre-treatment | Adit | N | No pre- or post-treatment | Valve settings had to be adjusted to provide correct flow rate to avoid quicklime overdosing. | Cascade County, Montana | Pilot | October 2016 - March 2017 | Iron | Fe, dissolved | µg/L | N | N/A |  |  |  | 26400 | 16200 | 38.6364 | [8 empty] | Data not provided | Data not provided |  |  | Data not provided | Data not provided | 95.5% | Influent | 3.6 | 2.5 | mg/L | 8.65 | °C | Data not provided | N/A | Data not provided | N/A | 309 | mV | 2749 | µS/cm | 29.3 (turbidity) | NTU | Data not provided | Data not provided | Data not provided | Data not provided | Data not provided | Data not provided | Data not provided | Data not provided | Data not provided | Data not provided | Operation of the Aquafix system requires 1 or 2 weekly visits. The size of lime particles significantly affects system performance (even lime graded to exceed 0.25 inch contained enough fine-grained material to induce bridging. | Data not provided | Characteristics of water from the adit prior to lime addition (baseline) | When the Aquafix system was operating properly the pH exceeded 10 and removal percentages for metals of concern generally exceeded 90%. | Data not provided
FINAL SILVER DYKE ADIT AQUAFIX TREATMENT PILOT TEST TECHNICAL MEMORANDUM; Carpenter-Snow Creek Mining District National Priorities List Site Supplemental Studies for the Remedial Investigation Cascade County, Montana | CARPENTER SNOW CREEK MINING DISTRICT | MT0001096353 | N/A | N/A | SDAQ2 | Post operations | Aquafix (water powered quicklime application system) | Passive | Aquafix | No pre-treatment | Adit | N | No pre- or post-treatment | Valve settings had to be adjusted to provide correct flow rate to avoid quicklime overdosing. | Cascade County, Montana | Pilot | October 2016 - March 2017 | Iron | Fe, total | µg/L | N | N/A | [6 empty] | 38200 | 41200 | 7.2816 | [5 empty] | Data not provided | Data not provided | 26954 | October 2016 - March 2017 | Data not provided | Data not provided | 95.5% | Effluent | 10.92 | 8.16 | mg/L | 3.71 | °C | Data not provided | N/A | Data not provided | N/A | 180 | mV | 2728 | µS/cm | None | N/A | Data not provided | Data not provided | Data not provided | Data not provided | Data not provided | Data not provided | Data not provided | Data not provided | Data not provided | Data not provided | Operation of the Aquafix system requires 1 or 2 weekly visits. The size of lime particles significantly affects system performance (even lime graded to exceed 0.25 inch contained enough fine-grained material to induce bridging. | Data not provided | Water characteristics post-lime treatment and retention (outflow of sedimentation pond) | When the Aquafix system was operating properly the pH exceeded 10 and removal percentages for metals of concern generally exceeded 90%. | Data not provided | Values represent the time when the system was operational
FINAL SILVER DYKE ADIT AQUAFIX TREATMENT PILOT TEST TECHNICAL MEMORANDUM; Carpenter-Snow Creek Mining District National Priorities List Site Supplemental Studies for the Remedial Investigation Cascade County, Montana | CARPENTER SNOW CREEK MINING DISTRICT | MT0001096353 | N/A | N/A | SDAQ2 | Post operations | Aquafix (water powered quicklime application system) | Passive | Aquafix | No pre-treatment | Adit | N | No pre- or post-treatment | Valve settings had to be adjusted to provide correct flow rate to avoid quicklime overdosing. | Cascade County, Montana | Pilot | October 2016 - March 2017 | Iron | Fe, dissolved | µg/L | N | N/A | [6 empty] | 4390 | 32600 | 86.5337 | [5 empty] | Data not provided | Data not provided | 1629 | October 2016 - March 2017 | Data not provided | Data not provided | 95.5% | Effluent | 11.88 | 5.6 | mg/L | 5.71 | °C | Data not provided | N/A | Data not provided | N/A | -2 | mV | 2951 | µS/cm | 649 (turbidity) | NTU | Data not provided | Data not provided | Data not provided | Data not provided | Data not provided | Data not provided | Data not provided | Data not provided | Data not provided | Data not provided | Operation of the Aquafix system requires 1 or 2 weekly visits. The size of lime particles significantly affects system performance (even lime graded to exceed 0.25 inch contained enough fine-grained material to induce bridging. | Data not provided | Water characteristics post-lime treatment and retention (outflow of sedimentation pond) | When the Aquafix system was operating properly the pH exceeded 10 and removal percentages for metals of concern generally exceeded 90%. | Data not provided | Values represent the time when the system was operational
FINAL SILVER DYKE ADIT AQUAFIX TREATMENT PILOT TEST TECHNICAL MEMORANDUM; Carpenter-Snow Creek Mining District National Priorities List Site Supplemental Studies for the Remedial Investigation Cascade County, Montana | CARPENTER SNOW CREEK MINING DISTRICT | MT0001096353 | N/A | N/A | SDAQ2 | Post operations | Aquafix (water powered quicklime application system) | Passive | Aquafix | No pre-treatment | Adit | N | No pre- or post-treatment | Valve settings had to be adjusted to provide correct flow rate to avoid quicklime overdosing. | Cascade County, Montana | Pilot | October 2016 - March 2017 | Iron | Fe, total | µg/L | N | N/A | [9 empty] | 125 | 36200 | 99.6547 |  |  | Data not provided | Data not provided |  |  | Data not provided | Data not provided | 95.5% | Effluent | 11.54 | 5.71 | mg/L | 7.14 | °C | Data not provided | N/A | Data not provided | N/A | 32 | mV | 3032 | µS/cm | 9.7 (turbidity) | NTU | Data not provided | Data not provided | Data not provided | Data not provided | Data not provided | Data not provided | Data not provided | Data not provided | Data not provided | Data not provided | Operation of the Aquafix system requires 1 or 2 weekly visits. The size of lime particles significantly affects system performance (even lime graded to exceed 0.25 inch contained enough fine-grained material to induce bridging. | Data not provided | Water characteristics post-lime treatment and retention (outflow of sedimentation pond) | When the Aquafix system was operating properly the pH exceeded 10 and removal percentages for metals of concern generally exceeded 90%. | Data not provided | Values represent the time when the system was operational
FINAL SILVER DYKE ADIT AQUAFIX TREATMENT PILOT TEST TECHNICAL MEMORANDUM; Carpenter-Snow Creek Mining District National Priorities List Site Supplemental Studies for the Remedial Investigation Cascade County, Montana | CARPENTER SNOW CREEK MINING DISTRICT | MT0001096353 | N/A | N/A | SDAQ2 | Post operations | Aquafix (water powered quicklime application system) | Passive | Aquafix | No pre-treatment | Adit | N | No pre- or post-treatment | Valve settings had to be adjusted to provide correct flow rate to avoid quicklime overdosing. | Cascade County, Montana | Pilot | October 2016 - March 2017 | Iron | Fe, dissolved | µg/L | N | N/A | [9 empty] | 204 | 29500 | 99.3085 |  |  | Data not provided | Data not provided |  |  | Data not provided | Data not provided | 95.5% | Effluent | 9.6 | 6.67 | mg/L | 8.02 | °C | Data not provided | N/A | Data not provided | N/A | 122 | mV | 2787 | µS/cm | 166 (turbidity) | NTU | Data not provided | Data not provided | Data not provided | Data not provided | Data not provided | Data not provided | Data not provided | Data not provided | Data not provided | Data not provided | Operation of the Aquafix system requires 1 or 2 weekly visits. The size of lime particles significantly affects system performance (even lime graded to exceed 0.25 inch contained enough fine-grained material to induce bridging. | Data not provided | Water characteristics post-lime treatment and retention (outflow of sedimentation pond) | When the Aquafix system was operating properly the pH exceeded 10 and removal percentages for metals of concern generally exceeded 90%. | Data not provided | Values represent the time when the system was operational
FINAL SILVER DYKE ADIT AQUAFIX TREATMENT PILOT TEST TECHNICAL MEMORANDUM; Carpenter-Snow Creek Mining District National Priorities List Site Supplemental Studies for the Remedial Investigation Cascade County, Montana | CARPENTER SNOW CREEK MINING DISTRICT | MT0001096353 | N/A | N/A | SDAQ1 | Post operations | Aquafix (water powered quicklime application system) | Passive | Aquafix | No pre-treatment | Adit | N | No pre- or post-treatment | Valve settings had to be adjusted to provide correct flow rate to avoid quicklime overdosing. | Cascade County, Montana | Pilot | October 2016 - March 2017 | Manganese | Mn, total | µg/L | N | N/A | 162000 | 157000 | 3.0864 | [9 empty] | 143227 | October 2016 - March 2017 | Data not provided | Data not provided |  |  | Data not provided | Data not provided | 93.9% | Influent | 3.84 | 2.63 | mg/L | 8.64 | °C | Data not provided | N/A | Data not provided | N/A | 281 | mV | 2017 | µS/cm | 24.5 (turbidity) | NTU | Data not provided | Data not provided | Data not provided | Data not provided | Data not provided | Data not provided | Data not provided | Data not provided | Data not provided | Data not provided | Operation of the Aquafix system requires 1 or 2 weekly visits. The size of lime particles significantly affects system performance (even lime graded to exceed 0.25 inch contained enough fine-grained material to induce bridging. | Data not provided | Characteristics of water from the adit prior to lime addition (baseline) | When the Aquafix system was operating properly the pH exceeded 10 and removal percentages for metals of concern generally exceeded 90%. | Data not provided
FINAL SILVER DYKE ADIT AQUAFIX TREATMENT PILOT TEST TECHNICAL MEMORANDUM; Carpenter-Snow Creek Mining District National Priorities List Site Supplemental Studies for the Remedial Investigation Cascade County, Montana | CARPENTER SNOW CREEK MINING DISTRICT | MT0001096353 | N/A | N/A | SDAQ1 | Post operations | Aquafix (water powered quicklime application system) | Passive | Aquafix | No pre-treatment | Adit | N | No pre- or post-treatment | Valve settings had to be adjusted to provide correct flow rate to avoid quicklime overdosing. | Cascade County, Montana | Pilot | October 2016 - March 2017 | Manganese | Mn, dissolved | µg/L | N | N/A | 159000 | 3350 | 97.8931 | [9 empty] | 140905 | October 2016 - March 2017 | Data not provided | Data not provided |  |  | Data not provided | Data not provided | 93.9% | Influent | 3.67 | 2.84 | mg/L | 8.67 | °C | Data not provided | N/A | Data not provided | N/A | 347 | mV | 2736 | µS/cm | 38.1 (turbidity) | NTU | Data not provided | Data not provided | Data not provided | Data not provided | Data not provided | Data not provided | Data not provided | Data not provided | Data not provided | Data not provided | Operation of the Aquafix system requires 1 or 2 weekly visits. The size of lime particles significantly affects system performance (even lime graded to exceed 0.25 inch contained enough fine-grained material to induce bridging. | Data not provided | Characteristics of water from the adit prior to lime addition (baseline) | When the Aquafix system was operating properly the pH exceeded 10 and removal percentages for metals of concern generally exceeded 90%. | Data not provided
FINAL SILVER DYKE ADIT AQUAFIX TREATMENT PILOT TEST TECHNICAL MEMORANDUM; Carpenter-Snow Creek Mining District National Priorities List Site Supplemental Studies for the Remedial Investigation Cascade County, Montana | CARPENTER SNOW CREEK MINING DISTRICT | MT0001096353 | N/A | N/A | SDAQ1 | Post operations | Aquafix (water powered quicklime application system) | Passive | Aquafix | No pre-treatment | Adit | N | No pre- or post-treatment | Valve settings had to be adjusted to provide correct flow rate to avoid quicklime overdosing. | Cascade County, Montana | Pilot | October 2016 - March 2017 | Manganese | Mn, total | µg/L | N | N/A |  |  |  | 127000 | 92000 | 27.5591 | [8 empty] | Data not provided | Data not provided |  |  | Data not provided | Data not provided | 93.9% | Influent | 3.98 | 3.61 | mg/L | 8.31 | °C | Data not provided | N/A | Data not provided | N/A | 229 | mV | 2736 | µS/cm | 24.6 (turbidity) | NTU | Data not provided | Data not provided | Data not provided | Data not provided | Data not provided | Data not provided | Data not provided | Data not provided | Data not provided | Data not provided | Operation of the Aquafix system requires 1 or 2 weekly visits. The size of lime particles significantly affects system performance (even lime graded to exceed 0.25 inch contained enough fine-grained material to induce bridging. | Data not provided | Characteristics of water from the adit prior to lime addition (baseline) | When the Aquafix system was operating properly the pH exceeded 10 and removal percentages for metals of concern generally exceeded 90%. | Data not provided
FINAL SILVER DYKE ADIT AQUAFIX TREATMENT PILOT TEST TECHNICAL MEMORANDUM; Carpenter-Snow Creek Mining District National Priorities List Site Supplemental Studies for the Remedial Investigation Cascade County, Montana | CARPENTER SNOW CREEK MINING DISTRICT | MT0001096353 | N/A | N/A | SDAQ1 | Post operations | Aquafix (water powered quicklime application system) | Passive | Aquafix | No pre-treatment | Adit | N | No pre- or post-treatment | Valve settings had to be adjusted to provide correct flow rate to avoid quicklime overdosing. | Cascade County, Montana | Pilot | October 2016 - March 2017 | Manganese | Mn, dissolved | µg/L | N | N/A |  |  |  | 127000 | 71600 | 43.622 | [8 empty] | Data not provided | Data not provided |  |  | Data not provided | Data not provided | 93.9% | Influent | 3.98 | 3.61 | mg/L | 8.31 | °C | Data not provided | N/A | Data not provided | N/A | 229 | mV | 2736 | µS/cm | 24.6 (turbidity) | NTU | Data not provided | Data not provided | Data not provided | Data not provided | Data not provided | Data not provided | Data not provided | Data not provided | Data not provided | Data not provided | Operation of the Aquafix system requires 1 or 2 weekly visits. The size of lime particles significantly affects system performance (even lime graded to exceed 0.25 inch contained enough fine-grained material to induce bridging. | Data not provided | Characteristics of water from the adit prior to lime addition (baseline) | When the Aquafix system was operating properly the pH exceeded 10 and removal percentages for metals of concern generally exceeded 90%. | Data not provided
FINAL SILVER DYKE ADIT AQUAFIX TREATMENT PILOT TEST TECHNICAL MEMORANDUM; Carpenter-Snow Creek Mining District National Priorities List Site Supplemental Studies for the Remedial Investigation Cascade County, Montana | CARPENTER SNOW CREEK MINING DISTRICT | MT0001096353 | N/A | N/A | SDAQ2 | Post operations | Aquafix (water powered quicklime application system) | Passive | Aquafix | No pre-treatment | Adit | N | No pre- or post-treatment | Valve settings had to be adjusted to provide correct flow rate to avoid quicklime overdosing. | Cascade County, Montana | Pilot | October 2016 - March 2017 | Manganese | Mn, total | µg/L | N | N/A | [6 empty] | 122000 | 136000 | 10.2941 | [5 empty] | Data not provided | Data not provided | 83951 | October 2016 - March 2017 | Data not provided | Data not provided | 93.9% | Effluent | 10.92 | 8.16 | mg/L | 3.71 | °C | Data not provided | N/A | Data not provided | N/A | 180 | mV | 2728 | µS/cm | None | N/A | Data not provided | Data not provided | Data not provided | Data not provided | Data not provided | Data not provided | Data not provided | Data not provided | Data not provided | Data not provided | Operation of the Aquafix system requires 1 or 2 weekly visits. The size of lime particles significantly affects system performance (even lime graded to exceed 0.25 inch contained enough fine-grained material to induce bridging. | Data not provided | Water characteristics post-lime treatment and retention (outflow of sedimentation pond) | When the Aquafix system was operating properly the pH exceeded 10 and removal percentages for metals of concern generally exceeded 90%. | Data not provided | Values represent the time when the system was operational
FINAL SILVER DYKE ADIT AQUAFIX TREATMENT PILOT TEST TECHNICAL MEMORANDUM; Carpenter-Snow Creek Mining District National Priorities List Site Supplemental Studies for the Remedial Investigation Cascade County, Montana | CARPENTER SNOW CREEK MINING DISTRICT | MT0001096353 | N/A | N/A | SDAQ2 | Post operations | Aquafix (water powered quicklime application system) | Passive | Aquafix | No pre-treatment | Adit | N | No pre- or post-treatment | Valve settings had to be adjusted to provide correct flow rate to avoid quicklime overdosing. | Cascade County, Montana | Pilot | October 2016 - March 2017 | Manganese | Mn, dissolved | µg/L | N | N/A | [6 empty] | 50700 | 135000 | 62.4444 | [5 empty] | Data not provided | Data not provided | 8446 | October 2016 - March 2017 | Data not provided | Data not provided | 93.9% | Effluent | 5.04 | 1.05 | mg/L | 0.75 | °C | Data not provided | N/A | Data not provided | N/A | 172 | mV | 2674 | µS/cm | 174 (turbidity) | NTU | Data not provided | Data not provided | Data not provided | Data not provided | Data not provided | Data not provided | Data not provided | Data not provided | Data not provided | Data not provided | Operation of the Aquafix system requires 1 or 2 weekly visits. The size of lime particles significantly affects system performance (even lime graded to exceed 0.25 inch contained enough fine-grained material to induce bridging. | Data not provided | Water characteristics post-lime treatment and retention (outflow of sedimentation pond) | When the Aquafix system was operating properly the pH exceeded 10 and removal percentages for metals of concern generally exceeded 90%. | Data not provided | Values represent the time when the system was operational
FINAL SILVER DYKE ADIT AQUAFIX TREATMENT PILOT TEST TECHNICAL MEMORANDUM; Carpenter-Snow Creek Mining District National Priorities List Site Supplemental Studies for the Remedial Investigation Cascade County, Montana | CARPENTER SNOW CREEK MINING DISTRICT | MT0001096353 | N/A | N/A | SDAQ2 | Post operations | Aquafix (water powered quicklime application system) | Passive | Aquafix | No pre-treatment | Adit | N | No pre- or post-treatment | Valve settings had to be adjusted to provide correct flow rate to avoid quicklime overdosing. | Cascade County, Montana | Pilot | October 2016 - March 2017 | Manganese | Mn, total | µg/L | N | N/A | [9 empty] | 1290 | 151000 | 99.1457 |  |  | Data not provided | Data not provided |  |  | Data not provided | Data not provided | 93.9% | Effluent | 11.54 | 5.71 | mg/L | 7.14 | °C | Data not provided | N/A | Data not provided | N/A | 32 | mV | 3032 | µS/cm | 9.7 (turbidity) | NTU | Data not provided | Data not provided | Data not provided | Data not provided | Data not provided | Data not provided | Data not provided | Data not provided | Data not provided | Data not provided | Operation of the Aquafix system requires 1 or 2 weekly visits. The size of lime particles significantly affects system performance (even lime graded to exceed 0.25 inch contained enough fine-grained material to induce bridging. | Data not provided | Water characteristics post-lime treatment and retention (outflow of sedimentation pond) | When the Aquafix system was operating properly the pH exceeded 10 and removal percentages for metals of concern generally exceeded 90%. | Data not provided | Values represent the time when the system was operational
FINAL SILVER DYKE ADIT AQUAFIX TREATMENT PILOT TEST TECHNICAL MEMORANDUM; Carpenter-Snow Creek Mining District National Priorities List Site Supplemental Studies for the Remedial Investigation Cascade County, Montana | CARPENTER SNOW CREEK MINING DISTRICT | MT0001096353 | N/A | N/A | SDAQ2 | Post operations | Aquafix (water powered quicklime application system) | Passive | Aquafix | No pre-treatment | Adit | N | No pre- or post-treatment | Valve settings had to be adjusted to provide correct flow rate to avoid quicklime overdosing. | Cascade County, Montana | Pilot | October 2016 - March 2017 | Manganese | Mn, dissolved | µg/L | N | N/A | [9 empty] | 58 | 143000 | 99.9594 |  |  | Data not provided | Data not provided |  |  | Data not provided | Data not provided | 93.9% | Effluent | 12.04 | 5.12 | mg/L | 8.94 | °C | Data not provided | N/A | Data not provided | N/A | -7 | mV | 3795 | µS/cm | 14.1 (turbidity) | NTU | Data not provided | Data not provided | Data not provided | Data not provided | Data not provided | Data not provided | Data not provided | Data not provided | Data not provided | Data not provided | Operation of the Aquafix system requires 1 or 2 weekly visits. The size of lime particles significantly affects system performance (even lime graded to exceed 0.25 inch contained enough fine-grained material to induce bridging. | Data not provided | Water characteristics post-lime treatment and retention (outflow of sedimentation pond) | When the Aquafix system was operating properly the pH exceeded 10 and removal percentages for metals of concern generally exceeded 90%. | Data not provided | Values represent the time when the system was operational
FINAL SILVER DYKE ADIT AQUAFIX TREATMENT PILOT TEST TECHNICAL MEMORANDUM; Carpenter-Snow Creek Mining District National Priorities List Site Supplemental Studies for the Remedial Investigation Cascade County, Montana | CARPENTER SNOW CREEK MINING DISTRICT | MT0001096353 | N/A | N/A | SDAQ1 | Post operations | Aquafix (water powered quicklime application system) | Passive | Aquafix | No pre-treatment | Adit | N | No pre- or post-treatment | Valve settings had to be adjusted to provide correct flow rate to avoid quicklime overdosing. | Cascade County, Montana | Pilot | October 2016 - March 2017 | Nickel | Ni, total | µg/L | N | N/A | 371 | 344 | 7.2776 | [9 empty] | 327 | October 2016 - March 2017 | Data not provided | Data not provided |  |  | Data not provided | Data not provided | 97.3% | Influent | 3.66 | 2.7 | mg/L | 8.67 | °C | Data not provided | N/A | Data not provided | N/A | 315 | mV | 2816 | µS/cm | 32.4 (turbidity) | NTU | Data not provided | Data not provided | Data not provided | Data not provided | Data not provided | Data not provided | Data not provided | Data not provided | Data not provided | Data not provided | Operation of the Aquafix system requires 1 or 2 weekly visits. The size of lime particles significantly affects system performance (even lime graded to exceed 0.25 inch contained enough fine-grained material to induce bridging. | Data not provided | Characteristics of water from the adit prior to lime addition (baseline) | When the Aquafix system was operating properly the pH exceeded 10 and removal percentages for metals of concern generally exceeded 90%. | Data not provided
FINAL SILVER DYKE ADIT AQUAFIX TREATMENT PILOT TEST TECHNICAL MEMORANDUM; Carpenter-Snow Creek Mining District National Priorities List Site Supplemental Studies for the Remedial Investigation Cascade County, Montana | CARPENTER SNOW CREEK MINING DISTRICT | MT0001096353 | N/A | N/A | SDAQ1 | Post operations | Aquafix (water powered quicklime application system) | Passive | Aquafix | No pre-treatment | Adit | N | No pre- or post-treatment | Valve settings had to be adjusted to provide correct flow rate to avoid quicklime overdosing. | Cascade County, Montana | Pilot | October 2016 - March 2017 | Nickel | Ni, dissolved | µg/L | N | N/A | 374 | 26 | 93.0481 | [9 empty] | 323 | October 2016 - March 2017 | Data not provided | Data not provided |  |  | Data not provided | Data not provided | 97.3% | Influent | 3.66 | 2.7 | mg/L | 8.67 | °C | Data not provided | N/A | Data not provided | N/A | 315 | mV | 2816 | µS/cm | 32.4 (turbidity) | NTU | Data not provided | Data not provided | Data not provided | Data not provided | Data not provided | Data not provided | Data not provided | Data not provided | Data not provided | Data not provided | Operation of the Aquafix system requires 1 or 2 weekly visits. The size of lime particles significantly affects system performance (even lime graded to exceed 0.25 inch contained enough fine-grained material to induce bridging. | Data not provided | Characteristics of water from the adit prior to lime addition (baseline) | When the Aquafix system was operating properly the pH exceeded 10 and removal percentages for metals of concern generally exceeded 90%. | Data not provided
FINAL SILVER DYKE ADIT AQUAFIX TREATMENT PILOT TEST TECHNICAL MEMORANDUM; Carpenter-Snow Creek Mining District National Priorities List Site Supplemental Studies for the Remedial Investigation Cascade County, Montana | CARPENTER SNOW CREEK MINING DISTRICT | MT0001096353 | N/A | N/A | SDAQ1 | Post operations | Aquafix (water powered quicklime application system) | Passive | Aquafix | No pre-treatment | Adit | N | No pre- or post-treatment | Valve settings had to be adjusted to provide correct flow rate to avoid quicklime overdosing. | Cascade County, Montana | Pilot | October 2016 - March 2017 | Nickel | Ni, total | µg/L | N | N/A |  |  |  | 262 | 182 | 30.5344 | [8 empty] | Data not provided | Data not provided |  |  | Data not provided | Data not provided | 97.3% | Influent | 3.98 | 3.61 | mg/L | 8.31 | °C | Data not provided | N/A | Data not provided | N/A | 229 | mV | 2736 | µS/cm | 24.6 (turbidity) | NTU | Data not provided | Data not provided | Data not provided | Data not provided | Data not provided | Data not provided | Data not provided | Data not provided | Data not provided | Data not provided | Operation of the Aquafix system requires 1 or 2 weekly visits. The size of lime particles significantly affects system performance (even lime graded to exceed 0.25 inch contained enough fine-grained material to induce bridging. | Data not provided | Characteristics of water from the adit prior to lime addition (baseline) | When the Aquafix system was operating properly the pH exceeded 10 and removal percentages for metals of concern generally exceeded 90%. | Data not provided
FINAL SILVER DYKE ADIT AQUAFIX TREATMENT PILOT TEST TECHNICAL MEMORANDUM; Carpenter-Snow Creek Mining District National Priorities List Site Supplemental Studies for the Remedial Investigation Cascade County, Montana | CARPENTER SNOW CREEK MINING DISTRICT | MT0001096353 | N/A | N/A | SDAQ1 | Post operations | Aquafix (water powered quicklime application system) | Passive | Aquafix | No pre-treatment | Adit | N | No pre- or post-treatment | Valve settings had to be adjusted to provide correct flow rate to avoid quicklime overdosing. | Cascade County, Montana | Pilot | October 2016 - March 2017 | Nickel | Ni, dissolved | µg/L | N | N/A |  |  |  | 262 | 149 | 43.1298 | [8 empty] | Data not provided | Data not provided |  |  | Data not provided | Data not provided | 97.3% | Influent | 3.98 | 3.61 | mg/L | 8.31 | °C | Data not provided | N/A | Data not provided | N/A | 229 | mV | 2736 | µS/cm | 24.6 (turbidity) | NTU | Data not provided | Data not provided | Data not provided | Data not provided | Data not provided | Data not provided | Data not provided | Data not provided | Data not provided | Data not provided | Operation of the Aquafix system requires 1 or 2 weekly visits. The size of lime particles significantly affects system performance (even lime graded to exceed 0.25 inch contained enough fine-grained material to induce bridging. | Data not provided | Characteristics of water from the adit prior to lime addition (baseline) | When the Aquafix system was operating properly the pH exceeded 10 and removal percentages for metals of concern generally exceeded 90%. | Data not provided
FINAL SILVER DYKE ADIT AQUAFIX TREATMENT PILOT TEST TECHNICAL MEMORANDUM; Carpenter-Snow Creek Mining District National Priorities List Site Supplemental Studies for the Remedial Investigation Cascade County, Montana | CARPENTER SNOW CREEK MINING DISTRICT | MT0001096353 | N/A | N/A | SDAQ2 | Post operations | Aquafix (water powered quicklime application system) | Passive | Aquafix | No pre-treatment | Adit | N | No pre- or post-treatment | Valve settings had to be adjusted to provide correct flow rate to avoid quicklime overdosing. | Cascade County, Montana | Pilot | October 2016 - March 2017 | Nickel | Ni, total | µg/L | N | N/A | [6 empty] | 344 | 371 | 7.2776 | [5 empty] | Data not provided | Data not provided | 266 | October 2016 - March 2017 | Data not provided | Data not provided | 97.3% | Effluent | 11.88 | 5.6 | mg/L | 5.71 | °C | Data not provided | N/A | Data not provided | N/A | -2 | mV | 2951 | µS/cm | 649 (turbidity) | NTU | Data not provided | Data not provided | Data not provided | Data not provided | Data not provided | Data not provided | Data not provided | Data not provided | Data not provided | Data not provided | Operation of the Aquafix system requires 1 or 2 weekly visits. The size of lime particles significantly affects system performance (even lime graded to exceed 0.25 inch contained enough fine-grained material to induce bridging. | Data not provided | Water characteristics post-lime treatment and retention (outflow of sedimentation pond) | When the Aquafix system was operating properly the pH exceeded 10 and removal percentages for metals of concern generally exceeded 90%. | Data not provided | Values represent the time when the system was operational
FINAL SILVER DYKE ADIT AQUAFIX TREATMENT PILOT TEST TECHNICAL MEMORANDUM; Carpenter-Snow Creek Mining District National Priorities List Site Supplemental Studies for the Remedial Investigation Cascade County, Montana | CARPENTER SNOW CREEK MINING DISTRICT | MT0001096353 | N/A | N/A | SDAQ2 | Post operations | Aquafix (water powered quicklime application system) | Passive | Aquafix | No pre-treatment | Adit | N | No pre- or post-treatment | Valve settings had to be adjusted to provide correct flow rate to avoid quicklime overdosing. | Cascade County, Montana | Pilot | October 2016 - March 2017 | Nickel | Ni, dissolved | µg/L | N | N/A | [6 empty] | 26 | 374 | 93.0481 | [5 empty] | Data not provided | Data not provided | Data not provided | October 2016 - March 2017 | Data not provided | Data not provided | 97.3% | Effluent | 11.88 | 5.6 | mg/L | 5.71 | °C | Data not provided | N/A | Data not provided | N/A | -2 | mV | 2951 | µS/cm | 649 (turbidity) | NTU | Data not provided | Data not provided | Data not provided | Data not provided | Data not provided | Data not provided | Data not provided | Data not provided | Data not provided | Data not provided | Operation of the Aquafix system requires 1 or 2 weekly visits. The size of lime particles significantly affects system performance (even lime graded to exceed 0.25 inch contained enough fine-grained material to induce bridging. | Data not provided | Water characteristics post-lime treatment and retention (outflow of sedimentation pond) | When the Aquafix system was operating properly the pH exceeded 10 and removal percentages for metals of concern generally exceeded 90%. | Data not provided | Values represent the time when the system was operational
FINAL SILVER DYKE ADIT AQUAFIX TREATMENT PILOT TEST TECHNICAL MEMORANDUM; Carpenter-Snow Creek Mining District National Priorities List Site Supplemental Studies for the Remedial Investigation Cascade County, Montana | CARPENTER SNOW CREEK MINING DISTRICT | MT0001096353 | N/A | N/A | SDAQ2 | Post operations | Aquafix (water powered quicklime application system) | Passive | Aquafix | No pre-treatment | Adit | N | No pre- or post-treatment | Valve settings had to be adjusted to provide correct flow rate to avoid quicklime overdosing. | Cascade County, Montana | Pilot | October 2016 - March 2017 | Nickel | Ni, total | µg/L | N | N/A | [9 empty] | ND | 332 | 99.247 |  |  | Data not provided | Data not provided |  |  | Data not provided | Data not provided | 97.3% | Effluent | 11.54 | 5.71 | mg/L | 7.14 | °C | Data not provided | N/A | Data not provided | N/A | 32 | mV | 3032 | µS/cm | 9.7 (turbidity) | NTU | Data not provided | Data not provided | Data not provided | Data not provided | Data not provided | Data not provided | Data not provided | Data not provided | Data not provided | Data not provided | Operation of the Aquafix system requires 1 or 2 weekly visits. The size of lime particles significantly affects system performance (even lime graded to exceed 0.25 inch contained enough fine-grained material to induce bridging. | Data not provided | Water characteristics post-lime treatment and retention (outflow of sedimentation pond) | When the Aquafix system was operating properly the pH exceeded 10 and removal percentages for metals of concern generally exceeded 90%. | Data not provided | Values represent the time when the system was operational; ND - non-detect (detection limit is < 5)
FINAL SILVER DYKE ADIT AQUAFIX TREATMENT PILOT TEST TECHNICAL MEMORANDUM; Carpenter-Snow Creek Mining District National Priorities List Site Supplemental Studies for the Remedial Investigation Cascade County, Montana | CARPENTER SNOW CREEK MINING DISTRICT | MT0001096353 | N/A | N/A | SDAQ2 | Post operations | Aquafix (water powered quicklime application system) | Passive | Aquafix | No pre-treatment | Adit | N | No pre- or post-treatment | Valve settings had to be adjusted to provide correct flow rate to avoid quicklime overdosing. | Cascade County, Montana | Pilot | October 2016 - March 2017 | Nickel | Ni, dissolved | µg/L | N | N/A | [9 empty] | ND | 286–316 | 99.1 - 99.2 |  |  | Data not provided | Data not provided |  |  | Data not provided | Data not provided | 97.3% | Effluent | 5.04–10.92 | 1.05–8.16 | mg/L | 0.06–5.15 | °C | Data not provided | N/A | Data not provided | N/A | 109–180 | mV | 2,389–2,817 | µS/cm | NA–250 (turbidity) | NTU | Data not provided | Data not provided | Data not provided | Data not provided | Data not provided | Data not provided | Data not provided | Data not provided | Data not provided | Data not provided | Operation of the Aquafix system requires 1 or 2 weekly visits. The size of lime particles significantly affects system performance (even lime graded to exceed 0.25 inch contained enough fine-grained material to induce bridging. | Data not provided | Water characteristics post-lime treatment and retention (outflow of sedimentation pond) | When the Aquafix system was operating properly the pH exceeded 10 and removal percentages for metals of concern generally exceeded 90%. | A range of values is shown to reflect multiple days with effluent below the detection limit. | Values represent the time when the system was operational; ND - non-detect (detection limit is < 5)
FINAL SILVER DYKE ADIT AQUAFIX TREATMENT PILOT TEST TECHNICAL MEMORANDUM; Carpenter-Snow Creek Mining District National Priorities List Site Supplemental Studies for the Remedial Investigation Cascade County, Montana | CARPENTER SNOW CREEK MINING DISTRICT | MT0001096353 | N/A | N/A | SDAQ1 | Post operations | Aquafix (water powered quicklime application system) | Passive | Aquafix | No pre-treatment | Adit | N | No pre- or post-treatment | Valve settings had to be adjusted to provide correct flow rate to avoid quicklime overdosing. | Cascade County, Montana | Pilot | October 2016 - March 2017 | Lead | Pb, total | µg/L | N | N/A | 977 | 434 | 55.5783 | [9 empty] | 908 | October 2016 - March 2017 | Data not provided | Data not provided |  |  | Data not provided | Data not provided | 98.3% | Influent | 3.44 | 3.58 | mg/L | 8.47 | °C | Data not provided | N/A | Data not provided | N/A | 250 | mV | 2809 | µS/cm | 39.3 (turbidity) | NTU | Data not provided | Data not provided | Data not provided | Data not provided | Data not provided | Data not provided | Data not provided | Data not provided | Data not provided | Data not provided | Operation of the Aquafix system requires 1 or 2 weekly visits. The size of lime particles significantly affects system performance (even lime graded to exceed 0.25 inch contained enough fine-grained material to induce bridging. | Data not provided | Characteristics of water from the adit prior to lime addition (baseline) | When the Aquafix system was operating properly the pH exceeded 10 and removal percentages for metals of concern generally exceeded 90%. | Data not provided
FINAL SILVER DYKE ADIT AQUAFIX TREATMENT PILOT TEST TECHNICAL MEMORANDUM; Carpenter-Snow Creek Mining District National Priorities List Site Supplemental Studies for the Remedial Investigation Cascade County, Montana | CARPENTER SNOW CREEK MINING DISTRICT | MT0001096353 | N/A | N/A | SDAQ1 | Post operations | Aquafix (water powered quicklime application system) | Passive | Aquafix | No pre-treatment | Adit | N | No pre- or post-treatment | Valve settings had to be adjusted to provide correct flow rate to avoid quicklime overdosing. | Cascade County, Montana | Pilot | October 2016 - March 2017 | Lead | Pb, dissolved | µg/L | N | N/A | 950 | 51.6 | 94.5684 | [9 empty] | 849 | October 2016 - March 2017 | Data not provided | Data not provided |  |  | Data not provided | Data not provided | 98.3% | Influent | 3.82 | 2.69 | mg/L | 8.69 | °C | Data not provided | N/A | Data not provided | N/A | 296 | mV | 2886 | µS/cm | None | N/A | Data not provided | Data not provided | Data not provided | Data not provided | Data not provided | Data not provided | Data not provided | Data not provided | Data not provided | Data not provided | Operation of the Aquafix system requires 1 or 2 weekly visits. The size of lime particles significantly affects system performance (even lime graded to exceed 0.25 inch contained enough fine-grained material to induce bridging. | Data not provided | Characteristics of water from the adit prior to lime addition (baseline) | When the Aquafix system was operating properly the pH exceeded 10 and removal percentages for metals of concern generally exceeded 90%. | Data not provided
FINAL SILVER DYKE ADIT AQUAFIX TREATMENT PILOT TEST TECHNICAL MEMORANDUM; Carpenter-Snow Creek Mining District National Priorities List Site Supplemental Studies for the Remedial Investigation Cascade County, Montana | CARPENTER SNOW CREEK MINING DISTRICT | MT0001096353 | N/A | N/A | SDAQ1 | Post operations | Aquafix (water powered quicklime application system) | Passive | Aquafix | No pre-treatment | Adit | N | No pre- or post-treatment | Valve settings had to be adjusted to provide correct flow rate to avoid quicklime overdosing. | Cascade County, Montana | Pilot | October 2016 - March 2017 | Lead | Pb, total | µg/L | N | N/A |  |  |  | 806 | 558 | 30.7692 | [8 empty] | Data not provided | Data not provided |  |  | Data not provided | Data not provided | 98.3% | Influent | 3.98 | 3.61 | mg/L | 8.31 | °C | Data not provided | N/A | Data not provided | N/A | 229 | mV | 2736 | µS/cm | 24.6 (turbidity) | NTU | Data not provided | Data not provided | Data not provided | Data not provided | Data not provided | Data not provided | Data not provided | Data not provided | Data not provided | Data not provided | Operation of the Aquafix system requires 1 or 2 weekly visits. The size of lime particles significantly affects system performance (even lime graded to exceed 0.25 inch contained enough fine-grained material to induce bridging. | Data not provided | Characteristics of water from the adit prior to lime addition (baseline) | When the Aquafix system was operating properly the pH exceeded 10 and removal percentages for metals of concern generally exceeded 90%. | Data not provided
FINAL SILVER DYKE ADIT AQUAFIX TREATMENT PILOT TEST TECHNICAL MEMORANDUM; Carpenter-Snow Creek Mining District National Priorities List Site Supplemental Studies for the Remedial Investigation Cascade County, Montana | CARPENTER SNOW CREEK MINING DISTRICT | MT0001096353 | N/A | N/A | SDAQ1 | Post operations | Aquafix (water powered quicklime application system) | Passive | Aquafix | No pre-treatment | Adit | N | No pre- or post-treatment | Valve settings had to be adjusted to provide correct flow rate to avoid quicklime overdosing. | Cascade County, Montana | Pilot | October 2016 - March 2017 | Lead | Pb, dissolved | µg/L | N | N/A |  |  |  | 765 | 5.73 | 99.251 | [8 empty] | Data not provided | Data not provided |  |  | Data not provided | Data not provided | 98.3% | Influent | 3.75 | 3.63 | mg/L | 8.49 | °C | Data not provided | N/A | Data not provided | N/A | 218 | mV | 2983 | µS/cm | None | N/A | Data not provided | Data not provided | Data not provided | Data not provided | Data not provided | Data not provided | Data not provided | Data not provided | Data not provided | Data not provided | Operation of the Aquafix system requires 1 or 2 weekly visits. The size of lime particles significantly affects system performance (even lime graded to exceed 0.25 inch contained enough fine-grained material to induce bridging. | Data not provided | Characteristics of water from the adit prior to lime addition (baseline) | When the Aquafix system was operating properly the pH exceeded 10 and removal percentages for metals of concern generally exceeded 90%. | Data not provided
FINAL SILVER DYKE ADIT AQUAFIX TREATMENT PILOT TEST TECHNICAL MEMORANDUM; Carpenter-Snow Creek Mining District National Priorities List Site Supplemental Studies for the Remedial Investigation Cascade County, Montana | CARPENTER SNOW CREEK MINING DISTRICT | MT0001096353 | N/A | N/A | SDAQ2 | Post operations | Aquafix (water powered quicklime application system) | Passive | Aquafix | No pre-treatment | Adit | N | No pre- or post-treatment | Valve settings had to be adjusted to provide correct flow rate to avoid quicklime overdosing. | Cascade County, Montana | Pilot | October 2016 - March 2017 | Lead | Pb, total | µg/L | N | N/A | [6 empty] | 1460 | 929 | -57.1582 | [5 empty] | Data not provided | Data not provided | 386 | October 2016 - March 2017 | Data not provided | Data not provided | 98.3% | Effluent | 5.04 | 1.05 | mg/L | 0.75 | °C | Data not provided | N/A | Data not provided | N/A | 172 | mV | 2674 | µS/cm | 174 (turbidity) | NTU | Data not provided | Data not provided | Data not provided | Data not provided | Data not provided | Data not provided | Data not provided | Data not provided | Data not provided | Data not provided | Operation of the Aquafix system requires 1 or 2 weekly visits. The size of lime particles significantly affects system performance (even lime graded to exceed 0.25 inch contained enough fine-grained material to induce bridging. | Data not provided | Water characteristics post-lime treatment and retention (outflow of sedimentation pond) | When the Aquafix system was operating properly the pH exceeded 10 and removal percentages for metals of concern generally exceeded 90%. | Data not provided | Values represent the time when the system was operational
FINAL SILVER DYKE ADIT AQUAFIX TREATMENT PILOT TEST TECHNICAL MEMORANDUM; Carpenter-Snow Creek Mining District National Priorities List Site Supplemental Studies for the Remedial Investigation Cascade County, Montana | CARPENTER SNOW CREEK MINING DISTRICT | MT0001096353 | N/A | N/A | SDAQ2 | Post operations | Aquafix (water powered quicklime application system) | Passive | Aquafix | No pre-treatment | Adit | N | No pre- or post-treatment | Valve settings had to be adjusted to provide correct flow rate to avoid quicklime overdosing. | Cascade County, Montana | Pilot | October 2016 - March 2017 | Lead | Pb, dissolved | µg/L | N | N/A | [6 empty] | 48 | 889 | 94.6007 | [5 empty] | Data not provided | Data not provided | 15 | October 2016 - March 2017 | Data not provided | Data not provided | 98.3% | Effluent | 11.88 | 5.6 | mg/L | 5.71 | °C | Data not provided | N/A | Data not provided | N/A | -2 | mV | 2951 | µS/cm | 649 (turbidity) | NTU | Data not provided | Data not provided | Data not provided | Data not provided | Data not provided | Data not provided | Data not provided | Data not provided | Data not provided | Data not provided | Operation of the Aquafix system requires 1 or 2 weekly visits. The size of lime particles significantly affects system performance (even lime graded to exceed 0.25 inch contained enough fine-grained material to induce bridging. | Data not provided | Water characteristics post-lime treatment and retention (outflow of sedimentation pond) | When the Aquafix system was operating properly the pH exceeded 10 and removal percentages for metals of concern generally exceeded 90%. | Data not provided | Values represent the time when the system was operational
FINAL SILVER DYKE ADIT AQUAFIX TREATMENT PILOT TEST TECHNICAL MEMORANDUM; Carpenter-Snow Creek Mining District National Priorities List Site Supplemental Studies for the Remedial Investigation Cascade County, Montana | CARPENTER SNOW CREEK MINING DISTRICT | MT0001096353 | N/A | N/A | SDAQ2 | Post operations | Aquafix (water powered quicklime application system) | Passive | Aquafix | No pre-treatment | Adit | N | No pre- or post-treatment | Valve settings had to be adjusted to provide correct flow rate to avoid quicklime overdosing. | Cascade County, Montana | Pilot | October 2016 - March 2017 | Lead | Pb, total | µg/L | N | N/A | [9 empty] | 12 | 855 | 98.5965 |  |  | Data not provided | Data not provided |  |  | Data not provided | Data not provided | 98.3% | Effluent | 11.54 | 5.71 | mg/L | 7.14 | °C | Data not provided | N/A | Data not provided | N/A | 32 | mV | 3032 | µS/cm | 9.7 (turbidity) | NTU | Data not provided | Data not provided | Data not provided | Data not provided | Data not provided | Data not provided | Data not provided | Data not provided | Data not provided | Data not provided | Operation of the Aquafix system requires 1 or 2 weekly visits. The size of lime particles significantly affects system performance (even lime graded to exceed 0.25 inch contained enough fine-grained material to induce bridging. | Data not provided | Water characteristics post-lime treatment and retention (outflow of sedimentation pond) | When the Aquafix system was operating properly the pH exceeded 10 and removal percentages for metals of concern generally exceeded 90%. | Data not provided | Values represent the time when the system was operational
FINAL SILVER DYKE ADIT AQUAFIX TREATMENT PILOT TEST TECHNICAL MEMORANDUM; Carpenter-Snow Creek Mining District National Priorities List Site Supplemental Studies for the Remedial Investigation Cascade County, Montana | CARPENTER SNOW CREEK MINING DISTRICT | MT0001096353 | N/A | N/A | SDAQ2 | Post operations | Aquafix (water powered quicklime application system) | Passive | Aquafix | No pre-treatment | Adit | N | No pre- or post-treatment | Valve settings had to be adjusted to provide correct flow rate to avoid quicklime overdosing. | Cascade County, Montana | Pilot | October 2016 - March 2017 | Lead | Pb, dissolved | µg/L | N | N/A | [9 empty] | 1.13 | 871 | 99.8703 |  |  | Data not provided | Data not provided |  |  | Data not provided | Data not provided | 98.3% | Effluent | 9.6 | 6.67 | mg/L | 8.02 | °C | Data not provided | N/A | Data not provided | N/A | 122 | mV | 2787 | µS/cm | 166 (turbidity) | NTU | Data not provided | Data not provided | Data not provided | Data not provided | Data not provided | Data not provided | Data not provided | Data not provided | Data not provided | Data not provided | Operation of the Aquafix system requires 1 or 2 weekly visits. The size of lime particles significantly affects system performance (even lime graded to exceed 0.25 inch contained enough fine-grained material to induce bridging. | Data not provided | Water characteristics post-lime treatment and retention (outflow of sedimentation pond) | When the Aquafix system was operating properly the pH exceeded 10 and removal percentages for metals of concern generally exceeded 90%. | Data not provided | Values represent the time when the system was operational
FINAL SILVER DYKE ADIT AQUAFIX TREATMENT PILOT TEST TECHNICAL MEMORANDUM; Carpenter-Snow Creek Mining District National Priorities List Site Supplemental Studies for the Remedial Investigation Cascade County, Montana | CARPENTER SNOW CREEK MINING DISTRICT | MT0001096353 | N/A | N/A | SDAQ1 | Post operations | Aquafix (water powered quicklime application system) | Passive | Aquafix | No pre-treatment | Adit | N | No pre- or post-treatment | Valve settings had to be adjusted to provide correct flow rate to avoid quicklime overdosing. | Cascade County, Montana | Pilot | October 2016 - March 2017 | Total Dissolved Solids | TDS | µg/L | N | N/A | 3140 | Data not provided | Not Available | [9 empty] | 3066 | October 2016 - March 2017 | Data not provided | Data not provided |  |  | Data not provided | Data not provided | Data not provided | Influent | 3.7 | 2.64 | mg/L | 8.64 | °C | Data not provided | N/A | Data not provided | N/A | 269 | mV | 2793 | µS/cm | 26.5 (turbidity) | NTU | Data not provided | Data not provided | Data not provided | Data not provided | Data not provided | Data not provided | Data not provided | Data not provided | Data not provided | Data not provided | Operation of the Aquafix system requires 1 or 2 weekly visits. The size of lime particles significantly affects system performance (even lime graded to exceed 0.25 inch contained enough fine-grained material to induce bridging. | Data not provided | Characteristics of water from the adit prior to lime addition (baseline) | When the Aquafix system was operating properly the pH exceeded 10 and removal percentages for metals of concern generally exceeded 90%. | Data not provided
FINAL SILVER DYKE ADIT AQUAFIX TREATMENT PILOT TEST TECHNICAL MEMORANDUM; Carpenter-Snow Creek Mining District National Priorities List Site Supplemental Studies for the Remedial Investigation Cascade County, Montana | CARPENTER SNOW CREEK MINING DISTRICT | MT0001096353 | N/A | N/A | SDAQ1 | Post operations | Aquafix (water powered quicklime application system) | Passive | Aquafix | No pre-treatment | Adit | N | No pre- or post-treatment | Valve settings had to be adjusted to provide correct flow rate to avoid quicklime overdosing. | Cascade County, Montana | Pilot | October 2016 - March 2017 | Total Dissolved Solids | TDS | µg/L | N | N/A |  |  |  | 2820 | 2750 | 2.4823 | [6 empty] | 2704 | October 2016 - March 2017 | Data not provided | Data not provided |  |  | Data not provided | Data not provided | Data not provided | Influent | 3.87 | 3.18 | mg/L | 8.62 | °C | Data not provided | N/A | Data not provided | N/A | 269 | mV | 2504 | µS/cm | 48.8 (turbidity) | NTU | Data not provided | Data not provided | Data not provided | Data not provided | Data not provided | Data not provided | Data not provided | Data not provided | Data not provided | Data not provided | Operation of the Aquafix system requires 1 or 2 weekly visits. The size of lime particles significantly affects system performance (even lime graded to exceed 0.25 inch contained enough fine-grained material to induce bridging. | Data not provided | Characteristics of water from the adit prior to lime addition (baseline) | When the Aquafix system was operating properly the pH exceeded 10 and removal percentages for metals of concern generally exceeded 90%. | Data not provided
FINAL SILVER DYKE ADIT AQUAFIX TREATMENT PILOT TEST TECHNICAL MEMORANDUM; Carpenter-Snow Creek Mining District National Priorities List Site Supplemental Studies for the Remedial Investigation Cascade County, Montana | CARPENTER SNOW CREEK MINING DISTRICT | MT0001096353 | N/A | N/A | SDAQ2 | Post operations | Aquafix (water powered quicklime application system) | Passive | Aquafix | No pre-treatment | Adit | N | No pre- or post-treatment | Valve settings had to be adjusted to provide correct flow rate to avoid quicklime overdosing. | Cascade County, Montana | Pilot | October 2016 - March 2017 | Total Dissolved Solids | TDS | µg/L | N | N/A | [6 empty] | 3150 | 3120 | -0.96154 | [5 empty] | Data not provided | Data not provided |  |  | Data not provided | Data not provided | Data not provided | Effluent | 11.88 | 5.6 | mg/L | 5.71 | °C | Data not provided | N/A | Data not provided | N/A | -2 | mV | 2951 | µS/cm | 649 (turbidity) | NTU | Data not provided | Data not provided | Data not provided | Data not provided | Data not provided | Data not provided | Data not provided | Data not provided | Data not provided | Data not provided | Operation of the Aquafix system requires 1 or 2 weekly visits. The size of lime particles significantly affects system performance (even lime graded to exceed 0.25 inch contained enough fine-grained material to induce bridging. | Data not provided | Water characteristics post-lime treatment and retention (outflow of sedimentation pond) | When the Aquafix system was operating properly the pH exceeded 10 and removal percentages for metals of concern generally exceeded 90%. | Data not provided | Values represent the time when the system was operational
FINAL SILVER DYKE ADIT AQUAFIX TREATMENT PILOT TEST TECHNICAL MEMORANDUM; Carpenter-Snow Creek Mining District National Priorities List Site Supplemental Studies for the Remedial Investigation Cascade County, Montana | CARPENTER SNOW CREEK MINING DISTRICT | MT0001096353 | N/A | N/A | SDAQ2 | Post operations | Aquafix (water powered quicklime application system) | Passive | Aquafix | No pre-treatment | Adit | N | No pre- or post-treatment | Valve settings had to be adjusted to provide correct flow rate to avoid quicklime overdosing. | Cascade County, Montana | Pilot | October 2016 - March 2017 | Total Dissolved Solids | TDS | µg/L | N | N/A | [9 empty] | 1430 | 3080 | 53.5714 |  |  | Data not provided | Data not provided |  |  | Data not provided | Data not provided | Data not provided | Effluent | 10.92 | 8.16 | mg/L | 3.71 | °C | Data not provided | N/A | Data not provided | N/A | 180 | mV | 2728 | µS/cm | None | N/A | Data not provided | Data not provided | Data not provided | Data not provided | Data not provided | Data not provided | Data not provided | Data not provided | Data not provided | Data not provided | Operation of the Aquafix system requires 1 or 2 weekly visits. The size of lime particles significantly affects system performance (even lime graded to exceed 0.25 inch contained enough fine-grained material to induce bridging. | Data not provided | Water characteristics post-lime treatment and retention (outflow of sedimentation pond) | When the Aquafix system was operating properly the pH exceeded 10 and removal percentages for metals of concern generally exceeded 90%. | Data not provided | Values represent the time when the system was operational
FINAL SILVER DYKE ADIT AQUAFIX TREATMENT PILOT TEST TECHNICAL MEMORANDUM; Carpenter-Snow Creek Mining District National Priorities List Site Supplemental Studies for the Remedial Investigation Cascade County, Montana | CARPENTER SNOW CREEK MINING DISTRICT | MT0001096353 | N/A | N/A | SDAQ1 | Post operations | Aquafix (water powered quicklime application system) | Passive | Aquafix | No pre-treatment | Adit | N | No pre- or post-treatment | Valve settings had to be adjusted to provide correct flow rate to avoid quicklime overdosing. | Cascade County, Montana | Pilot | October 2016 - March 2017 | Total Suspended Solids | TSS | µg/L | N | N/A | 43 | Data not provided | Not Available | [9 empty] | 34 | October 2016 - March 2017 | Data not provided | Data not provided |  |  | Data not provided | Data not provided | Data not provided | Influent | 3.65 | 4.78 | mg/L | 8.5 | °C | Data not provided | N/A | Data not provided | N/A | 307 | mV | 2772 | µS/cm | None | N/A | Data not provided | Data not provided | Data not provided | Data not provided | Data not provided | Data not provided | Data not provided | Data not provided | Data not provided | Data not provided | Operation of the Aquafix system requires 1 or 2 weekly visits. The size of lime particles significantly affects system performance (even lime graded to exceed 0.25 inch contained enough fine-grained material to induce bridging. | Data not provided | Characteristics of water from the adit prior to lime addition (baseline) | When the Aquafix system was operating properly the pH exceeded 10 and removal percentages for metals of concern generally exceeded 90%. | Data not provided
FINAL SILVER DYKE ADIT AQUAFIX TREATMENT PILOT TEST TECHNICAL MEMORANDUM; Carpenter-Snow Creek Mining District National Priorities List Site Supplemental Studies for the Remedial Investigation Cascade County, Montana | CARPENTER SNOW CREEK MINING DISTRICT | MT0001096353 | N/A | N/A | SDAQ1 | Post operations | Aquafix (water powered quicklime application system) | Passive | Aquafix | No pre-treatment | Adit | N | No pre- or post-treatment | Valve settings had to be adjusted to provide correct flow rate to avoid quicklime overdosing. | Cascade County, Montana | Pilot | October 2016 - March 2017 | Total Suspended Solids | TSS | µg/L | N | N/A |  |  |  | 16 | Data not provided | Not Available | [6 empty] | 669 | October 2016 - March 2017 | Data not provided | Data not provided |  |  | Data not provided | Data not provided | Data not provided | Influent | 5.03 | 3.21 | mg/L | 6.7 | °C | Data not provided | N/A | Data not provided | N/A | 238 | mV | 2853 | µS/cm | 27.5 (turbidity) | NTU | Data not provided | Data not provided | Data not provided | Data not provided | Data not provided | Data not provided | Data not provided | Data not provided | Data not provided | Data not provided | Operation of the Aquafix system requires 1 or 2 weekly visits. The size of lime particles significantly affects system performance (even lime graded to exceed 0.25 inch contained enough fine-grained material to induce bridging. | Data not provided | Characteristics of water from the adit prior to lime addition (baseline) | When the Aquafix system was operating properly the pH exceeded 10 and removal percentages for metals of concern generally exceeded 90%. | Data not provided
FINAL SILVER DYKE ADIT AQUAFIX TREATMENT PILOT TEST TECHNICAL MEMORANDUM; Carpenter-Snow Creek Mining District National Priorities List Site Supplemental Studies for the Remedial Investigation Cascade County, Montana | CARPENTER SNOW CREEK MINING DISTRICT | MT0001096353 | N/A | N/A | SDAQ2 | Post operations | Aquafix (water powered quicklime application system) | Passive | Aquafix | No pre-treatment | Adit | N | No pre- or post-treatment | Valve settings had to be adjusted to provide correct flow rate to avoid quicklime overdosing. | Cascade County, Montana | Pilot | October 2016 - March 2017 | Total Suspended Solids | TSS | µg/L | N | N/A | [6 empty] | 1520 | 30 | -4966.6667 | [5 empty] | Data not provided | Data not provided |  |  | Data not provided | Data not provided | Data not provided | Effluent | 11.88 | 5.6 | mg/L | 5.71 | °C | Data not provided | N/A | Data not provided | N/A | -2 | mV | 2951 | µS/cm | 649 (turbidity) | NTU | Data not provided | Data not provided | Data not provided | Data not provided | Data not provided | Data not provided | Data not provided | Data not provided | Data not provided | Data not provided | Operation of the Aquafix system requires 1 or 2 weekly visits. The size of lime particles significantly affects system performance (even lime graded to exceed 0.25 inch contained enough fine-grained material to induce bridging. | Data not provided | Water characteristics post-lime treatment and retention (outflow of sedimentation pond) | When the Aquafix system was operating properly the pH exceeded 10 and removal percentages for metals of concern generally exceeded 90%. | Data not provided | Values represent the time when the system was operational
FINAL SILVER DYKE ADIT AQUAFIX TREATMENT PILOT TEST TECHNICAL MEMORANDUM; Carpenter-Snow Creek Mining District National Priorities List Site Supplemental Studies for the Remedial Investigation Cascade County, Montana | CARPENTER SNOW CREEK MINING DISTRICT | MT0001096353 | N/A | N/A | SDAQ2 | Post operations | Aquafix (water powered quicklime application system) | Passive | Aquafix | No pre-treatment | Adit | N | No pre- or post-treatment | Valve settings had to be adjusted to provide correct flow rate to avoid quicklime overdosing. | Cascade County, Montana | Pilot | October 2016 - March 2017 | Total Suspended Solids | TSS | µg/L | N | N/A | [9 empty] | 18 | 42 | 57.1429 |  |  | Data not provided | Data not provided |  |  | Data not provided | Data not provided | Data not provided | Effluent | 11.54 | 5.71 | mg/L | 7.14 | °C | Data not provided | N/A | Data not provided | N/A | 32 | mV | 3032 | µS/cm | 9.7 (turbidity) | NTU | Data not provided | Data not provided | Data not provided | Data not provided | Data not provided | Data not provided | Data not provided | Data not provided | Data not provided | Data not provided | Operation of the Aquafix system requires 1 or 2 weekly visits. The size of lime particles significantly affects system performance (even lime graded to exceed 0.25 inch contained enough fine-grained material to induce bridging. | Data not provided | Water characteristics post-lime treatment and retention (outflow of sedimentation pond) | When the Aquafix system was operating properly the pH exceeded 10 and removal percentages for metals of concern generally exceeded 90%. | Data not provided | Values represent the time when the system was operational
FINAL SILVER DYKE ADIT AQUAFIX TREATMENT PILOT TEST TECHNICAL MEMORANDUM; Carpenter-Snow Creek Mining District National Priorities List Site Supplemental Studies for the Remedial Investigation Cascade County, Montana | CARPENTER SNOW CREEK MINING DISTRICT | MT0001096353 | N/A | N/A | SDAQ1 | Post operations | Aquafix (water powered quicklime application system) | Passive | Aquafix | No pre-treatment | Adit | N | No pre- or post-treatment | Valve settings had to be adjusted to provide correct flow rate to avoid quicklime overdosing. | Cascade County, Montana | Pilot | October 2016 - March 2017 | Zinc | Zn, total | µg/L | N | N/A | 178000 | 175000 | 1.6854 | [9 empty] | 149545 | October 2016 - March 2017 | Data not provided | Data not provided |  |  | Data not provided | Data not provided | 96.7% | Influent | 3.84 | 2.63 | mg/L | 8.64 | °C | Data not provided | N/A | Data not provided | N/A | 281 | mV | 2017 | µS/cm | 24.5 (turbidity) | NTU | Data not provided | Data not provided | Data not provided | Data not provided | Data not provided | Data not provided | Data not provided | Data not provided | Data not provided | Data not provided | Operation of the Aquafix system requires 1 or 2 weekly visits. The size of lime particles significantly affects system performance (even lime graded to exceed 0.25 inch contained enough fine-grained material to induce bridging. | Data not provided | Characteristics of water from the adit prior to lime addition (baseline) | When the Aquafix system was operating properly the pH exceeded 10 and removal percentages for metals of concern generally exceeded 90%. | Data not provided
FINAL SILVER DYKE ADIT AQUAFIX TREATMENT PILOT TEST TECHNICAL MEMORANDUM; Carpenter-Snow Creek Mining District National Priorities List Site Supplemental Studies for the Remedial Investigation Cascade County, Montana | CARPENTER SNOW CREEK MINING DISTRICT | MT0001096353 | N/A | N/A | SDAQ1 | Post operations | Aquafix (water powered quicklime application system) | Passive | Aquafix | No pre-treatment | Adit | N | No pre- or post-treatment | Valve settings had to be adjusted to provide correct flow rate to avoid quicklime overdosing. | Cascade County, Montana | Pilot | October 2016 - March 2017 | Zinc | Zn, dissolved | µg/L | N | N/A | 175000 | 166000 | 5.1429 | [9 empty] | 145476 | October 2016 - March 2017 | Data not provided | Data not provided |  |  | Data not provided | Data not provided | 96.7% | Influent | 3.84 | 2.63 | mg/L | 8.64 | °C | Data not provided | N/A | Data not provided | N/A | 281 | mV | 2017 | µS/cm | 24.5 (turbidity) | NTU | Data not provided | Data not provided | Data not provided | Data not provided | Data not provided | Data not provided | Data not provided | Data not provided | Data not provided | Data not provided | Operation of the Aquafix system requires 1 or 2 weekly visits. The size of lime particles significantly affects system performance (even lime graded to exceed 0.25 inch contained enough fine-grained material to induce bridging. | Data not provided | Characteristics of water from the adit prior to lime addition (baseline) | When the Aquafix system was operating properly the pH exceeded 10 and removal percentages for metals of concern generally exceeded 90%. | Data not provided
FINAL SILVER DYKE ADIT AQUAFIX TREATMENT PILOT TEST TECHNICAL MEMORANDUM; Carpenter-Snow Creek Mining District National Priorities List Site Supplemental Studies for the Remedial Investigation Cascade County, Montana | CARPENTER SNOW CREEK MINING DISTRICT | MT0001096353 | N/A | N/A | SDAQ1 | Post operations | Aquafix (water powered quicklime application system) | Passive | Aquafix | No pre-treatment | Adit | N | No pre- or post-treatment | Valve settings had to be adjusted to provide correct flow rate to avoid quicklime overdosing. | Cascade County, Montana | Pilot | October 2016 - March 2017 | Zinc | Zn, total | µg/L | N | N/A |  |  |  | 132000 | 87900 | 33.4091 | [8 empty] | Data not provided | Data not provided |  |  | Data not provided | Data not provided | 96.7% | Influent | 3.98 | 3.61 | mg/L | 8.31 | °C | Data not provided | N/A | Data not provided | N/A | 229 | mV | 2736 | µS/cm | 24.6 (turbidity) | NTU | Data not provided | Data not provided | Data not provided | Data not provided | Data not provided | Data not provided | Data not provided | Data not provided | Data not provided | Data not provided | Operation of the Aquafix system requires 1 or 2 weekly visits. The size of lime particles significantly affects system performance (even lime graded to exceed 0.25 inch contained enough fine-grained material to induce bridging. | Data not provided | Characteristics of water from the adit prior to lime addition (baseline) | When the Aquafix system was operating properly the pH exceeded 10 and removal percentages for metals of concern generally exceeded 90%. | Data not provided
FINAL SILVER DYKE ADIT AQUAFIX TREATMENT PILOT TEST TECHNICAL MEMORANDUM; Carpenter-Snow Creek Mining District National Priorities List Site Supplemental Studies for the Remedial Investigation Cascade County, Montana | CARPENTER SNOW CREEK MINING DISTRICT | MT0001096353 | N/A | N/A | SDAQ1 | Post operations | Aquafix (water powered quicklime application system) | Passive | Aquafix | No pre-treatment | Adit | N | No pre- or post-treatment | Valve settings had to be adjusted to provide correct flow rate to avoid quicklime overdosing. | Cascade County, Montana | Pilot | October 2016 - March 2017 | Zinc | Zn, dissolved | µg/L | N | N/A |  |  |  | 128000 | 118000 | 7.8125 | [8 empty] | Data not provided | Data not provided |  |  | Data not provided | Data not provided | 96.7% | Influent | 3.87 | 3.18 | mg/L | 8.62 | °C | Data not provided | N/A | Data not provided | N/A | 269 | mV | 2504 | µS/cm | 48.8 (turbidity) | NTU | Data not provided | Data not provided | Data not provided | Data not provided | Data not provided | Data not provided | Data not provided | Data not provided | Data not provided | Data not provided | Operation of the Aquafix system requires 1 or 2 weekly visits. The size of lime particles significantly affects system performance (even lime graded to exceed 0.25 inch contained enough fine-grained material to induce bridging. | Data not provided | Characteristics of water from the adit prior to lime addition (baseline) | When the Aquafix system was operating properly the pH exceeded 10 and removal percentages for metals of concern generally exceeded 90%. | Data not provided
FINAL SILVER DYKE ADIT AQUAFIX TREATMENT PILOT TEST TECHNICAL MEMORANDUM; Carpenter-Snow Creek Mining District National Priorities List Site Supplemental Studies for the Remedial Investigation Cascade County, Montana | CARPENTER SNOW CREEK MINING DISTRICT | MT0001096353 | N/A | N/A | SDAQ2 | Post operations | Aquafix (water powered quicklime application system) | Passive | Aquafix | No pre-treatment | Adit | N | No pre- or post-treatment | Valve settings had to be adjusted to provide correct flow rate to avoid quicklime overdosing. | Cascade County, Montana | Pilot | October 2016 - March 2017 | Zinc | Zn, total | µg/L | N | N/A | [6 empty] | 153000 | 152000 | -0.65789 | [5 empty] | Data not provided | Data not provided | 102624 | October 2016 - March 2017 | Data not provided | Data not provided | 96.7% | Effluent | 11.88 | 5.6 | mg/L | 5.71 | °C | Data not provided | N/A | Data not provided | N/A | -2 | mV | 2951 | µS/cm | 649 (turbidity) | NTU | Data not provided | Data not provided | Data not provided | Data not provided | Data not provided | Data not provided | Data not provided | Data not provided | Data not provided | Data not provided | Operation of the Aquafix system requires 1 or 2 weekly visits. The size of lime particles significantly affects system performance (even lime graded to exceed 0.25 inch contained enough fine-grained material to induce bridging. | Data not provided | Water characteristics post-lime treatment and retention (outflow of sedimentation pond) | When the Aquafix system was operating properly the pH exceeded 10 and removal percentages for metals of concern generally exceeded 90%. | Data not provided | Values represent the time when the system was operational
FINAL SILVER DYKE ADIT AQUAFIX TREATMENT PILOT TEST TECHNICAL MEMORANDUM; Carpenter-Snow Creek Mining District National Priorities List Site Supplemental Studies for the Remedial Investigation Cascade County, Montana | CARPENTER SNOW CREEK MINING DISTRICT | MT0001096353 | N/A | N/A | SDAQ2 | Post operations | Aquafix (water powered quicklime application system) | Passive | Aquafix | No pre-treatment | Adit | N | No pre- or post-treatment | Valve settings had to be adjusted to provide correct flow rate to avoid quicklime overdosing. | Cascade County, Montana | Pilot | October 2016 - March 2017 | Zinc | Zn, dissolved | µg/L | N | N/A | [6 empty] | 25800 | 156000 | 83.4615 | [5 empty] | Data not provided | Data not provided | 4942 | October 2016 - March 2017 | Data not provided | Data not provided | 96.7% | Effluent | 11.88 | 5.6 | mg/L | 5.71 | °C | Data not provided | N/A | Data not provided | N/A | -2 | mV | 2951 | µS/cm | 649 (turbidity) | NTU | Data not provided | Data not provided | Data not provided | Data not provided | Data not provided | Data not provided | Data not provided | Data not provided | Data not provided | Data not provided | Operation of the Aquafix system requires 1 or 2 weekly visits. The size of lime particles significantly affects system performance (even lime graded to exceed 0.25 inch contained enough fine-grained material to induce bridging. | Data not provided | Water characteristics post-lime treatment and retention (outflow of sedimentation pond) | When the Aquafix system was operating properly the pH exceeded 10 and removal percentages for metals of concern generally exceeded 90%. | Data not provided | Values represent the time when the system was operational
FINAL SILVER DYKE ADIT AQUAFIX TREATMENT PILOT TEST TECHNICAL MEMORANDUM; Carpenter-Snow Creek Mining District National Priorities List Site Supplemental Studies for the Remedial Investigation Cascade County, Montana | CARPENTER SNOW CREEK MINING DISTRICT | MT0001096353 | N/A | N/A | SDAQ2 | Post operations | Aquafix (water powered quicklime application system) | Passive | Aquafix | No pre-treatment | Adit | N | No pre- or post-treatment | Valve settings had to be adjusted to provide correct flow rate to avoid quicklime overdosing. | Cascade County, Montana | Pilot | October 2016 - March 2017 | Zinc | Zn, total | µg/L | N | N/A | [9 empty] | 1240 | 152000 | 99.1842 |  |  | Data not provided | Data not provided |  |  | Data not provided | Data not provided | 96.7% | Effluent | 11.54 | 5.71 | mg/L | 7.14 | °C | Data not provided | N/A | Data not provided | N/A | 32 | mV | 3032 | µS/cm | 9.7 (turbidity) | NTU | Data not provided | Data not provided | Data not provided | Data not provided | Data not provided | Data not provided | Data not provided | Data not provided | Data not provided | Data not provided | Operation of the Aquafix system requires 1 or 2 weekly visits. The size of lime particles significantly affects system performance (even lime graded to exceed 0.25 inch contained enough fine-grained material to induce bridging. | Data not provided | Water characteristics post-lime treatment and retention (outflow of sedimentation pond) | When the Aquafix system was operating properly the pH exceeded 10 and removal percentages for metals of concern generally exceeded 90%. | Data not provided | Values represent the time when the system was operational
FINAL SILVER DYKE ADIT AQUAFIX TREATMENT PILOT TEST TECHNICAL MEMORANDUM; Carpenter-Snow Creek Mining District National Priorities List Site Supplemental Studies for the Remedial Investigation Cascade County, Montana | CARPENTER SNOW CREEK MINING DISTRICT | MT0001096353 | N/A | N/A | SDAQ2 | Post operations | Aquafix (water powered quicklime application system) | Passive | Aquafix | No pre-treatment | Adit | N | No pre- or post-treatment | Valve settings had to be adjusted to provide correct flow rate to avoid quicklime overdosing. | Cascade County, Montana | Pilot | October 2016 - March 2017 | Zinc | Zn, dissolved | µg/L | N | N/A | [9 empty] | 356 | 145000 | 99.7545 |  |  | Data not provided | Data not provided |  |  | Data not provided | Data not provided | 96.7% | Effluent | 9.6 | 6.67 | mg/L | 8.02 | °C | Data not provided | N/A | Data not provided | N/A | 122 | mV | 2787 | µS/cm | 166 (turbidity) | NTU | Data not provided | Data not provided | Data not provided | Data not provided | Data not provided | Data not provided | Data not provided | Data not provided | Data not provided | Data not provided | Operation of the Aquafix system requires 1 or 2 weekly visits. The size of lime particles significantly affects system performance (even lime graded to exceed 0.25 inch contained enough fine-grained material to induce bridging. | Data not provided | Water characteristics post-lime treatment and retention (outflow of sedimentation pond) | When the Aquafix system was operating properly the pH exceeded 10 and removal percentages for metals of concern generally exceeded 90%. | Data not provided | Values represent the time when the system was operational
White King Pond Neutralization Report, White King/Lucky Lass Mines Site Lakeview, Oregon | FREMONT NATIONAL FOREST/WHITE KING AND LUCKY LASS URANIUM MINES (USDA) | OR7122307658 | N/A | N/A | Site 4 | Post operations | Application of hydrated lime - pond neutralization | Active | Pond neutralization | No pre-treatment | Open pit uranium mine filled with water (now a pond) | N | No pre- or post-treatment | Slurry was delivered to the pond by means of a revolving spray nozzle mounted on a float. Hydrated lime slurry was pumped from a tanker truck to the spray nozzle and conveyed through 500 feet of floating 3-inch-diameter hose. | White King pond contains approximately 79 million gallons of water and covers 13.4 acres. Maximum water depth is approximately 70 ft; Average water depth is approximately 18 ft. | Pilot | Pre-lime application (August 18, 1998) post-lime application (August 19, 1998) | Silver | Ag, total | mg/L | N | 30 | ND | ND | Not Applicable | Data not provided | Data not provided | Not Applicable | Data not provided | Data not provided | Not Applicable | Data not provided | Data not provided | Not Applicable | Data not provided | Data not provided | Data not provided | Data not provided | Data not provided | Data not provided | Data not provided | Data not provided | Data not provided | Pre-lime (August 18, 1998) | 4.5 | 7.06 | mg/L | 20.91 | °C | Data not provided | N/A | Data not provided | N/A | 513 | mV | 397 | µS/cm | None | N/A | Data not provided | Data not provided | Data not provided | Data not provided | Data not provided | Data not provided | N/A | 0.00012 AWQC Freshwater Chronic (OAR 340-41 water quality criteria) | Data not provided | Data not provided | Data not provided | Data not provided | Data not provided | Additional lime application was needed to treat deepest part of the lake, which was not well mixed with rest of lake | The pH value immediately after application showed it met criteria, but after subsequent mixing, pH was overall too low. | Pre-treatment water chemistry data are presented on the row for total Ag, while post-treatment water chemistry data are presented on the row for dissolved Ag. The pre and post-treatment water chemistry data apply to both total and dissolved concentrations. ND = non-detect (0.0057 mg/L)
White King Pond Neutralization Report, White King/Lucky Lass Mines Site Lakeview, Oregon | FREMONT NATIONAL FOREST/WHITE KING AND LUCKY LASS URANIUM MINES (USDA) | OR7122307658 | N/A | N/A | Site 4 | Post operations | Application of hydrated lime - pond neutralization | Active | Pond neutralization | No pre-treatment | Open pit uranium mine filled with water (now a pond) | N | No pre- or post-treatment | Slurry was delivered to the pond by means of a revolving spray nozzle mounted on a float. Hydrated lime slurry was pumped from a tanker truck to the spray nozzle and conveyed through 500 feet of floating 3-inch-diameter hose. | White King pond contains approximately 79 million gallons of water and covers 13.4 acres. Maximum water depth is approximately 70 ft; Average water depth is approximately 18 ft. | Pilot | Pre-lime application (August 18, 1998) post-lime application (August 19, 1998) | Silver | Ag, dissolved | mg/L | N | 30 | ND | ND | Not Applicable | Data not provided | Data not provided | Not Applicable | Data not provided | Data not provided | Not Applicable | Data not provided | Data not provided | Not Applicable | Data not provided | Data not provided | Data not provided | Data not provided | Data not provided | Data not provided | Data not provided | Data not provided | Data not provided | Post-lime (August 19, 1998) | 8.34 | 7.04 | mg/L | 20.73 | °C | Data not provided | N/A | Data not provided | N/A | 379 | mV | 412 | µS/cm | None | N/A | Data not provided | Data not provided | Data not provided | Data not provided | Data not provided | Data not provided | N/A | 0.00012 AWQC Freshwater Chronic (OAR 340-41 water quality criteria) | Data not provided | Data not provided | Data not provided | Data not provided | Data not provided | Additional lime application was needed to treat deepest part of the lake, which was not well mixed with rest of lake | The pH value immediately after application showed it met criteria, but after subsequent mixing, pH was overall too low. | Pre-treatment water chemistry data are presented on the row for total Ag, while post-treatment water chemistry data are presented on the row for dissolved Ag. The pre and post-treatment water chemistry data apply to both total and dissolved concentrations. ND = non-detect (0.0057 mg/L)
White King Pond Neutralization Report, White King/Lucky Lass Mines Site Lakeview, Oregon | FREMONT NATIONAL FOREST/WHITE KING AND LUCKY LASS URANIUM MINES (USDA) | OR7122307658 | N/A | N/A | Site 4 | Post operations | Application of hydrated lime - pond neutralization | Active | Pond neutralization | No pre-treatment | Open pit uranium mine filled with water (now a pond) | N | No pre- or post-treatment | Slurry was delivered to the pond by means of a revolving spray nozzle mounted on a float. Hydrated lime slurry was pumped from a tanker truck to the spray nozzle and conveyed through 500 feet of floating 3-inch-diameter hose. | White King pond contains approximately 79 million gallons of water and covers 13.4 acres. Maximum water depth is approximately 70 ft; Average water depth is approximately 18 ft. | Pilot | Pre-lime application (August 18, 1998) post-lime application (August 19, 1998) | Silver | Ag, total | mg/L | N | 50 | ND | ND | Not Applicable | Data not provided | Data not provided | Not Applicable | Data not provided | Data not provided | Not Applicable | Data not provided | Data not provided | Not Applicable | Data not provided | Data not provided | Data not provided | Data not provided | Data not provided | Data not provided | Data not provided | Data not provided | Data not provided | Pre-lime (August 18, 1998) | 4.35 | 6.94 | mg/L | 20.41 | °C | Data not provided | N/A | Data not provided | N/A | 518 | mV | 419 | µS/cm | None | N/A | Data not provided | Data not provided | Data not provided | Data not provided | Data not provided | Data not provided | N/A | 0.00012 AWQC Freshwater Chronic (OAR 340-41 water quality criteria) | Data not provided | Data not provided | Data not provided | Data not provided | Data not provided | Additional lime application was needed to treat deepest part of the lake, which was not well mixed with rest of lake | The pH value immediately after application showed it met criteria, but after subsequent mixing, pH was overall too low. | Pre-treatment water chemistry data are presented on the row for total Ag, while post-treatment water chemistry data are presented on the row for dissolved Ag. The pre and post-treatment water chemistry data apply to both total and dissolved concentrations. ND = non-detect (0.0057 mg/L)
White King Pond Neutralization Report, White King/Lucky Lass Mines Site Lakeview, Oregon | FREMONT NATIONAL FOREST/WHITE KING AND LUCKY LASS URANIUM MINES (USDA) | OR7122307658 | N/A | N/A | Site 4 | Post operations | Application of hydrated lime - pond neutralization | Active | Pond neutralization | No pre-treatment | Open pit uranium mine filled with water (now a pond) | N | No pre- or post-treatment | Slurry was delivered to the pond by means of a revolving spray nozzle mounted on a float. Hydrated lime slurry was pumped from a tanker truck to the spray nozzle and conveyed through 500 feet of floating 3-inch-diameter hose. | White King pond contains approximately 79 million gallons of water and covers 13.4 acres. Maximum water depth is approximately 70 ft; Average water depth is approximately 18 ft. | Pilot | Pre-lime application (August 18, 1998) post-lime application (August 19, 1998) | Silver | Ag, dissolved | mg/L | N | 50 | ND | ND | Not Applicable | Data not provided | Data not provided | Not Applicable | Data not provided | Data not provided | Not Applicable | Data not provided | Data not provided | Not Applicable | Data not provided | Data not provided | Data not provided | Data not provided | Data not provided | Data not provided | Data not provided | Data not provided | Data not provided | Post-lime (August 19, 1998) | 7.09 | 7 | mg/L | 20.25 | °C | Data not provided | N/A | Data not provided | N/A | 326 | mV | 415 | µS/cm | None | N/A | Data not provided | Data not provided | Data not provided | Data not provided | Data not provided | Data not provided | N/A | 0.00012 AWQC Freshwater Chronic (OAR 340-41 water quality criteria) | Data not provided | Data not provided | Data not provided | Data not provided | Data not provided | Additional lime application was needed to treat deepest part of the lake, which was not well mixed with rest of lake | The pH value immediately after application showed it met criteria, but after subsequent mixing, pH was overall too low. | Pre-treatment water chemistry data are presented on the row for total Ag, while post-treatment water chemistry data are presented on the row for dissolved Ag. The pre and post-treatment water chemistry data apply to both total and dissolved concentrations. ND = non-detect (0.0057 mg/L)
White King Pond Neutralization Report, White King/Lucky Lass Mines Site Lakeview, Oregon | FREMONT NATIONAL FOREST/WHITE KING AND LUCKY LASS URANIUM MINES (USDA) | OR7122307658 | N/A | N/A | Site 4 | Post operations | Application of hydrated lime - pond neutralization | Active | Pond neutralization | No pre-treatment | Open pit uranium mine filled with water (now a pond) | N | No pre- or post-treatment | Slurry was delivered to the pond by means of a revolving spray nozzle mounted on a float. Hydrated lime slurry was pumped from a tanker truck to the spray nozzle and conveyed through 500 feet of floating 3-inch-diameter hose. | White King pond contains approximately 79 million gallons of water and covers 13.4 acres. Maximum water depth is approximately 70 ft; Average water depth is approximately 18 ft. | Pilot | Pre-lime application (August 18, 1998) post-lime application (August 19, 1998) | Alkalinity | Alkalinity to pH 4.5 | mg/L | N | 30 | ND | 2.1 | Not Applicable | Data not provided | Data not provided | Not Applicable | Data not provided | Data not provided | Not Applicable | Data not provided | Data not provided | Not Applicable | Data not provided | Data not provided | Data not provided | Data not provided | Data not provided | Data not provided | Data not provided | Data not provided | Data not provided | Pre-lime (August 18, 1998) | 4.5 | 7.06 | mg/L | 20.91 | °C | Data not provided | N/A | Data not provided | N/A | 513 | mV | 397 | µS/cm | None | N/A | Data not provided | Data not provided | Data not provided | Data not provided | Data not provided | Data not provided | Data not provided | Data not provided | Data not provided | Data not provided | Data not provided | Data not provided | Data not provided | Additional lime application was needed to treat deepest part of the lake, which was not well mixed with rest of lake | The pH value immediately after application showed it met criteria, but after subsequent mixing, pH was overall too low. | ND = non-detect (0.46 mg/L). Post-lime water chemistry data are presented on the row below.
White King Pond Neutralization Report, White King/Lucky Lass Mines Site Lakeview, Oregon | FREMONT NATIONAL FOREST/WHITE KING AND LUCKY LASS URANIUM MINES (USDA) | OR7122307658 | N/A | N/A | Site 4 | Post operations | Application of hydrated lime - pond neutralization | Active | Pond neutralization | No pre-treatment | Open pit uranium mine filled with water (now a pond) | N | No pre- or post-treatment | Slurry was delivered to the pond by means of a revolving spray nozzle mounted on a float. Hydrated lime slurry was pumped from a tanker truck to the spray nozzle and conveyed through 500 feet of floating 3-inch-diameter hose. | White King pond contains approximately 79 million gallons of water and covers 13.4 acres. Maximum water depth is approximately 70 ft; Average water depth is approximately 18 ft. | Pilot | Pre-lime application (August 18, 1998) post-lime application (August 19, 1998) | Alkalinity | Alkalinity to pH 4.5 | mg/L | N | 30 | Data not provided | Data not provided | Not Applicable | Data not provided | Data not provided | Not Applicable | Data not provided | Data not provided | Not Applicable | Data not provided | Data not provided | Not Applicable | Data not provided | Data not provided | Data not provided | Data not provided | Data not provided | Data not provided | Data not provided | Data not provided | Data not provided | Post-lime (August 19, 1998) | 8.34 | 7.04 | mg/L | 20.73 | °C | Data not provided | N/A | Data not provided | N/A | 379 | mV | 412 | µS/cm | None | N/A | Data not provided | Data not provided | Data not provided | Data not provided | Data not provided | Data not provided | Data not provided | Data not provided | Data not provided | Data not provided | Data not provided | Data not provided | Data not provided | Additional lime application was needed to treat deepest part of the lake, which was not well mixed with rest of lake | The pH value immediately after application showed it met criteria, but after subsequent mixing, pH was overall too low.
White King Pond Neutralization Report, White King/Lucky Lass Mines Site Lakeview, Oregon | FREMONT NATIONAL FOREST/WHITE KING AND LUCKY LASS URANIUM MINES (USDA) | OR7122307658 | N/A | N/A | Site 4 | Post operations | Application of hydrated lime - pond neutralization | Active | Pond neutralization | No pre-treatment | Open pit uranium mine filled with water (now a pond) | N | No pre- or post-treatment | Slurry was delivered to the pond by means of a revolving spray nozzle mounted on a float. Hydrated lime slurry was pumped from a tanker truck to the spray nozzle and conveyed through 500 feet of floating 3-inch-diameter hose. | White King pond contains approximately 79 million gallons of water and covers 13.4 acres. Maximum water depth is approximately 70 ft; Average water depth is approximately 18 ft. | Pilot | Pre-lime application (August 18, 1998) post-lime application (August 19, 1998) | Alkalinity | Alkalinity to pH 4.5 | mg/L | N | 50 | ND | 1.4 | Not Applicable | Data not provided | Data not provided | Not Applicable | Data not provided | Data not provided | Not Applicable | Data not provided | Data not provided | Not Applicable | Data not provided | Data not provided | Data not provided | Data not provided | Data not provided | Data not provided | Data not provided | Data not provided | Data not provided | Pre-lime (August 18, 1998) | 4.35 | 6.94 | mg/L | 20.41 | °C | Data not provided | N/A | Data not provided | N/A | 518 | mV | 419 | µS/cm | None | N/A | Data not provided | Data not provided | Data not provided | Data not provided | Data not provided | Data not provided | Data not provided | Data not provided | Data not provided | Data not provided | Data not provided | Data not provided | Data not provided | Additional lime application was needed to treat deepest part of the lake, which was not well mixed with rest of lake | The pH value immediately after application showed it met criteria, but after subsequent mixing, pH was overall too low. | ND = non-detect (0.46 mg/L). Post-lime water chemistry data are presented on the row below.
White King Pond Neutralization Report, White King/Lucky Lass Mines Site Lakeview, Oregon | FREMONT NATIONAL FOREST/WHITE KING AND LUCKY LASS URANIUM MINES (USDA) | OR7122307658 | N/A | N/A | Site 4 | Post operations | Application of hydrated lime - pond neutralization | Active | Pond neutralization | No pre-treatment | Open pit uranium mine filled with water (now a pond) | N | No pre- or post-treatment | Slurry was delivered to the pond by means of a revolving spray nozzle mounted on a float. Hydrated lime slurry was pumped from a tanker truck to the spray nozzle and conveyed through 500 feet of floating 3-inch-diameter hose. | White King pond contains approximately 79 million gallons of water and covers 13.4 acres. Maximum water depth is approximately 70 ft; Average water depth is approximately 18 ft. | Pilot | Pre-lime application (August 18, 1998) post-lime application (August 19, 1998) | Alkalinity | Alkalinity to pH 4.5 | mg/L | N | 50 | Data not provided | Data not provided | Not Applicable | Data not provided | Data not provided | Not Applicable | Data not provided | Data not provided | Not Applicable | Data not provided | Data not provided | Not Applicable | Data not provided | Data not provided | Data not provided | Data not provided | Data not provided | Data not provided | Data not provided | Data not provided | Data not provided | Post-lime (August 19, 1998) | 7.09 | 7 | mg/L | 20.25 | °C | Data not provided | N/A | Data not provided | N/A | 326 | mV | 415 | µS/cm | None | N/A | Data not provided | Data not provided | Data not provided | Data not provided | Data not provided | Data not provided | Data not provided | Data not provided | Data not provided | Data not provided | Data not provided | Data not provided | Data not provided | Additional lime application was needed to treat deepest part of the lake, which was not well mixed with rest of lake | The pH value immediately after application showed it met criteria, but after subsequent mixing, pH was overall too low.
White King Pond Neutralization Report, White King/Lucky Lass Mines Site Lakeview, Oregon | FREMONT NATIONAL FOREST/WHITE KING AND LUCKY LASS URANIUM MINES (USDA) | OR7122307658 | N/A | N/A | Site 4 | Post operations | Application of hydrated lime - pond neutralization | Active | Pond neutralization | No pre-treatment | Open pit uranium mine filled with water (now a pond) | N | No pre- or post-treatment | Slurry was delivered to the pond by means of a revolving spray nozzle mounted on a float. Hydrated lime slurry was pumped from a tanker truck to the spray nozzle and conveyed through 500 feet of floating 3-inch-diameter hose. | White King pond contains approximately 79 million gallons of water and covers 13.4 acres. Maximum water depth is approximately 70 ft; Average water depth is approximately 18 ft. | Pilot | Pre-lime application (August 18, 1998) post-lime application (August 19, 1998) | Aluminum | Al, total | mg/L | N | 30 | 1.55 | 0.73 | 52.9032 | Data not provided | Data not provided | Not Applicable | Data not provided | Data not provided | Not Applicable | Data not provided | Data not provided | Not Applicable | Data not provided | Data not provided | Data not provided | Data not provided | Data not provided | Data not provided | Data not provided | Data not provided | Data not provided | Pre-lime (August 18, 1998) | 4.5 | 7.06 | mg/L | 20.91 | °C | Data not provided | N/A | Data not provided | N/A | 513 | mV | 397 | µS/cm | None | N/A | Data not provided | Data not provided | Data not provided | Data not provided | Data not provided | Data not provided | N for this sample, report says Al meets PRG overall | 0.2 mg/L; EPA Preliminary Remediation Goal (PRG) | Data not provided | Data not provided | Data not provided | Data not provided | Data not provided | Additional lime application was needed to treat deepest part of the lake, which was not well mixed with rest of lake | The pH value immediately after application showed it met criteria, but after subsequent mixing, pH was overall too low. | Pre-treatment water chemistry data are presented on the row for total Al, while post-treatment water chemistry data are presented on the row for dissolved Al. The pre and post-treatment water chemistry data apply to both total and dissolved concentrations.
White King Pond Neutralization Report, White King/Lucky Lass Mines Site Lakeview, Oregon | FREMONT NATIONAL FOREST/WHITE KING AND LUCKY LASS URANIUM MINES (USDA) | OR7122307658 | N/A | N/A | Site 4 | Post operations | Application of hydrated lime - pond neutralization | Active | Pond neutralization | No pre-treatment | Open pit uranium mine filled with water (now a pond) | N | No pre- or post-treatment | Slurry was delivered to the pond by means of a revolving spray nozzle mounted on a float. Hydrated lime slurry was pumped from a tanker truck to the spray nozzle and conveyed through 500 feet of floating 3-inch-diameter hose. | White King pond contains approximately 79 million gallons of water and covers 13.4 acres. Maximum water depth is approximately 70 ft; Average water depth is approximately 18 ft. | Pilot | Pre-lime application (August 18, 1998) post-lime application (August 19, 1998) | Aluminum | Al, dissolved | mg/L | N | 30 | 1.5 | 0.09 | 94 | Data not provided | Data not provided | Not Applicable | Data not provided | Data not provided | Not Applicable | Data not provided | Data not provided | Not Applicable | Data not provided | Data not provided | Data not provided | Data not provided | Data not provided | Data not provided | Data not provided | Data not provided | Data not provided | Post-lime (August 19, 1998) | 8.34 | 7.04 | mg/L | 20.73 | °C | Data not provided | N/A | Data not provided | N/A | 379 | mV | 412 | µS/cm | None | N/A | Data not provided | Data not provided | Data not provided | Data not provided | Data not provided | Data not provided | Y | 0.2 mg/L; EPA Preliminary Remediation Goal (PRG) | Data not provided | Data not provided | Data not provided | Data not provided | Data not provided | Additional lime application was needed to treat deepest part of the lake, which was not well mixed with rest of lake | The pH value immediately after application showed it met criteria, but after subsequent mixing, pH was overall too low. | Pre-treatment water chemistry data are presented on the row for total Al, while post-treatment water chemistry data are presented on the row for dissolved Al. The pre and post-treatment water chemistry data apply to both total and dissolved concentrations.
White King Pond Neutralization Report, White King/Lucky Lass Mines Site Lakeview, Oregon | FREMONT NATIONAL FOREST/WHITE KING AND LUCKY LASS URANIUM MINES (USDA) | OR7122307658 | N/A | N/A | Site 4 | Post operations | Application of hydrated lime - pond neutralization | Active | Pond neutralization | No pre-treatment | Open pit uranium mine filled with water (now a pond) | N | No pre- or post-treatment | Slurry was delivered to the pond by means of a revolving spray nozzle mounted on a float. Hydrated lime slurry was pumped from a tanker truck to the spray nozzle and conveyed through 500 feet of floating 3-inch-diameter hose. | White King pond contains approximately 79 million gallons of water and covers 13.4 acres. Maximum water depth is approximately 70 ft; Average water depth is approximately 18 ft. | Pilot | Pre-lime application (August 18, 1998) post-lime application (August 19, 1998) | Aluminum | Al, total | mg/L | N | 50 | 1.6 | 0.78 | 51.25 | Data not provided | Data not provided | Not Applicable | Data not provided | Data not provided | Not Applicable | Data not provided | Data not provided | Not Applicable | Data not provided | Data not provided | Data not provided | Data not provided | Data not provided | Data not provided | Data not provided | Data not provided | Data not provided | Pre-lime (August 18, 1998) | 4.35 | 6.94 | mg/L | 20.41 | °C | Data not provided | N/A | Data not provided | N/A | 518 | mV | 419 | µS/cm | None | N/A | Data not provided | Data not provided | Data not provided | Data not provided | Data not provided | Data not provided | N for this sample, report says Al meets PRG overall | 0.2 mg/L; EPA Preliminary Remediation Goal (PRG) | Data not provided | Data not provided | Data not provided | Data not provided | Data not provided | Additional lime application was needed to treat deepest part of the lake, which was not well mixed with rest of lake | The pH value immediately after application showed it met criteria, but after subsequent mixing, pH was overall too low. | Pre-treatment water chemistry data are presented on the row for total Al, while post-treatment water chemistry data are presented on the row for dissolved Al. The pre and post-treatment water chemistry data apply to both total and dissolved concentrations.
White King Pond Neutralization Report, White King/Lucky Lass Mines Site Lakeview, Oregon | FREMONT NATIONAL FOREST/WHITE KING AND LUCKY LASS URANIUM MINES (USDA) | OR7122307658 | N/A | N/A | Site 4 | Post operations | Application of hydrated lime - pond neutralization | Active | Pond neutralization | No pre-treatment | Open pit uranium mine filled with water (now a pond) | N | No pre- or post-treatment | Slurry was delivered to the pond by means of a revolving spray nozzle mounted on a float. Hydrated lime slurry was pumped from a tanker truck to the spray nozzle and conveyed through 500 feet of floating 3-inch-diameter hose. | White King pond contains approximately 79 million gallons of water and covers 13.4 acres. Maximum water depth is approximately 70 ft; Average water depth is approximately 18 ft. | Pilot | Pre-lime application (August 18, 1998) post-lime application (August 19, 1998) | Aluminum | Al, dissolved | mg/L | N | 50 | 1.52 | 0.066 | 95.6579 | Data not provided | Data not provided | Not Applicable | Data not provided | Data not provided | Not Applicable | Data not provided | Data not provided | Not Applicable | Data not provided | Data not provided | Data not provided | Data not provided | Data not provided | Data not provided | Data not provided | Data not provided | Data not provided | Post-lime (August 19, 1998) | 7.09 | 7 | mg/L | 20.25 | °C | Data not provided | N/A | Data not provided | N/A | 326 | mV | 415 | µS/cm | None | N/A | Data not provided | Data not provided | Data not provided | Data not provided | Data not provided | Data not provided | Y | 0.2 mg/L; EPA Preliminary Remediation Goal (PRG) | Data not provided | Data not provided | Data not provided | Data not provided | Data not provided | Additional lime application was needed to treat deepest part of the lake, which was not well mixed with rest of lake | The pH value immediately after application showed it met criteria, but after subsequent mixing, pH was overall too low. | Pre-treatment water chemistry data are presented on the row for total Al, while post-treatment water chemistry data are presented on the row for dissolved Al. The pre and post-treatment water chemistry data apply to both total and dissolved concentrations.
White King Pond Neutralization Report, White King/Lucky Lass Mines Site Lakeview, Oregon | FREMONT NATIONAL FOREST/WHITE KING AND LUCKY LASS URANIUM MINES (USDA) | OR7122307658 | N/A | N/A | Site 4 | Post operations | Application of hydrated lime - pond neutralization | Active | Pond neutralization | No pre-treatment | Open pit uranium mine filled with water (now a pond) | N | No pre- or post-treatment | Slurry was delivered to the pond by means of a revolving spray nozzle mounted on a float. Hydrated lime slurry was pumped from a tanker truck to the spray nozzle and conveyed through 500 feet of floating 3-inch-diameter hose. | White King pond contains approximately 79 million gallons of water and covers 13.4 acres. Maximum water depth is approximately 70 ft; Average water depth is approximately 18 ft. | Pilot | Pre-lime application (August 18, 1998) post-lime application (August 19, 1998) | Arsenic | As, total | mg/L | N | 30 | 0.046 | 0.027 | 41.3043 | Data not provided | Data not provided | Not Applicable | Data not provided | Data not provided | Not Applicable | Data not provided | Data not provided | Not Applicable | Data not provided | Data not provided | Data not provided | Data not provided | Data not provided | Data not provided | Data not provided | Data not provided | Data not provided | Pre-lime (August 18, 1998) | 4.5 | 7.06 | mg/L | 20.91 | °C | Data not provided | N/A | Data not provided | N/A | 513 | mV | 397 | µS/cm | None | N/A | Data not provided | Data not provided | Data not provided | Data not provided | Data not provided | Data not provided | Y | 0.036 mg/L EPA Preliminary Remediation Goal (PRG) | Data not provided | Data not provided | Data not provided | Data not provided | Data not provided | Additional lime application was needed to treat deepest part of the lake, which was not well mixed with rest of lake | The pH value immediately after application showed it met criteria, but after subsequent mixing, pH was overall too low. | Pre-treatment water chemistry data are presented on the row for total As, while post-treatment water chemistry data are presented on the row for dissolved As. The pre and post-treatment water chemistry data apply to both total and dissolved concentrations.
White King Pond Neutralization Report, White King/Lucky Lass Mines Site Lakeview, Oregon | FREMONT NATIONAL FOREST/WHITE KING AND LUCKY LASS URANIUM MINES (USDA) | OR7122307658 | N/A | N/A | Site 4 | Post operations | Application of hydrated lime - pond neutralization | Active | Pond neutralization | No pre-treatment | Open pit uranium mine filled with water (now a pond) | N | No pre- or post-treatment | Slurry was delivered to the pond by means of a revolving spray nozzle mounted on a float. Hydrated lime slurry was pumped from a tanker truck to the spray nozzle and conveyed through 500 feet of floating 3-inch-diameter hose. | White King pond contains approximately 79 million gallons of water and covers 13.4 acres. Maximum water depth is approximately 70 ft; Average water depth is approximately 18 ft. | Pilot | Pre-lime application (August 18, 1998) post-lime application (August 19, 1998) | Arsenic | As, dissolved | mg/L | N | 30 | 0.032 | 0.012 | 62.5 | Data not provided | Data not provided | Not Applicable | Data not provided | Data not provided | Not Applicable | Data not provided | Data not provided | Not Applicable | Data not provided | Data not provided | Data not provided | Data not provided | Data not provided | Data not provided | Data not provided | Data not provided | Data not provided | Post-lime (August 19, 1998) | 8.34 | 7.04 | mg/L | 20.73 | °C | Data not provided | N/A | Data not provided | N/A | 379 | mV | 412 | µS/cm | None | N/A | Data not provided | Data not provided | Data not provided | Data not provided | Data not provided | Data not provided | Y | 0.036 mg/L EPA Preliminary Remediation Goal (PRG) | Data not provided | Data not provided | Data not provided | Data not provided | Data not provided | Additional lime application was needed to treat deepest part of the lake, which was not well mixed with rest of lake | The pH value immediately after application showed it met criteria, but after subsequent mixing, pH was overall too low. | Pre-treatment water chemistry data are presented on the row for total As, while post-treatment water chemistry data are presented on the row for dissolved As. The pre and post-treatment water chemistry data apply to both total and dissolved concentrations.
White King Pond Neutralization Report, White King/Lucky Lass Mines Site Lakeview, Oregon | FREMONT NATIONAL FOREST/WHITE KING AND LUCKY LASS URANIUM MINES (USDA) | OR7122307658 | N/A | N/A | Site 4 | Post operations | Application of hydrated lime - pond neutralization | Active | Pond neutralization | No pre-treatment | Open pit uranium mine filled with water (now a pond) | N | No pre- or post-treatment | Slurry was delivered to the pond by means of a revolving spray nozzle mounted on a float. Hydrated lime slurry was pumped from a tanker truck to the spray nozzle and conveyed through 500 feet of floating 3-inch-diameter hose. | White King pond contains approximately 79 million gallons of water and covers 13.4 acres. Maximum water depth is approximately 70 ft; Average water depth is approximately 18 ft. | Pilot | Pre-lime application (August 18, 1998) post-lime application (August 19, 1998) | Arsenic | As, total | mg/L | N | 50 | 0.097 | 0.046 | 52.5773 | Data not provided | Data not provided | Not Applicable | Data not provided | Data not provided | Not Applicable | Data not provided | Data not provided | Not Applicable | Data not provided | Data not provided | Data not provided | Data not provided | Data not provided | Data not provided | Data not provided | Data not provided | Data not provided | Pre-lime (August 18, 1998) | 4.35 | 6.94 | mg/L | 20.41 | °C | Data not provided | N/A | Data not provided | N/A | 518 | mV | 419 | µS/cm | None | N/A | Data not provided | Data not provided | Data not provided | Data not provided | Data not provided | Data not provided | N for this sample, report says As meets PRG overall | 0.036 mg/L EPA Preliminary Remediation Goal (PRG) | Data not provided | Data not provided | Data not provided | Data not provided | Data not provided | Additional lime application was needed to treat deepest part of the lake, which was not well mixed with rest of lake | The pH value immediately after application showed it met criteria, but after subsequent mixing, pH was overall too low. | Pre-treatment water chemistry data are presented on the row for total As, while post-treatment water chemistry data are presented on the row for dissolved As. The pre and post-treatment water chemistry data apply to both total and dissolved concentrations.
White King Pond Neutralization Report, White King/Lucky Lass Mines Site Lakeview, Oregon | FREMONT NATIONAL FOREST/WHITE KING AND LUCKY LASS URANIUM MINES (USDA) | OR7122307658 | N/A | N/A | Site 4 | Post operations | Application of hydrated lime - pond neutralization | Active | Pond neutralization | No pre-treatment | Open pit uranium mine filled with water (now a pond) | N | No pre- or post-treatment | Slurry was delivered to the pond by means of a revolving spray nozzle mounted on a float. Hydrated lime slurry was pumped from a tanker truck to the spray nozzle and conveyed through 500 feet of floating 3-inch-diameter hose. | White King pond contains approximately 79 million gallons of water and covers 13.4 acres. Maximum water depth is approximately 70 ft; Average water depth is approximately 18 ft. | Pilot | Pre-lime application (August 18, 1998) post-lime application (August 19, 1998) | Arsenic | As, dissolved | mg/L | N | 50 | 0.072 | 0.015 | 79.1667 | Data not provided | Data not provided | Not Applicable | Data not provided | Data not provided | Not Applicable | Data not provided | Data not provided | Not Applicable | Data not provided | Data not provided | Data not provided | Data not provided | Data not provided | Data not provided | Data not provided | Data not provided | Data not provided | Post-lime (August 19, 1998) | 7.09 | 7 | mg/L | 20.25 | °C | Data not provided | N/A | Data not provided | N/A | 326 | mV | 415 | µS/cm | None | N/A | Data not provided | Data not provided | Data not provided | Data not provided | Data not provided | Data not provided | Y | 0.036 mg/L EPA Preliminary Remediation Goal (PRG) | Data not provided | Data not provided | Data not provided | Data not provided | Data not provided | Additional lime application was needed to treat deepest part of the lake, which was not well mixed with rest of lake | The pH value immediately after application showed it met criteria, but after subsequent mixing, pH was overall too low. | Pre-treatment water chemistry data are presented on the row for total As, while post-treatment water chemistry data are presented on the row for dissolved As. The pre and post-treatment water chemistry data apply to both total and dissolved concentrations.
White King Pond Neutralization Report, White King/Lucky Lass Mines Site Lakeview, Oregon | FREMONT NATIONAL FOREST/WHITE KING AND LUCKY LASS URANIUM MINES (USDA) | OR7122307658 | N/A | N/A | Site 4 | Post operations | Application of hydrated lime - pond neutralization | Active | Pond neutralization | No pre-treatment | Open pit uranium mine filled with water (now a pond) | N | No pre- or post-treatment | Slurry was delivered to the pond by means of a revolving spray nozzle mounted on a float. Hydrated lime slurry was pumped from a tanker truck to the spray nozzle and conveyed through 500 feet of floating 3-inch-diameter hose. | White King pond contains approximately 79 million gallons of water and covers 13.4 acres. Maximum water depth is approximately 70 ft; Average water depth is approximately 18 ft. | Pilot | Pre-lime application (August 18, 1998) post-lime application (August 19, 1998) | Barium | Ba, total | mg/L | N | 30 | 0.0232 | 0.0222 | 4.3103 | Data not provided | Data not provided | Not Applicable | Data not provided | Data not provided | Not Applicable | Data not provided | Data not provided | Not Applicable | Data not provided | Data not provided | Data not provided | Data not provided | Data not provided | Data not provided | Data not provided | Data not provided | Data not provided | Pre-lime (August 18, 1998) | 4.5 | 7.06 | mg/L | 20.91 | °C | Data not provided | N/A | Data not provided | N/A | 513 | mV | 397 | µS/cm | None | N/A | Data not provided | Data not provided | Data not provided | Data not provided | Data not provided | Data not provided | Data not provided | Data not provided | Data not provided | Data not provided | Data not provided | Data not provided | Data not provided | Additional lime application was needed to treat deepest part of the lake, which was not well mixed with rest of lake | The pH value immediately after application showed it met criteria, but after subsequent mixing, pH was overall too low. | Pre-treatment water chemistry data are presented on the row for total Ba, while post-treatment water chemistry data are presented on the row for dissolved Ba. The pre and post-treatment water chemistry data apply to both total and dissolved concentrations.
White King Pond Neutralization Report, White King/Lucky Lass Mines Site Lakeview, Oregon | FREMONT NATIONAL FOREST/WHITE KING AND LUCKY LASS URANIUM MINES (USDA) | OR7122307658 | N/A | N/A | Site 4 | Post operations | Application of hydrated lime - pond neutralization | Active | Pond neutralization | No pre-treatment | Open pit uranium mine filled with water (now a pond) | N | No pre- or post-treatment | Slurry was delivered to the pond by means of a revolving spray nozzle mounted on a float. Hydrated lime slurry was pumped from a tanker truck to the spray nozzle and conveyed through 500 feet of floating 3-inch-diameter hose. | White King pond contains approximately 79 million gallons of water and covers 13.4 acres. Maximum water depth is approximately 70 ft; Average water depth is approximately 18 ft. | Pilot | Pre-lime application (August 18, 1998) post-lime application (August 19, 1998) | Barium | Ba, Dissolved | mg/L | N | 30 | 0.0229 | 0.0198 | 13.5371 | Data not provided | Data not provided | Not Applicable | Data not provided | Data not provided | Not Applicable | Data not provided | Data not provided | Not Applicable | Data not provided | Data not provided | Data not provided | Data not provided | Data not provided | Data not provided | Data not provided | Data not provided | Data not provided | Post-lime (August 19, 1998) | 8.34 | 7.04 | mg/L | 20.73 | °C | Data not provided | N/A | Data not provided | N/A | 379 | mV | 412 | µS/cm | None | N/A | Data not provided | Data not provided | Data not provided | Data not provided | Data not provided | Data not provided | Data not provided | Data not provided | Data not provided | Data not provided | Data not provided | Data not provided | Data not provided | Additional lime application was needed to treat deepest part of the lake, which was not well mixed with rest of lake | The pH value immediately after application showed it met criteria, but after subsequent mixing, pH was overall too low. | Pre-treatment water chemistry data are presented on the row for total Ba, while post-treatment water chemistry data are presented on the row for dissolved Ba. The pre and post-treatment water chemistry data apply to both total and dissolved concentrations.
White King Pond Neutralization Report, White King/Lucky Lass Mines Site Lakeview, Oregon | FREMONT NATIONAL FOREST/WHITE KING AND LUCKY LASS URANIUM MINES (USDA) | OR7122307658 | N/A | N/A | Site 4 | Post operations | Application of hydrated lime - pond neutralization | Active | Pond neutralization | No pre-treatment | Open pit uranium mine filled with water (now a pond) | N | No pre- or post-treatment | Slurry was delivered to the pond by means of a revolving spray nozzle mounted on a float. Hydrated lime slurry was pumped from a tanker truck to the spray nozzle and conveyed through 500 feet of floating 3-inch-diameter hose. | White King pond contains approximately 79 million gallons of water and covers 13.4 acres. Maximum water depth is approximately 70 ft; Average water depth is approximately 18 ft. | Pilot | Pre-lime application (August 18, 1998) post-lime application (August 19, 1998) | Barium | Ba, Total | mg/L | N | 50 | 0.0232 | 0.0226 | 2.5862 | Data not provided | Data not provided | Not Applicable | Data not provided | Data not provided | Not Applicable | Data not provided | Data not provided | Not Applicable | Data not provided | Data not provided | Data not provided | Data not provided | Data not provided | Data not provided | Data not provided | Data not provided | Data not provided | Pre-lime (August 18, 1998) | 4.35 | 6.94 | mg/L | 20.41 | °C | Data not provided | N/A | Data not provided | N/A | 518 | mV | 419 | µS/cm | None | N/A | Data not provided | Data not provided | Data not provided | Data not provided | Data not provided | Data not provided | Data not provided | Data not provided | Data not provided | Data not provided | Data not provided | Data not provided | Data not provided | Additional lime application was needed to treat deepest part of the lake, which was not well mixed with rest of lake | The pH value immediately after application showed it met criteria, but after subsequent mixing, pH was overall too low. | Pre-treatment water chemistry data are presented on the row for total Ba, while post-treatment water chemistry data are presented on the row for dissolved Ba. The pre and post-treatment water chemistry data apply to both total and dissolved concentrations.
White King Pond Neutralization Report, White King/Lucky Lass Mines Site Lakeview, Oregon | FREMONT NATIONAL FOREST/WHITE KING AND LUCKY LASS URANIUM MINES (USDA) | OR7122307658 | N/A | N/A | Site 4 | Post operations | Application of hydrated lime - pond neutralization | Active | Pond neutralization | No pre-treatment | Open pit uranium mine filled with water (now a pond) | N | No pre- or post-treatment | Slurry was delivered to the pond by means of a revolving spray nozzle mounted on a float. Hydrated lime slurry was pumped from a tanker truck to the spray nozzle and conveyed through 500 feet of floating 3-inch-diameter hose. | White King pond contains approximately 79 million gallons of water and covers 13.4 acres. Maximum water depth is approximately 70 ft; Average water depth is approximately 18 ft. | Pilot | Pre-lime application (August 18, 1998) post-lime application (August 19, 1998) | Barium | Ba, Dissolved | mg/L | N | 50 | 0.0226 | 0.0206 | 8.8496 | Data not provided | Data not provided | Not Applicable | Data not provided | Data not provided | Not Applicable | Data not provided | Data not provided | Not Applicable | Data not provided | Data not provided | Data not provided | Data not provided | Data not provided | Data not provided | Data not provided | Data not provided | Data not provided | Post-lime (August 19, 1998) | 7.09 | 7 | mg/L | 20.25 | °C | Data not provided | N/A | Data not provided | N/A | 326 | mV | 415 | µS/cm | None | N/A | Data not provided | Data not provided | Data not provided | Data not provided | Data not provided | Data not provided | Data not provided | Data not provided | Data not provided | Data not provided | Data not provided | Data not provided | Data not provided | Additional lime application was needed to treat deepest part of the lake, which was not well mixed with rest of lake | The pH value immediately after application showed it met criteria, but after subsequent mixing, pH was overall too low. | Pre-treatment water chemistry data are presented on the row for total Ba, while post-treatment water chemistry data are presented on the row for dissolved Ba. The pre and post-treatment water chemistry data apply to both total and dissolved concentrations.
White King Pond Neutralization Report, White King/Lucky Lass Mines Site Lakeview, Oregon | FREMONT NATIONAL FOREST/WHITE KING AND LUCKY LASS URANIUM MINES (USDA) | OR7122307658 | N/A | N/A | Site 4 | Post operations | Application of hydrated lime - pond neutralization | Active | Pond neutralization | No pre-treatment | Open pit uranium mine filled with water (now a pond) | N | No pre- or post-treatment | Slurry was delivered to the pond by means of a revolving spray nozzle mounted on a float. Hydrated lime slurry was pumped from a tanker truck to the spray nozzle and conveyed through 500 feet of floating 3-inch-diameter hose. | White King pond contains approximately 79 million gallons of water and covers 13.4 acres. Maximum water depth is approximately 70 ft; Average water depth is approximately 18 ft. | Pilot | Pre-lime application (August 18, 1998) post-lime application (August 19, 1998) | Beryllium | Be, total | mg/L | N | 30 | 0.0037 | 0.002 | 45.9459 | Data not provided | Data not provided | Not Applicable | Data not provided | Data not provided | Not Applicable | Data not provided | Data not provided | Not Applicable | Data not provided | Data not provided | Data not provided | Data not provided | Data not provided | Data not provided | Data not provided | Data not provided | Data not provided | Pre-lime (August 18, 1998) | 4.5 | 7.06 | mg/L | 20.91 | °C | Data not provided | N/A | Data not provided | N/A | 513 | mV | 397 | µS/cm | None | N/A | Data not provided | Data not provided | Data not provided | Data not provided | Data not provided | Data not provided | Y | 0.0053 mg/L; lowest observed effects level | Data not provided | Data not provided | Data not provided | Data not provided | Data not provided | Additional lime application was needed to treat deepest part of the lake, which was not well mixed with rest of lake | The pH value immediately after application showed it met criteria, but after subsequent mixing, pH was overall too low. | Pre-treatment water chemistry data are presented on the row for total Be, while post-treatment water chemistry data are presented on the row for dissolved Be. The pre and post-treatment water chemistry data apply to both total and dissolved concentrations.
White King Pond Neutralization Report, White King/Lucky Lass Mines Site Lakeview, Oregon | FREMONT NATIONAL FOREST/WHITE KING AND LUCKY LASS URANIUM MINES (USDA) | OR7122307658 | N/A | N/A | Site 4 | Post operations | Application of hydrated lime - pond neutralization | Active | Pond neutralization | No pre-treatment | Open pit uranium mine filled with water (now a pond) | N | No pre- or post-treatment | Slurry was delivered to the pond by means of a revolving spray nozzle mounted on a float. Hydrated lime slurry was pumped from a tanker truck to the spray nozzle and conveyed through 500 feet of floating 3-inch-diameter hose. | White King pond contains approximately 79 million gallons of water and covers 13.4 acres. Maximum water depth is approximately 70 ft; Average water depth is approximately 18 ft. | Pilot | Pre-lime application (August 18, 1998) post-lime application (August 19, 1998) | Beryllium | Be, dissolved | mg/L | N | 30 | 0.0037 | ND | 77.027 | Data not provided | Data not provided | Not Applicable | Data not provided | Data not provided | Not Applicable | Data not provided | Data not provided | Not Applicable | Data not provided | Data not provided | Data not provided | Data not provided | Data not provided | Data not provided | Data not provided | Data not provided | Data not provided | Post-lime (August 19, 1998) | 8.34 | 7.04 | mg/L | 20.73 | °C | Data not provided | N/A | Data not provided | N/A | 379 | mV | 412 | µS/cm | None | N/A | Data not provided | Data not provided | Data not provided | Data not provided | Data not provided | Data not provided | Y | 0.0053 mg/L; lowest observed effects level | Data not provided | Data not provided | Data not provided | Data not provided | Data not provided | Additional lime application was needed to treat deepest part of the lake, which was not well mixed with rest of lake | The pH value immediately after application showed it met criteria, but after subsequent mixing, pH was overall too low. | Pre-treatment water chemistry data are presented on the row for total Be, while post-treatment water chemistry data are presented on the row for dissolved Be. The pre and post-treatment water chemistry data apply to both total and dissolved concentrations. ND = non-detect (0.0017 mg/L)
White King Pond Neutralization Report, White King/Lucky Lass Mines Site Lakeview, Oregon | FREMONT NATIONAL FOREST/WHITE KING AND LUCKY LASS URANIUM MINES (USDA) | OR7122307658 | N/A | N/A | Site 4 | Post operations | Application of hydrated lime - pond neutralization | Active | Pond neutralization | No pre-treatment | Open pit uranium mine filled with water (now a pond) | N | No pre- or post-treatment | Slurry was delivered to the pond by means of a revolving spray nozzle mounted on a float. Hydrated lime slurry was pumped from a tanker truck to the spray nozzle and conveyed through 500 feet of floating 3-inch-diameter hose. | White King pond contains approximately 79 million gallons of water and covers 13.4 acres. Maximum water depth is approximately 70 ft; Average water depth is approximately 18 ft. | Pilot | Pre-lime application (August 18, 1998) post-lime application (August 19, 1998) | Beryllium | Be, total | mg/L | N | 50 | 0.0038 | 0.0023 | 39.4737 | Data not provided | Data not provided | Not Applicable | Data not provided | Data not provided | Not Applicable | Data not provided | Data not provided | Not Applicable | Data not provided | Data not provided | Data not provided | Data not provided | Data not provided | Data not provided | Data not provided | Data not provided | Data not provided | Pre-lime (August 18, 1998) | 4.35 | 6.94 | mg/L | 20.41 | °C | Data not provided | N/A | Data not provided | N/A | 518 | mV | 419 | µS/cm | None | N/A | Data not provided | Data not provided | Data not provided | Data not provided | Data not provided | Data not provided | Y | 0.0053 mg/L; lowest observed effects level | Data not provided | Data not provided | Data not provided | Data not provided | Data not provided | Additional lime application was needed to treat deepest part of the lake, which was not well mixed with rest of lake | The pH value immediately after application showed it met criteria, but after subsequent mixing, pH was overall too low. | Pre-treatment water chemistry data are presented on the row for total Be, while post-treatment water chemistry data are presented on the row for dissolved Be. The pre and post-treatment water chemistry data apply to both total and dissolved concentrations.
White King Pond Neutralization Report, White King/Lucky Lass Mines Site Lakeview, Oregon | FREMONT NATIONAL FOREST/WHITE KING AND LUCKY LASS URANIUM MINES (USDA) | OR7122307658 | N/A | N/A | Site 4 | Post operations | Application of hydrated lime - pond neutralization | Active | Pond neutralization | No pre-treatment | Open pit uranium mine filled with water (now a pond) | N | No pre- or post-treatment | Slurry was delivered to the pond by means of a revolving spray nozzle mounted on a float. Hydrated lime slurry was pumped from a tanker truck to the spray nozzle and conveyed through 500 feet of floating 3-inch-diameter hose. | White King pond contains approximately 79 million gallons of water and covers 13.4 acres. Maximum water depth is approximately 70 ft; Average water depth is approximately 18 ft. | Pilot | Pre-lime application (August 18, 1998) post-lime application (August 19, 1998) | Beryllium | Be, dissolved | mg/L | N | 50 | 0.0037 | ND | 77.027 | Data not provided | Data not provided | Not Applicable | Data not provided | Data not provided | Not Applicable | Data not provided | Data not provided | Not Applicable | Data not provided | Data not provided | Data not provided | Data not provided | Data not provided | Data not provided | Data not provided | Data not provided | Data not provided | Post-lime (August 19, 1998) | 7.09 | 7 | mg/L | 20.25 | °C | Data not provided | N/A | Data not provided | N/A | 326 | mV | 415 | µS/cm | None | N/A | Data not provided | Data not provided | Data not provided | Data not provided | Data not provided | Data not provided | Y | 0.0053 mg/L; lowest observed effects level | Data not provided | Data not provided | Data not provided | Data not provided | Data not provided | Additional lime application was needed to treat deepest part of the lake, which was not well mixed with rest of lake | The pH value immediately after application showed it met criteria, but after subsequent mixing, pH was overall too low. | Pre-treatment water chemistry data are presented on the row for total Be, while post-treatment water chemistry data are presented on the row for dissolved Be. The pre and post-treatment water chemistry data apply to both total and dissolved concentrations. ND = non-detect (0.0017 mg/L)
White King Pond Neutralization Report, White King/Lucky Lass Mines Site Lakeview, Oregon | FREMONT NATIONAL FOREST/WHITE KING AND LUCKY LASS URANIUM MINES (USDA) | OR7122307658 | N/A | N/A | Site 4 | Post operations | Application of hydrated lime - pond neutralization | Active | Pond neutralization | No pre-treatment | Open pit uranium mine filled with water (now a pond) | N | No pre- or post-treatment | Slurry was delivered to the pond by means of a revolving spray nozzle mounted on a float. Hydrated lime slurry was pumped from a tanker truck to the spray nozzle and conveyed through 500 feet of floating 3-inch-diameter hose. | White King pond contains approximately 79 million gallons of water and covers 13.4 acres. Maximum water depth is approximately 70 ft; Average water depth is approximately 18 ft. | Pilot | Pre-lime application (August 18, 1998) post-lime application (August 19, 1998) | Bicarbonate | Bicarbonate | mg/L | N | 30 | ND | 2.1 | Not Applicable | Data not provided | Data not provided | Not Applicable | Data not provided | Data not provided | Not Applicable | Data not provided | Data not provided | Not Applicable | Data not provided | Data not provided | Data not provided | Data not provided | Data not provided | Data not provided | Data not provided | Data not provided | Data not provided | Pre-lime (August 18, 1998) | 4.5 | 7.06 | mg/L | 20.91 | °C | Data not provided | N/A | Data not provided | N/A | 513 | mV | 397 | µS/cm | None | N/A | Data not provided | Data not provided | Data not provided | Data not provided | Data not provided | Data not provided | Data not provided | Data not provided | Data not provided | Data not provided | Data not provided | Data not provided | Data not provided | Additional lime application was needed to treat deepest part of the lake, which was not well mixed with rest of lake | The pH value immediately after application showed it met criteria, but after subsequent mixing, pH was overall too low. | ND = non-detect. Post-lime water chemistry data are presented on the row below.
White King Pond Neutralization Report, White King/Lucky Lass Mines Site Lakeview, Oregon | FREMONT NATIONAL FOREST/WHITE KING AND LUCKY LASS URANIUM MINES (USDA) | OR7122307658 | N/A | N/A | Site 4 | Post operations | Application of hydrated lime - pond neutralization | Active | Pond neutralization | No pre-treatment | Open pit uranium mine filled with water (now a pond) | N | No pre- or post-treatment | Slurry was delivered to the pond by means of a revolving spray nozzle mounted on a float. Hydrated lime slurry was pumped from a tanker truck to the spray nozzle and conveyed through 500 feet of floating 3-inch-diameter hose. | White King pond contains approximately 79 million gallons of water and covers 13.4 acres. Maximum water depth is approximately 70 ft; Average water depth is approximately 18 ft. | Pilot | Pre-lime application (August 18, 1998) post-lime application (August 19, 1998) | Bicarbonate | Bicarbonate | mg/L | N | 30 | Data not provided | Data not provided | Not Applicable | Data not provided | Data not provided | Not Applicable | Data not provided | Data not provided | Not Applicable | Data not provided | Data not provided | Not Applicable | Data not provided | Data not provided | Data not provided | Data not provided | Data not provided | Data not provided | Data not provided | Data not provided | Data not provided | Post-lime (August 19, 1998) | 8.34 | 7.04 | mg/L | 20.73 | °C | Data not provided | N/A | Data not provided | N/A | 379 | mV | 412 | µS/cm | None | N/A | Data not provided | Data not provided | Data not provided | Data not provided | Data not provided | Data not provided | Data not provided | Data not provided | Data not provided | Data not provided | Data not provided | Data not provided | Data not provided | Additional lime application was needed to treat deepest part of the lake, which was not well mixed with rest of lake | The pH value immediately after application showed it met criteria, but after subsequent mixing, pH was overall too low.
White King Pond Neutralization Report, White King/Lucky Lass Mines Site Lakeview, Oregon | FREMONT NATIONAL FOREST/WHITE KING AND LUCKY LASS URANIUM MINES (USDA) | OR7122307658 | N/A | N/A | Site 4 | Post operations | Application of hydrated lime - pond neutralization | Active | Pond neutralization | No pre-treatment | Open pit uranium mine filled with water (now a pond) | N | No pre- or post-treatment | Slurry was delivered to the pond by means of a revolving spray nozzle mounted on a float. Hydrated lime slurry was pumped from a tanker truck to the spray nozzle and conveyed through 500 feet of floating 3-inch-diameter hose. | White King pond contains approximately 79 million gallons of water and covers 13.4 acres. Maximum water depth is approximately 70 ft; Average water depth is approximately 18 ft. | Pilot | Pre-lime application (August 18, 1998) post-lime application (August 19, 1998) | Bicarbonate | Bicarbonate | mg/L | N | 50 | ND | 1.4 | Not Applicable | Data not provided | Data not provided | Not Applicable | Data not provided | Data not provided | Not Applicable | Data not provided | Data not provided | Not Applicable | Data not provided | Data not provided | Data not provided | Data not provided | Data not provided | Data not provided | Data not provided | Data not provided | Data not provided | Pre-lime (August 18, 1998) | 4.35 | 6.94 | mg/L | 20.41 | °C | Data not provided | N/A | Data not provided | N/A | 518 | mV | 419 | µS/cm | None | N/A | Data not provided | Data not provided | Data not provided | Data not provided | Data not provided | Data not provided | Data not provided | Data not provided | Data not provided | Data not provided | Data not provided | Data not provided | Data not provided | Additional lime application was needed to treat deepest part of the lake, which was not well mixed with rest of lake | The pH value immediately after application showed it met criteria, but after subsequent mixing, pH was overall too low. | ND = non-detect. Post-lime water chemistry data are presented on the row below.
White King Pond Neutralization Report, White King/Lucky Lass Mines Site Lakeview, Oregon | FREMONT NATIONAL FOREST/WHITE KING AND LUCKY LASS URANIUM MINES (USDA) | OR7122307658 | N/A | N/A | Site 4 | Post operations | Application of hydrated lime - pond neutralization | Active | Pond neutralization | No pre-treatment | Open pit uranium mine filled with water (now a pond) | N | No pre- or post-treatment | Slurry was delivered to the pond by means of a revolving spray nozzle mounted on a float. Hydrated lime slurry was pumped from a tanker truck to the spray nozzle and conveyed through 500 feet of floating 3-inch-diameter hose. | White King pond contains approximately 79 million gallons of water and covers 13.4 acres. Maximum water depth is approximately 70 ft; Average water depth is approximately 18 ft. | Pilot | Pre-lime application (August 18, 1998) post-lime application (August 19, 1998) | Bicarbonate | Bicarbonate | mg/L | N | 50 | Data not provided | Data not provided | Not Applicable | Data not provided | Data not provided | Not Applicable | Data not provided | Data not provided | Not Applicable | Data not provided | Data not provided | Not Applicable | Data not provided | Data not provided | Data not provided | Data not provided | Data not provided | Data not provided | Data not provided | Data not provided | Data not provided | Post-lime (August 19, 1998) | 7.09 | 7 | mg/L | 20.25 | °C | Data not provided | N/A | Data not provided | N/A | 326 | mV | 415 | µS/cm | None | N/A | Data not provided | Data not provided | Data not provided | Data not provided | Data not provided | Data not provided | Data not provided | Data not provided | Data not provided | Data not provided | Data not provided | Data not provided | Data not provided | Additional lime application was needed to treat deepest part of the lake, which was not well mixed with rest of lake | The pH value immediately after application showed it met criteria, but after subsequent mixing, pH was overall too low.
White King Pond Neutralization Report, White King/Lucky Lass Mines Site Lakeview, Oregon | FREMONT NATIONAL FOREST/WHITE KING AND LUCKY LASS URANIUM MINES (USDA) | OR7122307658 | N/A | N/A | Site 4 | Post operations | Application of hydrated lime - pond neutralization | Active | Pond neutralization | No pre-treatment | Open pit uranium mine filled with water (now a pond) | N | No pre- or post-treatment | Slurry was delivered to the pond by means of a revolving spray nozzle mounted on a float. Hydrated lime slurry was pumped from a tanker truck to the spray nozzle and conveyed through 500 feet of floating 3-inch-diameter hose. | White King pond contains approximately 79 million gallons of water and covers 13.4 acres. Maximum water depth is approximately 70 ft; Average water depth is approximately 18 ft. | Pilot | Pre-lime application (August 18, 1998) post-lime application (August 19, 1998) | Calcium | Ca, total | mg/L | N | 30 | 29.7 | 36.6 | -23.2323 | Data not provided | Data not provided | Not Applicable | Data not provided | Data not provided | Not Applicable | Data not provided | Data not provided | Not Applicable | Data not provided | Data not provided | Data not provided | Data not provided | Data not provided | Data not provided | Data not provided | Data not provided | Data not provided | Pre-lime (August 18, 1998) | 4.5 | 7.06 | mg/L | 20.91 | °C | Data not provided | N/A | Data not provided | N/A | 513 | mV | 397 | µS/cm | None | N/A | Data not provided | Data not provided | Data not provided | Data not provided | Data not provided | Data not provided | Data not provided | Data not provided | Data not provided | Data not provided | Data not provided | Data not provided | Data not provided | Additional lime application was needed to treat deepest part of the lake, which was not well mixed with rest of lake | The pH value immediately after application showed it met criteria, but after subsequent mixing, pH was overall too low. | Pre-treatment water chemistry data are presented on the row for total Ca, while post-treatment water chemistry data are presented on the row for dissolved Ca. The pre and post-treatment water chemistry data apply to both total and dissolved concentrations.
White King Pond Neutralization Report, White King/Lucky Lass Mines Site Lakeview, Oregon | FREMONT NATIONAL FOREST/WHITE KING AND LUCKY LASS URANIUM MINES (USDA) | OR7122307658 | N/A | N/A | Site 4 | Post operations | Application of hydrated lime - pond neutralization | Active | Pond neutralization | No pre-treatment | Open pit uranium mine filled with water (now a pond) | N | No pre- or post-treatment | Slurry was delivered to the pond by means of a revolving spray nozzle mounted on a float. Hydrated lime slurry was pumped from a tanker truck to the spray nozzle and conveyed through 500 feet of floating 3-inch-diameter hose. | White King pond contains approximately 79 million gallons of water and covers 13.4 acres. Maximum water depth is approximately 70 ft; Average water depth is approximately 18 ft. | Pilot | Pre-lime application (August 18, 1998) post-lime application (August 19, 1998) | Calcium | Ca, dissolved | mg/L | N | 30 | 29 | 35.4 | -22.069 | Data not provided | Data not provided | Not Applicable | Data not provided | Data not provided | Not Applicable | Data not provided | Data not provided | Not Applicable | Data not provided | Data not provided | Data not provided | Data not provided | Data not provided | Data not provided | Data not provided | Data not provided | Data not provided | Post-lime (August 19, 1998) | 8.34 | 7.04 | mg/L | 20.73 | °C | Data not provided | N/A | Data not provided | N/A | 379 | mV | 412 | µS/cm | None | N/A | Data not provided | Data not provided | Data not provided | Data not provided | Data not provided | Data not provided | Data not provided | Data not provided | Data not provided | Data not provided | Data not provided | Data not provided | Data not provided | Additional lime application was needed to treat deepest part of the lake, which was not well mixed with rest of lake | The pH value immediately after application showed it met criteria, but after subsequent mixing, pH was overall too low. | Pre-treatment water chemistry data are presented on the row for total Ca, while post-treatment water chemistry data are presented on the row for dissolved Ca. The pre and post-treatment water chemistry data apply to both total and dissolved concentrations.
White King Pond Neutralization Report, White King/Lucky Lass Mines Site Lakeview, Oregon | FREMONT NATIONAL FOREST/WHITE KING AND LUCKY LASS URANIUM MINES (USDA) | OR7122307658 | N/A | N/A | Site 4 | Post operations | Application of hydrated lime - pond neutralization | Active | Pond neutralization | No pre-treatment | Open pit uranium mine filled with water (now a pond) | N | No pre- or post-treatment | Slurry was delivered to the pond by means of a revolving spray nozzle mounted on a float. Hydrated lime slurry was pumped from a tanker truck to the spray nozzle and conveyed through 500 feet of floating 3-inch-diameter hose. | White King pond contains approximately 79 million gallons of water and covers 13.4 acres. Maximum water depth is approximately 70 ft; Average water depth is approximately 18 ft. | Pilot | Pre-lime application (August 18, 1998) post-lime application (August 19, 1998) | Calcium | Ca, total | mg/L | N | 50 | 30.8 | 36.9 | -19.8052 | Data not provided | Data not provided | Not Applicable | Data not provided | Data not provided | Not Applicable | Data not provided | Data not provided | Not Applicable | Data not provided | Data not provided | Data not provided | Data not provided | Data not provided | Data not provided | Data not provided | Data not provided | Data not provided | Pre-lime (August 18, 1998) | 4.35 | 6.94 | mg/L | 20.41 | °C | Data not provided | N/A | Data not provided | N/A | 518 | mV | 419 | µS/cm | None | N/A | Data not provided | Data not provided | Data not provided | Data not provided | Data not provided | Data not provided | Data not provided | Data not provided | Data not provided | Data not provided | Data not provided | Data not provided | Data not provided | Additional lime application was needed to treat deepest part of the lake, which was not well mixed with rest of lake | The pH value immediately after application showed it met criteria, but after subsequent mixing, pH was overall too low. | Pre-treatment water chemistry data are presented on the row for total Ca, while post-treatment water chemistry data are presented on the row for dissolved Ca. The pre and post-treatment water chemistry data apply to both total and dissolved concentrations.
White King Pond Neutralization Report, White King/Lucky Lass Mines Site Lakeview, Oregon | FREMONT NATIONAL FOREST/WHITE KING AND LUCKY LASS URANIUM MINES (USDA) | OR7122307658 | N/A | N/A | Site 4 | Post operations | Application of hydrated lime - pond neutralization | Active | Pond neutralization | No pre-treatment | Open pit uranium mine filled with water (now a pond) | N | No pre- or post-treatment | Slurry was delivered to the pond by means of a revolving spray nozzle mounted on a float. Hydrated lime slurry was pumped from a tanker truck to the spray nozzle and conveyed through 500 feet of floating 3-inch-diameter hose. | White King pond contains approximately 79 million gallons of water and covers 13.4 acres. Maximum water depth is approximately 70 ft; Average water depth is approximately 18 ft. | Pilot | Pre-lime application (August 18, 1998) post-lime application (August 19, 1998) | Calcium | Ca, dissolved | mg/L | N | 50 | 29 | 35.5 | -22.4138 | Data not provided | Data not provided | Not Applicable | Data not provided | Data not provided | Not Applicable | Data not provided | Data not provided | Not Applicable | Data not provided | Data not provided | Data not provided | Data not provided | Data not provided | Data not provided | Data not provided | Data not provided | Data not provided | Post-lime (August 19, 1998) | 7.09 | 7 | mg/L | 20.25 | °C | Data not provided | N/A | Data not provided | N/A | 326 | mV | 415 | µS/cm | None | N/A | Data not provided | Data not provided | Data not provided | Data not provided | Data not provided | Data not provided | Data not provided | Data not provided | Data not provided | Data not provided | Data not provided | Data not provided | Data not provided | Additional lime application was needed to treat deepest part of the lake, which was not well mixed with rest of lake | The pH value immediately after application showed it met criteria, but after subsequent mixing, pH was overall too low. | Pre-treatment water chemistry data are presented on the row for total Ca, while post-treatment water chemistry data are presented on the row for dissolved Ca. The pre and post-treatment water chemistry data apply to both total and dissolved concentrations.
White King Pond Neutralization Report, White King/Lucky Lass Mines Site Lakeview, Oregon | FREMONT NATIONAL FOREST/WHITE KING AND LUCKY LASS URANIUM MINES (USDA) | OR7122307658 | N/A | N/A | Site 4 | Post operations | Application of hydrated lime - pond neutralization | Active | Pond neutralization | No pre-treatment | Open pit uranium mine filled with water (now a pond) | N | No pre- or post-treatment | Slurry was delivered to the pond by means of a revolving spray nozzle mounted on a float. Hydrated lime slurry was pumped from a tanker truck to the spray nozzle and conveyed through 500 feet of floating 3-inch-diameter hose. | White King pond contains approximately 79 million gallons of water and covers 13.4 acres. Maximum water depth is approximately 70 ft; Average water depth is approximately 18 ft. | Pilot | Pre-lime application (August 18, 1998) post-lime application (August 19, 1998) | Cadmium | Cd, total | mg/L | N | 30 | ND | ND | Not Applicable | Data not provided | Data not provided | Not Applicable | Data not provided | Data not provided | Not Applicable | Data not provided | Data not provided | Not Applicable | Data not provided | Data not provided | Data not provided | Data not provided | Data not provided | Data not provided | Data not provided | Data not provided | Data not provided | Pre-lime (August 18, 1998) | 4.5 | 7.06 | mg/L | 20.91 | °C | Data not provided | N/A | Data not provided | N/A | 513 | mV | 397 | µS/cm | None | N/A | Data not provided | Data not provided | Data not provided | Data not provided | Data not provided | Data not provided | N/A | 0.0011 (hardness dependent criterion - used 100 mg/L); AWQC Freshwater Chronic (OAR 340-41 water quality criteria) | Data not provided | Data not provided | Data not provided | Data not provided | Data not provided | Additional lime application was needed to treat deepest part of the lake, which was not well mixed with rest of lake | The pH value immediately after application showed it met criteria, but after subsequent mixing, pH was overall too low. | Pre-treatment water chemistry data are presented on the row for total Cd, while post-treatment water chemistry data are presented on the row for dissolved Cd. The pre and post-treatment water chemistry data apply to both total and dissolved concentrations. ND = non-detect (0.0017 mg/L)
White King Pond Neutralization Report, White King/Lucky Lass Mines Site Lakeview, Oregon | FREMONT NATIONAL FOREST/WHITE KING AND LUCKY LASS URANIUM MINES (USDA) | OR7122307658 | N/A | N/A | Site 4 | Post operations | Application of hydrated lime - pond neutralization | Active | Pond neutralization | No pre-treatment | Open pit uranium mine filled with water (now a pond) | N | No pre- or post-treatment | Slurry was delivered to the pond by means of a revolving spray nozzle mounted on a float. Hydrated lime slurry was pumped from a tanker truck to the spray nozzle and conveyed through 500 feet of floating 3-inch-diameter hose. | White King pond contains approximately 79 million gallons of water and covers 13.4 acres. Maximum water depth is approximately 70 ft; Average water depth is approximately 18 ft. | Pilot | Pre-lime application (August 18, 1998) post-lime application (August 19, 1998) | Cadmium | Cd, dissolved | mg/L | N | 30 | ND | ND | Not Applicable | Data not provided | Data not provided | Not Applicable | Data not provided | Data not provided | Not Applicable | Data not provided | Data not provided | Not Applicable | Data not provided | Data not provided | Data not provided | Data not provided | Data not provided | Data not provided | Data not provided | Data not provided | Data not provided | Post-lime (August 19, 1998) | 8.34 | 7.04 | mg/L | 20.73 | °C | Data not provided | N/A | Data not provided | N/A | 379 | mV | 412 | µS/cm | None | N/A | Data not provided | Data not provided | Data not provided | Data not provided | Data not provided | Data not provided | N/A | 0.0011 (hardness dependent criterion - used 100 mg/L); AWQC Freshwater Chronic (OAR 340-41 water quality criteria) | Data not provided | Data not provided | Data not provided | Data not provided | Data not provided | Additional lime application was needed to treat deepest part of the lake, which was not well mixed with rest of lake | The pH value immediately after application showed it met criteria, but after subsequent mixing, pH was overall too low. | Pre-treatment water chemistry data are presented on the row for total Cd, while post-treatment water chemistry data are presented on the row for dissolved Cd. The pre and post-treatment water chemistry data apply to both total and dissolved concentrations. ND = non-detect (0.0017 mg/L)
White King Pond Neutralization Report, White King/Lucky Lass Mines Site Lakeview, Oregon | FREMONT NATIONAL FOREST/WHITE KING AND LUCKY LASS URANIUM MINES (USDA) | OR7122307658 | N/A | N/A | Site 4 | Post operations | Application of hydrated lime - pond neutralization | Active | Pond neutralization | No pre-treatment | Open pit uranium mine filled with water (now a pond) | N | No pre- or post-treatment | Slurry was delivered to the pond by means of a revolving spray nozzle mounted on a float. Hydrated lime slurry was pumped from a tanker truck to the spray nozzle and conveyed through 500 feet of floating 3-inch-diameter hose. | White King pond contains approximately 79 million gallons of water and covers 13.4 acres. Maximum water depth is approximately 70 ft; Average water depth is approximately 18 ft. | Pilot | Pre-lime application (August 18, 1998) post-lime application (August 19, 1998) | Cadmium | Cd, total | mg/L | N | 50 | ND | ND | Not Applicable | Data not provided | Data not provided | Not Applicable | Data not provided | Data not provided | Not Applicable | Data not provided | Data not provided | Not Applicable | Data not provided | Data not provided | Data not provided | Data not provided | Data not provided | Data not provided | Data not provided | Data not provided | Data not provided | Pre-lime (August 18, 1998) | 4.35 | 6.94 | mg/L | 20.41 | °C | Data not provided | N/A | Data not provided | N/A | 518 | mV | 419 | µS/cm | None | N/A | Data not provided | Data not provided | Data not provided | Data not provided | Data not provided | Data not provided | N/A | 0.0011 (hardness dependent criterion - used 100 mg/L); AWQC Freshwater Chronic (OAR 340-41 water quality criteria) | Data not provided | Data not provided | Data not provided | Data not provided | Data not provided | Additional lime application was needed to treat deepest part of the lake, which was not well mixed with rest of lake | The pH value immediately after application showed it met criteria, but after subsequent mixing, pH was overall too low. | Pre-treatment water chemistry data are presented on the row for total Cd, while post-treatment water chemistry data are presented on the row for dissolved Cd. The pre and post-treatment water chemistry data apply to both total and dissolved concentrations. ND = non-detect (0.0017 mg/L)
White King Pond Neutralization Report, White King/Lucky Lass Mines Site Lakeview, Oregon | FREMONT NATIONAL FOREST/WHITE KING AND LUCKY LASS URANIUM MINES (USDA) | OR7122307658 | N/A | N/A | Site 4 | Post operations | Application of hydrated lime - pond neutralization | Active | Pond neutralization | No pre-treatment | Open pit uranium mine filled with water (now a pond) | N | No pre- or post-treatment | Slurry was delivered to the pond by means of a revolving spray nozzle mounted on a float. Hydrated lime slurry was pumped from a tanker truck to the spray nozzle and conveyed through 500 feet of floating 3-inch-diameter hose. | White King pond contains approximately 79 million gallons of water and covers 13.4 acres. Maximum water depth is approximately 70 ft; Average water depth is approximately 18 ft. | Pilot | Pre-lime application (August 18, 1998) post-lime application (August 19, 1998) | Cadmium | Cd, dissolved | mg/L | N | 50 | ND | ND | Not Applicable | Data not provided | Data not provided | Not Applicable | Data not provided | Data not provided | Not Applicable | Data not provided | Data not provided | Not Applicable | Data not provided | Data not provided | Data not provided | Data not provided | Data not provided | Data not provided | Data not provided | Data not provided | Data not provided | Post-lime (August 19, 1998) | 7.09 | 7 | mg/L | 20.25 | °C | Data not provided | N/A | Data not provided | N/A | 326 | mV | 415 | µS/cm | None | N/A | Data not provided | Data not provided | Data not provided | Data not provided | Data not provided | Data not provided | N/A | 0.0011 (hardness dependent criterion - used 100 mg/L); AWQC Freshwater Chronic (OAR 340-41 water quality criteria) | Data not provided | Data not provided | Data not provided | Data not provided | Data not provided | Additional lime application was needed to treat deepest part of the lake, which was not well mixed with rest of lake | The pH value immediately after application showed it met criteria, but after subsequent mixing, pH was overall too low. | Pre-treatment water chemistry data are presented on the row for total Cd, while post-treatment water chemistry data are presented on the row for dissolved Cd. The pre and post-treatment water chemistry data apply to both total and dissolved concentrations. ND = non-detect (0.0017 mg/L)
White King Pond Neutralization Report, White King/Lucky Lass Mines Site Lakeview, Oregon | FREMONT NATIONAL FOREST/WHITE KING AND LUCKY LASS URANIUM MINES (USDA) | OR7122307658 | N/A | N/A | Site 4 | Post operations | Application of hydrated lime - pond neutralization | Active | Pond neutralization | No pre-treatment | Open pit uranium mine filled with water (now a pond) | N | No pre- or post-treatment | Slurry was delivered to the pond by means of a revolving spray nozzle mounted on a float. Hydrated lime slurry was pumped from a tanker truck to the spray nozzle and conveyed through 500 feet of floating 3-inch-diameter hose. | White King pond contains approximately 79 million gallons of water and covers 13.4 acres. Maximum water depth is approximately 70 ft; Average water depth is approximately 18 ft. | Pilot | Pre-lime application (August 18, 1998) post-lime application (August 19, 1998) | Cobalt | Co, total | mg/L | N | 30 | 0.0311 | 0.0252 | 18.9711 | Data not provided | Data not provided | Not Applicable | Data not provided | Data not provided | Not Applicable | Data not provided | Data not provided | Not Applicable | Data not provided | Data not provided | Data not provided | Data not provided | Data not provided | Data not provided | Data not provided | Data not provided | Data not provided | Pre-lime (August 18, 1998) | 4.5 | 7.06 | mg/L | 20.91 | °C | Data not provided | N/A | Data not provided | N/A | 513 | mV | 397 | µS/cm | None | N/A | Data not provided | Data not provided | Data not provided | Data not provided | Data not provided | Data not provided | Data not provided | Data not provided | Data not provided | Data not provided | Data not provided | Data not provided | Data not provided | Additional lime application was needed to treat deepest part of the lake, which was not well mixed with rest of lake | The pH value immediately after application showed it met criteria, but after subsequent mixing, pH was overall too low. | Pre-treatment water chemistry data are presented on the row for total Co, while post-treatment water chemistry data are presented on the row for dissolved Co. The pre and post-treatment water chemistry data apply to both total and dissolved concentrations.
White King Pond Neutralization Report, White King/Lucky Lass Mines Site Lakeview, Oregon | FREMONT NATIONAL FOREST/WHITE KING AND LUCKY LASS URANIUM MINES (USDA) | OR7122307658 | N/A | N/A | Site 4 | Post operations | Application of hydrated lime - pond neutralization | Active | Pond neutralization | No pre-treatment | Open pit uranium mine filled with water (now a pond) | N | No pre- or post-treatment | Slurry was delivered to the pond by means of a revolving spray nozzle mounted on a float. Hydrated lime slurry was pumped from a tanker truck to the spray nozzle and conveyed through 500 feet of floating 3-inch-diameter hose. | White King pond contains approximately 79 million gallons of water and covers 13.4 acres. Maximum water depth is approximately 70 ft; Average water depth is approximately 18 ft. | Pilot | Pre-lime application (August 18, 1998) post-lime application (August 19, 1998) | Cobalt | Co, dissolved | mg/L | N | 30 | 0.0341 | 0.0253 | 25.8065 | Data not provided | Data not provided | Not Applicable | Data not provided | Data not provided | Not Applicable | Data not provided | Data not provided | Not Applicable | Data not provided | Data not provided | Data not provided | Data not provided | Data not provided | Data not provided | Data not provided | Data not provided | Data not provided | Post-lime (August 19, 1998) | 8.34 | 7.04 | mg/L | 20.73 | °C | Data not provided | N/A | Data not provided | N/A | 379 | mV | 412 | µS/cm | None | N/A | Data not provided | Data not provided | Data not provided | Data not provided | Data not provided | Data not provided | Data not provided | Data not provided | Data not provided | Data not provided | Data not provided | Data not provided | Data not provided | Additional lime application was needed to treat deepest part of the lake, which was not well mixed with rest of lake | The pH value immediately after application showed it met criteria, but after subsequent mixing, pH was overall too low. | Pre-treatment water chemistry data are presented on the row for total Co, while post-treatment water chemistry data are presented on the row for dissolved Co. The pre and post-treatment water chemistry data apply to both total and dissolved concentrations.
White King Pond Neutralization Report, White King/Lucky Lass Mines Site Lakeview, Oregon | FREMONT NATIONAL FOREST/WHITE KING AND LUCKY LASS URANIUM MINES (USDA) | OR7122307658 | N/A | N/A | Site 4 | Post operations | Application of hydrated lime - pond neutralization | Active | Pond neutralization | No pre-treatment | Open pit uranium mine filled with water (now a pond) | N | No pre- or post-treatment | Slurry was delivered to the pond by means of a revolving spray nozzle mounted on a float. Hydrated lime slurry was pumped from a tanker truck to the spray nozzle and conveyed through 500 feet of floating 3-inch-diameter hose. | White King pond contains approximately 79 million gallons of water and covers 13.4 acres. Maximum water depth is approximately 70 ft; Average water depth is approximately 18 ft. | Pilot | Pre-lime application (August 18, 1998) post-lime application (August 19, 1998) | Cobalt | Co, total | mg/L | N | 50 | 0.0318 | 0.0262 | 17.6101 | Data not provided | Data not provided | Not Applicable | Data not provided | Data not provided | Not Applicable | Data not provided | Data not provided | Not Applicable | Data not provided | Data not provided | Data not provided | Data not provided | Data not provided | Data not provided | Data not provided | Data not provided | Data not provided | Pre-lime (August 18, 1998) | 4.35 | 6.94 | mg/L | 20.41 | °C | Data not provided | N/A | Data not provided | N/A | 518 | mV | 419 | µS/cm | None | N/A | Data not provided | Data not provided | Data not provided | Data not provided | Data not provided | Data not provided | Data not provided | Data not provided | Data not provided | Data not provided | Data not provided | Data not provided | Data not provided | Additional lime application was needed to treat deepest part of the lake, which was not well mixed with rest of lake | The pH value immediately after application showed it met criteria, but after subsequent mixing, pH was overall too low. | Pre-treatment water chemistry data are presented on the row for total Co, while post-treatment water chemistry data are presented on the row for dissolved Co. The pre and post-treatment water chemistry data apply to both total and dissolved concentrations.
White King Pond Neutralization Report, White King/Lucky Lass Mines Site Lakeview, Oregon | FREMONT NATIONAL FOREST/WHITE KING AND LUCKY LASS URANIUM MINES (USDA) | OR7122307658 | N/A | N/A | Site 4 | Post operations | Application of hydrated lime - pond neutralization | Active | Pond neutralization | No pre-treatment | Open pit uranium mine filled with water (now a pond) | N | No pre- or post-treatment | Slurry was delivered to the pond by means of a revolving spray nozzle mounted on a float. Hydrated lime slurry was pumped from a tanker truck to the spray nozzle and conveyed through 500 feet of floating 3-inch-diameter hose. | White King pond contains approximately 79 million gallons of water and covers 13.4 acres. Maximum water depth is approximately 70 ft; Average water depth is approximately 18 ft. | Pilot | Pre-lime application (August 18, 1998) post-lime application (August 19, 1998) | Cobalt | Co, dissolved | mg/L | N | 50 | 0.0334 | 0.0263 | 21.2575 | Data not provided | Data not provided | Not Applicable | Data not provided | Data not provided | Not Applicable | Data not provided | Data not provided | Not Applicable | Data not provided | Data not provided | Data not provided | Data not provided | Data not provided | Data not provided | Data not provided | Data not provided | Data not provided | Post-lime (August 19, 1998) | 7.09 | 7 | mg/L | 20.25 | °C | Data not provided | N/A | Data not provided | N/A | 326 | mV | 415 | µS/cm | None | N/A | Data not provided | Data not provided | Data not provided | Data not provided | Data not provided | Data not provided | Data not provided | Data not provided | Data not provided | Data not provided | Data not provided | Data not provided | Data not provided | Additional lime application was needed to treat deepest part of the lake, which was not well mixed with rest of lake | The pH value immediately after application showed it met criteria, but after subsequent mixing, pH was overall too low. | Pre-treatment water chemistry data are presented on the row for total Co, while post-treatment water chemistry data are presented on the row for dissolved Co. The pre and post-treatment water chemistry data apply to both total and dissolved concentrations.
White King Pond Neutralization Report, White King/Lucky Lass Mines Site Lakeview, Oregon | FREMONT NATIONAL FOREST/WHITE KING AND LUCKY LASS URANIUM MINES (USDA) | OR7122307658 | N/A | N/A | Site 4 | Post operations | Application of hydrated lime - pond neutralization | Active | Pond neutralization | No pre-treatment | Open pit uranium mine filled with water (now a pond) | N | No pre- or post-treatment | Slurry was delivered to the pond by means of a revolving spray nozzle mounted on a float. Hydrated lime slurry was pumped from a tanker truck to the spray nozzle and conveyed through 500 feet of floating 3-inch-diameter hose. | White King pond contains approximately 79 million gallons of water and covers 13.4 acres. Maximum water depth is approximately 70 ft; Average water depth is approximately 18 ft. | Pilot | Pre-lime application (August 18, 1998) post-lime application (August 19, 1998) | Chromium | Cr, total | mg/L | N | 30 | ND | ND | Not Applicable | Data not provided | Data not provided | Not Applicable | Data not provided | Data not provided | Not Applicable | Data not provided | Data not provided | Not Applicable | Data not provided | Data not provided | Data not provided | Data not provided | Data not provided | Data not provided | Data not provided | Data not provided | Data not provided | Pre-lime (August 18, 1998) | 4.5 | 7.06 | mg/L | 20.91 | °C | Data not provided | N/A | Data not provided | N/A | 513 | mV | 397 | µS/cm | None | N/A | Data not provided | Data not provided | Data not provided | Data not provided | Data not provided | Data not provided | N/A | 0.011 AWQC Freshwater Chronic (OAR 340-41 water quality criteria) | Data not provided | Data not provided | Data not provided | Data not provided | Data not provided | Additional lime application was needed to treat deepest part of the lake, which was not well mixed with rest of lake | The pH value immediately after application showed it met criteria, but after subsequent mixing, pH was overall too low. | Pre-treatment water chemistry data are presented on the row for total Cr, while post-treatment water chemistry data are presented on the row for dissolved Cr. The pre and post-treatment water chemistry data apply to both total and dissolved concentrations. ND = non-detect (0.0054 mg/L)
White King Pond Neutralization Report, White King/Lucky Lass Mines Site Lakeview, Oregon | FREMONT NATIONAL FOREST/WHITE KING AND LUCKY LASS URANIUM MINES (USDA) | OR7122307658 | N/A | N/A | Site 4 | Post operations | Application of hydrated lime - pond neutralization | Active | Pond neutralization | No pre-treatment | Open pit uranium mine filled with water (now a pond) | N | No pre- or post-treatment | Slurry was delivered to the pond by means of a revolving spray nozzle mounted on a float. Hydrated lime slurry was pumped from a tanker truck to the spray nozzle and conveyed through 500 feet of floating 3-inch-diameter hose. | White King pond contains approximately 79 million gallons of water and covers 13.4 acres. Maximum water depth is approximately 70 ft; Average water depth is approximately 18 ft. | Pilot | Pre-lime application (August 18, 1998) post-lime application (August 19, 1998) | Chromium | Cr, dissolved | mg/L | N | 30 | ND | ND | Not Applicable | Data not provided | Data not provided | Not Applicable | Data not provided | Data not provided | Not Applicable | Data not provided | Data not provided | Not Applicable | Data not provided | Data not provided | Data not provided | Data not provided | Data not provided | Data not provided | Data not provided | Data not provided | Data not provided | Post-lime (August 19, 1998) | 8.34 | 7.04 | mg/L | 20.73 | °C | Data not provided | N/A | Data not provided | N/A | 379 | mV | 412 | µS/cm | None | N/A | Data not provided | Data not provided | Data not provided | Data not provided | Data not provided | Data not provided | N/A | 0.011 AWQC Freshwater Chronic (OAR 340-41 water quality criteria) | Data not provided | Data not provided | Data not provided | Data not provided | Data not provided | Additional lime application was needed to treat deepest part of the lake, which was not well mixed with rest of lake | The pH value immediately after application showed it met criteria, but after subsequent mixing, pH was overall too low. | Pre-treatment water chemistry data are presented on the row for total Cr, while post-treatment water chemistry data are presented on the row for dissolved Cr. The pre and post-treatment water chemistry data apply to both total and dissolved concentrations. ND = non-detect (0.0054 mg/L)
White King Pond Neutralization Report, White King/Lucky Lass Mines Site Lakeview, Oregon | FREMONT NATIONAL FOREST/WHITE KING AND LUCKY LASS URANIUM MINES (USDA) | OR7122307658 | N/A | N/A | Site 4 | Post operations | Application of hydrated lime - pond neutralization | Active | Pond neutralization | No pre-treatment | Open pit uranium mine filled with water (now a pond) | N | No pre- or post-treatment | Slurry was delivered to the pond by means of a revolving spray nozzle mounted on a float. Hydrated lime slurry was pumped from a tanker truck to the spray nozzle and conveyed through 500 feet of floating 3-inch-diameter hose. | White King pond contains approximately 79 million gallons of water and covers 13.4 acres. Maximum water depth is approximately 70 ft; Average water depth is approximately 18 ft. | Pilot | Pre-lime application (August 18, 1998) post-lime application (August 19, 1998) | Chromium | Cr, total | mg/L | N | 50 | ND | ND | Not Applicable | Data not provided | Data not provided | Not Applicable | Data not provided | Data not provided | Not Applicable | Data not provided | Data not provided | Not Applicable | Data not provided | Data not provided | Data not provided | Data not provided | Data not provided | Data not provided | Data not provided | Data not provided | Data not provided | Pre-lime (August 18, 1998) | 4.35 | 6.94 | mg/L | 20.41 | °C | Data not provided | N/A | Data not provided | N/A | 518 | mV | 419 | µS/cm | None | N/A | Data not provided | Data not provided | Data not provided | Data not provided | Data not provided | Data not provided | N/A | 0.011 AWQC Freshwater Chronic (OAR 340-41 water quality criteria) | Data not provided | Data not provided | Data not provided | Data not provided | Data not provided | Additional lime application was needed to treat deepest part of the lake, which was not well mixed with rest of lake | The pH value immediately after application showed it met criteria, but after subsequent mixing, pH was overall too low. | Pre-treatment water chemistry data are presented on the row for total Cr, while post-treatment water chemistry data are presented on the row for dissolved Cr. The pre and post-treatment water chemistry data apply to both total and dissolved concentrations. ND = non-detect (0.0054 mg/L)
White King Pond Neutralization Report, White King/Lucky Lass Mines Site Lakeview, Oregon | FREMONT NATIONAL FOREST/WHITE KING AND LUCKY LASS URANIUM MINES (USDA) | OR7122307658 | N/A | N/A | Site 4 | Post operations | Application of hydrated lime - pond neutralization | Active | Pond neutralization | No pre-treatment | Open pit uranium mine filled with water (now a pond) | N | No pre- or post-treatment | Slurry was delivered to the pond by means of a revolving spray nozzle mounted on a float. Hydrated lime slurry was pumped from a tanker truck to the spray nozzle and conveyed through 500 feet of floating 3-inch-diameter hose. | White King pond contains approximately 79 million gallons of water and covers 13.4 acres. Maximum water depth is approximately 70 ft; Average water depth is approximately 18 ft. | Pilot | Pre-lime application (August 18, 1998) post-lime application (August 19, 1998) | Chromium | Cr, dissolved | mg/L | N | 50 | ND | ND | Not Applicable | Data not provided | Data not provided | Not Applicable | Data not provided | Data not provided | Not Applicable | Data not provided | Data not provided | Not Applicable | Data not provided | Data not provided | Data not provided | Data not provided | Data not provided | Data not provided | Data not provided | Data not provided | Data not provided | Post-lime (August 19, 1998) | 7.09 | 7 | mg/L | 20.25 | °C | Data not provided | N/A | Data not provided | N/A | 326 | mV | 415 | µS/cm | None | N/A | Data not provided | Data not provided | Data not provided | Data not provided | Data not provided | Data not provided | N/A | 0.011 AWQC Freshwater Chronic (OAR 340-41 water quality criteria) | Data not provided | Data not provided | Data not provided | Data not provided | Data not provided | Additional lime application was needed to treat deepest part of the lake, which was not well mixed with rest of lake | The pH value immediately after application showed it met criteria, but after subsequent mixing, pH was overall too low. | Pre-treatment water chemistry data are presented on the row for total Cr, while post-treatment water chemistry data are presented on the row for dissolved Cr. The pre and post-treatment water chemistry data apply to both total and dissolved concentrations. ND = non-detect (0.0054 mg/L)
White King Pond Neutralization Report, White King/Lucky Lass Mines Site Lakeview, Oregon | FREMONT NATIONAL FOREST/WHITE KING AND LUCKY LASS URANIUM MINES (USDA) | OR7122307658 | N/A | N/A | Site 4 | Post operations | Application of hydrated lime - pond neutralization | Active | Pond neutralization | No pre-treatment | Open pit uranium mine filled with water (now a pond) | N | No pre- or post-treatment | Slurry was delivered to the pond by means of a revolving spray nozzle mounted on a float. Hydrated lime slurry was pumped from a tanker truck to the spray nozzle and conveyed through 500 feet of floating 3-inch-diameter hose. | White King pond contains approximately 79 million gallons of water and covers 13.4 acres. Maximum water depth is approximately 70 ft; Average water depth is approximately 18 ft. | Pilot | Pre-lime application (August 18, 1998) post-lime application (August 19, 1998) | Copper | Cu, total | mg/L | N | 30 | ND | ND | Not Applicable | Data not provided | Data not provided | Not Applicable | Data not provided | Data not provided | Not Applicable | Data not provided | Data not provided | Not Applicable | Data not provided | Data not provided | Data not provided | Data not provided | Data not provided | Data not provided | Data not provided | Data not provided | Data not provided | Pre-lime (August 18, 1998) | 4.5 | 7.06 | mg/L | 20.91 | °C | Data not provided | N/A | Data not provided | N/A | 513 | mV | 397 | µS/cm | None | N/A | Data not provided | Data not provided | Data not provided | Data not provided | Data not provided | Data not provided | N/A | 0.012 (hardness dependent criterion - used 100 mg/L); AWQC Freshwater Chronic (OAR 340-41 water quality criteria) | Data not provided | Data not provided | Data not provided | Data not provided | Data not provided | Additional lime application was needed to treat deepest part of the lake, which was not well mixed with rest of lake | The pH value immediately after application showed it met criteria, but after subsequent mixing, pH was overall too low. | Pre-treatment water chemistry data are presented on the row for total Cu, while post-treatment water chemistry data are presented on the row for dissolved Cu. The pre and post-treatment water chemistry data apply to both total and dissolved concentrations. ND = non-detect (0.0058 mg/L)
White King Pond Neutralization Report, White King/Lucky Lass Mines Site Lakeview, Oregon | FREMONT NATIONAL FOREST/WHITE KING AND LUCKY LASS URANIUM MINES (USDA) | OR7122307658 | N/A | N/A | Site 4 | Post operations | Application of hydrated lime - pond neutralization | Active | Pond neutralization | No pre-treatment | Open pit uranium mine filled with water (now a pond) | N | No pre- or post-treatment | Slurry was delivered to the pond by means of a revolving spray nozzle mounted on a float. Hydrated lime slurry was pumped from a tanker truck to the spray nozzle and conveyed through 500 feet of floating 3-inch-diameter hose. | White King pond contains approximately 79 million gallons of water and covers 13.4 acres. Maximum water depth is approximately 70 ft; Average water depth is approximately 18 ft. | Pilot | Pre-lime application (August 18, 1998) post-lime application (August 19, 1998) | Copper | Cu, dissolved | mg/L | N | 30 | ND | ND | Not Applicable | Data not provided | Data not provided | Not Applicable | Data not provided | Data not provided | Not Applicable | Data not provided | Data not provided | Not Applicable | Data not provided | Data not provided | Data not provided | Data not provided | Data not provided | Data not provided | Data not provided | Data not provided | Data not provided | Post-lime (August 19, 1998) | 8.34 | 7.04 | mg/L | 20.73 | °C | Data not provided | N/A | Data not provided | N/A | 379 | mV | 412 | µS/cm | None | N/A | Data not provided | Data not provided | Data not provided | Data not provided | Data not provided | Data not provided | N/A | 0.012 (hardness dependent criterion - used 100 mg/L); AWQC Freshwater Chronic (OAR 340-41 water quality criteria) | Data not provided | Data not provided | Data not provided | Data not provided | Data not provided | Additional lime application was needed to treat deepest part of the lake, which was not well mixed with rest of lake | The pH value immediately after application showed it met criteria, but after subsequent mixing, pH was overall too low. | Pre-treatment water chemistry data are presented on the row for total Cu, while post-treatment water chemistry data are presented on the row for dissolved Cu. The pre and post-treatment water chemistry data apply to both total and dissolved concentrations. ND = non-detect (0.0058 mg/L)
White King Pond Neutralization Report, White King/Lucky Lass Mines Site Lakeview, Oregon | FREMONT NATIONAL FOREST/WHITE KING AND LUCKY LASS URANIUM MINES (USDA) | OR7122307658 | N/A | N/A | Site 4 | Post operations | Application of hydrated lime - pond neutralization | Active | Pond neutralization | No pre-treatment | Open pit uranium mine filled with water (now a pond) | N | No pre- or post-treatment | Slurry was delivered to the pond by means of a revolving spray nozzle mounted on a float. Hydrated lime slurry was pumped from a tanker truck to the spray nozzle and conveyed through 500 feet of floating 3-inch-diameter hose. | White King pond contains approximately 79 million gallons of water and covers 13.4 acres. Maximum water depth is approximately 70 ft; Average water depth is approximately 18 ft. | Pilot | Pre-lime application (August 18, 1998) post-lime application (August 19, 1998) | Copper | Cu, total | mg/L | N | 50 | ND | ND | Not Applicable | Data not provided | Data not provided | Not Applicable | Data not provided | Data not provided | Not Applicable | Data not provided | Data not provided | Not Applicable | Data not provided | Data not provided | Data not provided | Data not provided | Data not provided | Data not provided | Data not provided | Data not provided | Data not provided | Pre-lime (August 18, 1998) | 4.35 | 6.94 | mg/L | 20.41 | °C | Data not provided | N/A | Data not provided | N/A | 518 | mV | 419 | µS/cm | None | N/A | Data not provided | Data not provided | Data not provided | Data not provided | Data not provided | Data not provided | N/A | 0.012 (hardness dependent criterion - used 100 mg/L); AWQC Freshwater Chronic (OAR 340-41 water quality criteria) | Data not provided | Data not provided | Data not provided | Data not provided | Data not provided | Additional lime application was needed to treat deepest part of the lake, which was not well mixed with rest of lake | The pH value immediately after application showed it met criteria, but after subsequent mixing, pH was overall too low. | Pre-treatment water chemistry data are presented on the row for total Cu, while post-treatment water chemistry data are presented on the row for dissolved Cu. The pre and post-treatment water chemistry data apply to both total and dissolved concentrations. ND = non-detect (0.0058 mg/L)
White King Pond Neutralization Report, White King/Lucky Lass Mines Site Lakeview, Oregon | FREMONT NATIONAL FOREST/WHITE KING AND LUCKY LASS URANIUM MINES (USDA) | OR7122307658 | N/A | N/A | Site 4 | Post operations | Application of hydrated lime - pond neutralization | Active | Pond neutralization | No pre-treatment | Open pit uranium mine filled with water (now a pond) | N | No pre- or post-treatment | Slurry was delivered to the pond by means of a revolving spray nozzle mounted on a float. Hydrated lime slurry was pumped from a tanker truck to the spray nozzle and conveyed through 500 feet of floating 3-inch-diameter hose. | White King pond contains approximately 79 million gallons of water and covers 13.4 acres. Maximum water depth is approximately 70 ft; Average water depth is approximately 18 ft. | Pilot | Pre-lime application (August 18, 1998) post-lime application (August 19, 1998) | Copper | Cu, dissolved | mg/L | N | 50 | ND | ND | Not Applicable | Data not provided | Data not provided | Not Applicable | Data not provided | Data not provided | Not Applicable | Data not provided | Data not provided | Not Applicable | Data not provided | Data not provided | Data not provided | Data not provided | Data not provided | Data not provided | Data not provided | Data not provided | Data not provided | Post-lime (August 19, 1998) | 7.09 | 7 | mg/L | 20.25 | °C | Data not provided | N/A | Data not provided | N/A | 326 | mV | 415 | µS/cm | None | N/A | Data not provided | Data not provided | Data not provided | Data not provided | Data not provided | Data not provided | N/A | 0.012 (hardness dependent criterion - used 100 mg/L); AWQC Freshwater Chronic (OAR 340-41 water quality criteria) | Data not provided | Data not provided | Data not provided | Data not provided | Data not provided | Additional lime application was needed to treat deepest part of the lake, which was not well mixed with rest of lake | The pH value immediately after application showed it met criteria, but after subsequent mixing, pH was overall too low. | Pre-treatment water chemistry data are presented on the row for total Cu, while post-treatment water chemistry data are presented on the row for dissolved Cu. The pre and post-treatment water chemistry data apply to both total and dissolved concentrations. ND = non-detect (0.0058 mg/L)
White King Pond Neutralization Report, White King/Lucky Lass Mines Site Lakeview, Oregon | FREMONT NATIONAL FOREST/WHITE KING AND LUCKY LASS URANIUM MINES (USDA) | OR7122307658 | N/A | N/A | Site 4 | Post operations | Application of hydrated lime - pond neutralization | Active | Pond neutralization | No pre-treatment | Open pit uranium mine filled with water (now a pond) | N | No pre- or post-treatment | Slurry was delivered to the pond by means of a revolving spray nozzle mounted on a float. Hydrated lime slurry was pumped from a tanker truck to the spray nozzle and conveyed through 500 feet of floating 3-inch-diameter hose. | White King pond contains approximately 79 million gallons of water and covers 13.4 acres. Maximum water depth is approximately 70 ft; Average water depth is approximately 18 ft. | Pilot | Pre-lime application (August 18, 1998) post-lime application (August 19, 1998) | Iron | Fe, total | mg/L | N | 30 | 0.32 | 0.2 | 37.5 | Data not provided | Data not provided | Not Applicable | Data not provided | Data not provided | Not Applicable | Data not provided | Data not provided | Not Applicable | Data not provided | Data not provided | Data not provided | Data not provided | Data not provided | Data not provided | Data not provided | Data not provided | Data not provided | Pre-lime (August 18, 1998) | 4.5 | 7.06 | mg/L | 20.91 | °C | Data not provided | N/A | Data not provided | N/A | 513 | mV | 397 | µS/cm | None | N/A | Data not provided | Data not provided | Data not provided | Data not provided | Data not provided | Data not provided | Y | 1 AWQC Freshwater Chronic (OAR 340-41 water quality criteria) | Data not provided | Data not provided | Data not provided | Data not provided | Data not provided | Additional lime application was needed to treat deepest part of the lake, which was not well mixed with rest of lake | The pH value immediately after application showed it met criteria, but after subsequent mixing, pH was overall too low. | Pre-treatment water chemistry data are presented on the row for total Fe, while post-treatment water chemistry data are presented on the row for dissolved Fe. The pre and post-treatment water chemistry data apply to both total and dissolved concentrations.
White King Pond Neutralization Report, White King/Lucky Lass Mines Site Lakeview, Oregon | FREMONT NATIONAL FOREST/WHITE KING AND LUCKY LASS URANIUM MINES (USDA) | OR7122307658 | N/A | N/A | Site 4 | Post operations | Application of hydrated lime - pond neutralization | Active | Pond neutralization | No pre-treatment | Open pit uranium mine filled with water (now a pond) | N | No pre- or post-treatment | Slurry was delivered to the pond by means of a revolving spray nozzle mounted on a float. Hydrated lime slurry was pumped from a tanker truck to the spray nozzle and conveyed through 500 feet of floating 3-inch-diameter hose. | White King pond contains approximately 79 million gallons of water and covers 13.4 acres. Maximum water depth is approximately 70 ft; Average water depth is approximately 18 ft. | Pilot | Pre-lime application (August 18, 1998) post-lime application (August 19, 1998) | Iron | Fe, dissolved | mg/L | N | 30 | 0.3 | ND | 73.3333 | Data not provided | Data not provided | Not Applicable | Data not provided | Data not provided | Not Applicable | Data not provided | Data not provided | Not Applicable | Data not provided | Data not provided | Data not provided | Data not provided | Data not provided | Data not provided | Data not provided | Data not provided | Data not provided | Post-lime (August 19, 1998) | 8.34 | 7.04 | mg/L | 20.73 | °C | Data not provided | N/A | Data not provided | N/A | 379 | mV | 412 | µS/cm | None | N/A | Data not provided | Data not provided | Data not provided | Data not provided | Data not provided | Data not provided | Y | 1 AWQC Freshwater Chronic (OAR 340-41 water quality criteria) | Data not provided | Data not provided | Data not provided | Data not provided | Data not provided | Additional lime application was needed to treat deepest part of the lake, which was not well mixed with rest of lake | The pH value immediately after application showed it met criteria, but after subsequent mixing, pH was overall too low. | Pre-treatment water chemistry data are presented on the row for total Fe, while post-treatment water chemistry data are presented on the row for dissolved Fe. The pre and post-treatment water chemistry data apply to both total and dissolved concentrations. ND = non-detect (0.16 mg/L)
White King Pond Neutralization Report, White King/Lucky Lass Mines Site Lakeview, Oregon | FREMONT NATIONAL FOREST/WHITE KING AND LUCKY LASS URANIUM MINES (USDA) | OR7122307658 | N/A | N/A | Site 4 | Post operations | Application of hydrated lime - pond neutralization | Active | Pond neutralization | No pre-treatment | Open pit uranium mine filled with water (now a pond) | N | No pre- or post-treatment | Slurry was delivered to the pond by means of a revolving spray nozzle mounted on a float. Hydrated lime slurry was pumped from a tanker truck to the spray nozzle and conveyed through 500 feet of floating 3-inch-diameter hose. | White King pond contains approximately 79 million gallons of water and covers 13.4 acres. Maximum water depth is approximately 70 ft; Average water depth is approximately 18 ft. | Pilot | Pre-lime application (August 18, 1998) post-lime application (August 19, 1998) | Iron | Fe, total | mg/L | N | 50 | 0.46 | 0.25 | 45.6522 | Data not provided | Data not provided | Not Applicable | Data not provided | Data not provided | Not Applicable | Data not provided | Data not provided | Not Applicable | Data not provided | Data not provided | Data not provided | Data not provided | Data not provided | Data not provided | Data not provided | Data not provided | Data not provided | Pre-lime (August 18, 1998) | 4.35 | 6.94 | mg/L | 20.41 | °C | Data not provided | N/A | Data not provided | N/A | 518 | mV | 419 | µS/cm | None | N/A | Data not provided | Data not provided | Data not provided | Data not provided | Data not provided | Data not provided | Y | 1 AWQC Freshwater Chronic (OAR 340-41 water quality criteria) | Data not provided | Data not provided | Data not provided | Data not provided | Data not provided | Additional lime application was needed to treat deepest part of the lake, which was not well mixed with rest of lake | The pH value immediately after application showed it met criteria, but after subsequent mixing, pH was overall too low. | Pre-treatment water chemistry data are presented on the row for total Fe, while post-treatment water chemistry data are presented on the row for dissolved Fe. The pre and post-treatment water chemistry data apply to both total and dissolved concentrations.
White King Pond Neutralization Report, White King/Lucky Lass Mines Site Lakeview, Oregon | FREMONT NATIONAL FOREST/WHITE KING AND LUCKY LASS URANIUM MINES (USDA) | OR7122307658 | N/A | N/A | Site 4 | Post operations | Application of hydrated lime - pond neutralization | Active | Pond neutralization | No pre-treatment | Open pit uranium mine filled with water (now a pond) | N | No pre- or post-treatment | Slurry was delivered to the pond by means of a revolving spray nozzle mounted on a float. Hydrated lime slurry was pumped from a tanker truck to the spray nozzle and conveyed through 500 feet of floating 3-inch-diameter hose. | White King pond contains approximately 79 million gallons of water and covers 13.4 acres. Maximum water depth is approximately 70 ft; Average water depth is approximately 18 ft. | Pilot | Pre-lime application (August 18, 1998) post-lime application (August 19, 1998) | Iron | Fe, dissolved | mg/L | N | 50 | 0.38 | ND | 78.9474 | Data not provided | Data not provided | Not Applicable | Data not provided | Data not provided | Not Applicable | Data not provided | Data not provided | Not Applicable | Data not provided | Data not provided | Data not provided | Data not provided | Data not provided | Data not provided | Data not provided | Data not provided | Data not provided | Post-lime (August 19, 1998) | 7.09 | 7 | mg/L | 20.25 | °C | Data not provided | N/A | Data not provided | N/A | 326 | mV | 415 | µS/cm | None | N/A | Data not provided | Data not provided | Data not provided | Data not provided | Data not provided | Data not provided | Y | 1 AWQC Freshwater Chronic (OAR 340-41 water quality criteria) | Data not provided | Data not provided | Data not provided | Data not provided | Data not provided | Additional lime application was needed to treat deepest part of the lake, which was not well mixed with rest of lake | The pH value immediately after application showed it met criteria, but after subsequent mixing, pH was overall too low. | Pre-treatment water chemistry data are presented on the row for total Fe, while post-treatment water chemistry data are presented on the row for dissolved Fe. The pre and post-treatment water chemistry data apply to both total and dissolved concentrations. ND = non-detect (0.16 mg/L)
White King Pond Neutralization Report, White King/Lucky Lass Mines Site Lakeview, Oregon | FREMONT NATIONAL FOREST/WHITE KING AND LUCKY LASS URANIUM MINES (USDA) | OR7122307658 | N/A | N/A | Site 4 | Post operations | Application of hydrated lime - pond neutralization | Active | Pond neutralization | No pre-treatment | Open pit uranium mine filled with water (now a pond) | N | No pre- or post-treatment | Slurry was delivered to the pond by means of a revolving spray nozzle mounted on a float. Hydrated lime slurry was pumped from a tanker truck to the spray nozzle and conveyed through 500 feet of floating 3-inch-diameter hose. | White King pond contains approximately 79 million gallons of water and covers 13.4 acres. Maximum water depth is approximately 70 ft; Average water depth is approximately 18 ft. | Pilot | Pre-lime application (August 18, 1998) post-lime application (August 19, 1998) | Mercury | Hg, total | mg/L | N | 30 | 0.000053 | 0.000069 | -30.1887 | Data not provided | Data not provided | Not Applicable | Data not provided | Data not provided | Not Applicable | Data not provided | Data not provided | Not Applicable | Data not provided | Data not provided | Data not provided | Data not provided | Data not provided | Data not provided | Data not provided | Data not provided | Data not provided | Pre-lime (August 18, 1998) | 4.5 | 7.06 | mg/L | 20.91 | °C | Data not provided | N/A | Data not provided | N/A | 513 | mV | 397 | µS/cm | None | N/A | Data not provided | Data not provided | Data not provided | Data not provided | Data not provided | Data not provided | N/A | 0.000012 AWQC Freshwater Chronic (OAR 340-41 water quality criteria) | Data not provided | Data not provided | Data not provided | Data not provided | Data not provided | Additional lime application was needed to treat deepest part of the lake, which was not well mixed with rest of lake | The pH value immediately after application showed it met criteria, but after subsequent mixing, pH was overall too low. | Pre-treatment water chemistry data are presented on the row for total Hg, while post-treatment water chemistry data are presented on the row for dissolved Hg. The pre and post-treatment water chemistry data apply to both total and dissolved concentrations.
White King Pond Neutralization Report, White King/Lucky Lass Mines Site Lakeview, Oregon | FREMONT NATIONAL FOREST/WHITE KING AND LUCKY LASS URANIUM MINES (USDA) | OR7122307658 | N/A | N/A | Site 4 | Post operations | Application of hydrated lime - pond neutralization | Active | Pond neutralization | No pre-treatment | Open pit uranium mine filled with water (now a pond) | N | No pre- or post-treatment | Slurry was delivered to the pond by means of a revolving spray nozzle mounted on a float. Hydrated lime slurry was pumped from a tanker truck to the spray nozzle and conveyed through 500 feet of floating 3-inch-diameter hose. | White King pond contains approximately 79 million gallons of water and covers 13.4 acres. Maximum water depth is approximately 70 ft; Average water depth is approximately 18 ft. | Pilot | Pre-lime application (August 18, 1998) post-lime application (August 19, 1998) | Mercury | Hg, dissolved | mg/L | N | 30 | 0.000049 | 0.000042 | 14.2857 | Data not provided | Data not provided | Not Applicable | Data not provided | Data not provided | Not Applicable | Data not provided | Data not provided | Not Applicable | Data not provided | Data not provided | Data not provided | Data not provided | Data not provided | Data not provided | Data not provided | Data not provided | Data not provided | Post-lime (August 19, 1998) | 8.34 | 7.04 | mg/L | 20.73 | °C | Data not provided | N/A | Data not provided | N/A | 379 | mV | 412 | µS/cm | None | N/A | Data not provided | Data not provided | Data not provided | Data not provided | Data not provided | Data not provided | N/A | 0.000012 AWQC Freshwater Chronic (OAR 340-41 water quality criteria) | Data not provided | Data not provided | Data not provided | Data not provided | Data not provided | Additional lime application was needed to treat deepest part of the lake, which was not well mixed with rest of lake | The pH value immediately after application showed it met criteria, but after subsequent mixing, pH was overall too low. | Pre-treatment water chemistry data are presented on the row for total Hg, while post-treatment water chemistry data are presented on the row for dissolved Hg. The pre and post-treatment water chemistry data apply to both total and dissolved concentrations.
White King Pond Neutralization Report, White King/Lucky Lass Mines Site Lakeview, Oregon | FREMONT NATIONAL FOREST/WHITE KING AND LUCKY LASS URANIUM MINES (USDA) | OR7122307658 | N/A | N/A | Site 4 | Post operations | Application of hydrated lime - pond neutralization | Active | Pond neutralization | No pre-treatment | Open pit uranium mine filled with water (now a pond) | N | No pre- or post-treatment | Slurry was delivered to the pond by means of a revolving spray nozzle mounted on a float. Hydrated lime slurry was pumped from a tanker truck to the spray nozzle and conveyed through 500 feet of floating 3-inch-diameter hose. | White King pond contains approximately 79 million gallons of water and covers 13.4 acres. Maximum water depth is approximately 70 ft; Average water depth is approximately 18 ft. | Pilot | Pre-lime application (August 18, 1998) post-lime application (August 19, 1998) | Mercury | Hg, total | mg/L | N | 50 | 0.000109 | 0.000042 | 61.4679 | Data not provided | Data not provided | Not Applicable | Data not provided | Data not provided | Not Applicable | Data not provided | Data not provided | Not Applicable | Data not provided | Data not provided | Data not provided | Data not provided | Data not provided | Data not provided | Data not provided | Data not provided | Data not provided | Pre-lime (August 18, 1998) | 4.35 | 6.94 | mg/L | 20.41 | °C | Data not provided | N/A | Data not provided | N/A | 518 | mV | 419 | µS/cm | None | N/A | Data not provided | Data not provided | Data not provided | Data not provided | Data not provided | Data not provided | N/A | 0.000012 AWQC Freshwater Chronic (OAR 340-41 water quality criteria) | Data not provided | Data not provided | Data not provided | Data not provided | Data not provided | Additional lime application was needed to treat deepest part of the lake, which was not well mixed with rest of lake | The pH value immediately after application showed it met criteria, but after subsequent mixing, pH was overall too low. | Pre-treatment water chemistry data are presented on the row for total Hg, while post-treatment water chemistry data are presented on the row for dissolved Hg. The pre and post-treatment water chemistry data apply to both total and dissolved concentrations.
White King Pond Neutralization Report, White King/Lucky Lass Mines Site Lakeview, Oregon | FREMONT NATIONAL FOREST/WHITE KING AND LUCKY LASS URANIUM MINES (USDA) | OR7122307658 | N/A | N/A | Site 4 | Post operations | Application of hydrated lime - pond neutralization | Active | Pond neutralization | No pre-treatment | Open pit uranium mine filled with water (now a pond) | N | No pre- or post-treatment | Slurry was delivered to the pond by means of a revolving spray nozzle mounted on a float. Hydrated lime slurry was pumped from a tanker truck to the spray nozzle and conveyed through 500 feet of floating 3-inch-diameter hose. | White King pond contains approximately 79 million gallons of water and covers 13.4 acres. Maximum water depth is approximately 70 ft; Average water depth is approximately 18 ft. | Pilot | Pre-lime application (August 18, 1998) post-lime application (August 19, 1998) | Mercury | Hg, dissolved | mg/L | N | 50 | 0.000092 | 0.000063 | 31.5217 | Data not provided | Data not provided | Not Applicable | Data not provided | Data not provided | Not Applicable | Data not provided | Data not provided | Not Applicable | Data not provided | Data not provided | Data not provided | Data not provided | Data not provided | Data not provided | Data not provided | Data not provided | Data not provided | Post-lime (August 19, 1998) | 7.09 | 7 | mg/L | 20.25 | °C | Data not provided | N/A | Data not provided | N/A | 326 | mV | 415 | µS/cm | None | N/A | Data not provided | Data not provided | Data not provided | Data not provided | Data not provided | Data not provided | N/A | 0.000012 AWQC Freshwater Chronic (OAR 340-41 water quality criteria) | Data not provided | Data not provided | Data not provided | Data not provided | Data not provided | Additional lime application was needed to treat deepest part of the lake, which was not well mixed with rest of lake | The pH value immediately after application showed it met criteria, but after subsequent mixing, pH was overall too low. | Pre-treatment water chemistry data are presented on the row for total Hg, while post-treatment water chemistry data are presented on the row for dissolved Hg. The pre and post-treatment water chemistry data apply to both total and dissolved concentrations.
White King Pond Neutralization Report, White King/Lucky Lass Mines Site Lakeview, Oregon | FREMONT NATIONAL FOREST/WHITE KING AND LUCKY LASS URANIUM MINES (USDA) | OR7122307658 | N/A | N/A | Site 4 | Post operations | Application of hydrated lime - pond neutralization | Active | Pond neutralization | No pre-treatment | Open pit uranium mine filled with water (now a pond) | N | No pre- or post-treatment | Slurry was delivered to the pond by means of a revolving spray nozzle mounted on a float. Hydrated lime slurry was pumped from a tanker truck to the spray nozzle and conveyed through 500 feet of floating 3-inch-diameter hose. | White King pond contains approximately 79 million gallons of water and covers 13.4 acres. Maximum water depth is approximately 70 ft; Average water depth is approximately 18 ft. | Pilot | Pre-lime application (August 18, 1998) post-lime application (August 19, 1998) | Potassium | K, total | mg/L | N | 30 | 4.69 | 4.88 | -4.0512 | Data not provided | Data not provided | Not Applicable | Data not provided | Data not provided | Not Applicable | Data not provided | Data not provided | Not Applicable | Data not provided | Data not provided | Data not provided | Data not provided | Data not provided | Data not provided | Data not provided | Data not provided | Data not provided | Pre-lime (August 18, 1998) | 4.5 | 7.06 | mg/L | 20.91 | °C | Data not provided | N/A | Data not provided | N/A | 513 | mV | 397 | µS/cm | None | N/A | Data not provided | Data not provided | Data not provided | Data not provided | Data not provided | Data not provided | Data not provided | Data not provided | Data not provided | Data not provided | Data not provided | Data not provided | Data not provided | Additional lime application was needed to treat deepest part of the lake, which was not well mixed with rest of lake | The pH value immediately after application showed it met criteria, but after subsequent mixing, pH was overall too low. | Pre-treatment water chemistry data are presented on the row for total K, while post-treatment water chemistry data are presented on the row for dissolved K. The pre and post-treatment water chemistry data apply to both total and dissolved concentrations.
White King Pond Neutralization Report, White King/Lucky Lass Mines Site Lakeview, Oregon | FREMONT NATIONAL FOREST/WHITE KING AND LUCKY LASS URANIUM MINES (USDA) | OR7122307658 | N/A | N/A | Site 4 | Post operations | Application of hydrated lime - pond neutralization | Active | Pond neutralization | No pre-treatment | Open pit uranium mine filled with water (now a pond) | N | No pre- or post-treatment | Slurry was delivered to the pond by means of a revolving spray nozzle mounted on a float. Hydrated lime slurry was pumped from a tanker truck to the spray nozzle and conveyed through 500 feet of floating 3-inch-diameter hose. | White King pond contains approximately 79 million gallons of water and covers 13.4 acres. Maximum water depth is approximately 70 ft; Average water depth is approximately 18 ft. | Pilot | Pre-lime application (August 18, 1998) post-lime application (August 19, 1998) | Potassium | K, dissolved | mg/L | N | 30 | 4.64 | 4.67 | -0.64655 | Data not provided | Data not provided | Not Applicable | Data not provided | Data not provided | Not Applicable | Data not provided | Data not provided | Not Applicable | Data not provided | Data not provided | Data not provided | Data not provided | Data not provided | Data not provided | Data not provided | Data not provided | Data not provided | Post-lime (August 19, 1998) | 8.34 | 7.04 | mg/L | 20.73 | °C | Data not provided | N/A | Data not provided | N/A | 379 | mV | 412 | µS/cm | None | N/A | Data not provided | Data not provided | Data not provided | Data not provided | Data not provided | Data not provided | Data not provided | Data not provided | Data not provided | Data not provided | Data not provided | Data not provided | Data not provided | Additional lime application was needed to treat deepest part of the lake, which was not well mixed with rest of lake | The pH value immediately after application showed it met criteria, but after subsequent mixing, pH was overall too low. | Pre-treatment water chemistry data are presented on the row for total K, while post-treatment water chemistry data are presented on the row for dissolved K. The pre and post-treatment water chemistry data apply to both total and dissolved concentrations.
White King Pond Neutralization Report, White King/Lucky Lass Mines Site Lakeview, Oregon | FREMONT NATIONAL FOREST/WHITE KING AND LUCKY LASS URANIUM MINES (USDA) | OR7122307658 | N/A | N/A | Site 4 | Post operations | Application of hydrated lime - pond neutralization | Active | Pond neutralization | No pre-treatment | Open pit uranium mine filled with water (now a pond) | N | No pre- or post-treatment | Slurry was delivered to the pond by means of a revolving spray nozzle mounted on a float. Hydrated lime slurry was pumped from a tanker truck to the spray nozzle and conveyed through 500 feet of floating 3-inch-diameter hose. | White King pond contains approximately 79 million gallons of water and covers 13.4 acres. Maximum water depth is approximately 70 ft; Average water depth is approximately 18 ft. | Pilot | Pre-lime application (August 18, 1998) post-lime application (August 19, 1998) | Potassium | K, total | mg/L | N | 50 | 4.72 | 4.91 | -4.0254 | Data not provided | Data not provided | Not Applicable | Data not provided | Data not provided | Not Applicable | Data not provided | Data not provided | Not Applicable | Data not provided | Data not provided | Data not provided | Data not provided | Data not provided | Data not provided | Data not provided | Data not provided | Data not provided | Pre-lime (August 18, 1998) | 4.35 | 6.94 | mg/L | 20.41 | °C | Data not provided | N/A | Data not provided | N/A | 518 | mV | 419 | µS/cm | None | N/A | Data not provided | Data not provided | Data not provided | Data not provided | Data not provided | Data not provided | Data not provided | Data not provided | Data not provided | Data not provided | Data not provided | Data not provided | Data not provided | Additional lime application was needed to treat deepest part of the lake, which was not well mixed with rest of lake | The pH value immediately after application showed it met criteria, but after subsequent mixing, pH was overall too low. | Pre-treatment water chemistry data are presented on the row for total K, while post-treatment water chemistry data are presented on the row for dissolved K. The pre and post-treatment water chemistry data apply to both total and dissolved concentrations.
White King Pond Neutralization Report, White King/Lucky Lass Mines Site Lakeview, Oregon | FREMONT NATIONAL FOREST/WHITE KING AND LUCKY LASS URANIUM MINES (USDA) | OR7122307658 | N/A | N/A | Site 4 | Post operations | Application of hydrated lime - pond neutralization | Active | Pond neutralization | No pre-treatment | Open pit uranium mine filled with water (now a pond) | N | No pre- or post-treatment | Slurry was delivered to the pond by means of a revolving spray nozzle mounted on a float. Hydrated lime slurry was pumped from a tanker truck to the spray nozzle and conveyed through 500 feet of floating 3-inch-diameter hose. | White King pond contains approximately 79 million gallons of water and covers 13.4 acres. Maximum water depth is approximately 70 ft; Average water depth is approximately 18 ft. | Pilot | Pre-lime application (August 18, 1998) post-lime application (August 19, 1998) | Potassium | K, dissolved | mg/L | N | 50 | 4.61 | 4.7 | -1.9523 | Data not provided | Data not provided | Not Applicable | Data not provided | Data not provided | Not Applicable | Data not provided | Data not provided | Not Applicable | Data not provided | Data not provided | Data not provided | Data not provided | Data not provided | Data not provided | Data not provided | Data not provided | Data not provided | Post-lime (August 19, 1998) | 7.09 | 7 | mg/L | 20.25 | °C | Data not provided | N/A | Data not provided | N/A | 326 | mV | 415 | µS/cm | None | N/A | Data not provided | Data not provided | Data not provided | Data not provided | Data not provided | Data not provided | Data not provided | Data not provided | Data not provided | Data not provided | Data not provided | Data not provided | Data not provided | Additional lime application was needed to treat deepest part of the lake, which was not well mixed with rest of lake | The pH value immediately after application showed it met criteria, but after subsequent mixing, pH was overall too low. | Pre-treatment water chemistry data are presented on the row for total K, while post-treatment water chemistry data are presented on the row for dissolved K. The pre and post-treatment water chemistry data apply to both total and dissolved concentrations.
White King Pond Neutralization Report, White King/Lucky Lass Mines Site Lakeview, Oregon | FREMONT NATIONAL FOREST/WHITE KING AND LUCKY LASS URANIUM MINES (USDA) | OR7122307658 | N/A | N/A | Site 4 | Post operations | Application of hydrated lime - pond neutralization | Active | Pond neutralization | No pre-treatment | Open pit uranium mine filled with water (now a pond) | N | No pre- or post-treatment | Slurry was delivered to the pond by means of a revolving spray nozzle mounted on a float. Hydrated lime slurry was pumped from a tanker truck to the spray nozzle and conveyed through 500 feet of floating 3-inch-diameter hose. | White King pond contains approximately 79 million gallons of water and covers 13.4 acres. Maximum water depth is approximately 70 ft; Average water depth is approximately 18 ft. | Pilot | Pre-lime application (August 18, 1998) post-lime application (August 19, 1998) | Magnesium | Mg, total | mg/L | N | 30 | 7.86 | 7.87 | -0.12723 | Data not provided | Data not provided | Not Applicable | Data not provided | Data not provided | Not Applicable | Data not provided | Data not provided | Not Applicable | Data not provided | Data not provided | Data not provided | Data not provided | Data not provided | Data not provided | Data not provided | Data not provided | Data not provided | Pre-lime (August 18, 1998) | 4.5 | 7.06 | mg/L | 20.91 | °C | Data not provided | N/A | Data not provided | N/A | 513 | mV | 397 | µS/cm | None | N/A | Data not provided | Data not provided | Data not provided | Data not provided | Data not provided | Data not provided | Data not provided | Data not provided | Data not provided | Data not provided | Data not provided | Data not provided | Data not provided | Additional lime application was needed to treat deepest part of the lake, which was not well mixed with rest of lake | The pH value immediately after application showed it met criteria, but after subsequent mixing, pH was overall too low. | Pre-treatment water chemistry data are presented on the row for total Mg, while post-treatment water chemistry data are presented on the row for dissolved Mg. The pre and post-treatment water chemistry data apply to both total and dissolved concentrations.
White King Pond Neutralization Report, White King/Lucky Lass Mines Site Lakeview, Oregon | FREMONT NATIONAL FOREST/WHITE KING AND LUCKY LASS URANIUM MINES (USDA) | OR7122307658 | N/A | N/A | Site 4 | Post operations | Application of hydrated lime - pond neutralization | Active | Pond neutralization | No pre-treatment | Open pit uranium mine filled with water (now a pond) | N | No pre- or post-treatment | Slurry was delivered to the pond by means of a revolving spray nozzle mounted on a float. Hydrated lime slurry was pumped from a tanker truck to the spray nozzle and conveyed through 500 feet of floating 3-inch-diameter hose. | White King pond contains approximately 79 million gallons of water and covers 13.4 acres. Maximum water depth is approximately 70 ft; Average water depth is approximately 18 ft. | Pilot | Pre-lime application (August 18, 1998) post-lime application (August 19, 1998) | Magnesium | Mg, dissolved | mg/L | N | 30 | 7.69 | 7.8 | -1.4304 | Data not provided | Data not provided | Not Applicable | Data not provided | Data not provided | Not Applicable | Data not provided | Data not provided | Not Applicable | Data not provided | Data not provided | Data not provided | Data not provided | Data not provided | Data not provided | Data not provided | Data not provided | Data not provided | Post-lime (August 19, 1998) | 8.34 | 7.04 | mg/L | 20.73 | °C | Data not provided | N/A | Data not provided | N/A | 379 | mV | 412 | µS/cm | None | N/A | Data not provided | Data not provided | Data not provided | Data not provided | Data not provided | Data not provided | Data not provided | Data not provided | Data not provided | Data not provided | Data not provided | Data not provided | Data not provided | Additional lime application was needed to treat deepest part of the lake, which was not well mixed with rest of lake | The pH value immediately after application showed it met criteria, but after subsequent mixing, pH was overall too low. | Pre-treatment water chemistry data are presented on the row for total Mg, while post-treatment water chemistry data are presented on the row for dissolved Mg. The pre and post-treatment water chemistry data apply to both total and dissolved concentrations.
White King Pond Neutralization Report, White King/Lucky Lass Mines Site Lakeview, Oregon | FREMONT NATIONAL FOREST/WHITE KING AND LUCKY LASS URANIUM MINES (USDA) | OR7122307658 | N/A | N/A | Site 4 | Post operations | Application of hydrated lime - pond neutralization | Active | Pond neutralization | No pre-treatment | Open pit uranium mine filled with water (now a pond) | N | No pre- or post-treatment | Slurry was delivered to the pond by means of a revolving spray nozzle mounted on a float. Hydrated lime slurry was pumped from a tanker truck to the spray nozzle and conveyed through 500 feet of floating 3-inch-diameter hose. | White King pond contains approximately 79 million gallons of water and covers 13.4 acres. Maximum water depth is approximately 70 ft; Average water depth is approximately 18 ft. | Pilot | Pre-lime application (August 18, 1998) post-lime application (August 19, 1998) | Magnesium | Mg, total | mg/L | N | 50 | 7.94 | 7.99 | -0.62972 | Data not provided | Data not provided | Not Applicable | Data not provided | Data not provided | Not Applicable | Data not provided | Data not provided | Not Applicable | Data not provided | Data not provided | Data not provided | Data not provided | Data not provided | Data not provided | Data not provided | Data not provided | Data not provided | Pre-lime (August 18, 1998) | 4.35 | 6.94 | mg/L | 20.41 | °C | Data not provided | N/A | Data not provided | N/A | 518 | mV | 419 | µS/cm | None | N/A | Data not provided | Data not provided | Data not provided | Data not provided | Data not provided | Data not provided | Data not provided | Data not provided | Data not provided | Data not provided | Data not provided | Data not provided | Data not provided | Additional lime application was needed to treat deepest part of the lake, which was not well mixed with rest of lake | The pH value immediately after application showed it met criteria, but after subsequent mixing, pH was overall too low. | Pre-treatment water chemistry data are presented on the row for total Mg, while post-treatment water chemistry data are presented on the row for dissolved Mg. The pre and post-treatment water chemistry data apply to both total and dissolved concentrations.
White King Pond Neutralization Report, White King/Lucky Lass Mines Site Lakeview, Oregon | FREMONT NATIONAL FOREST/WHITE KING AND LUCKY LASS URANIUM MINES (USDA) | OR7122307658 | N/A | N/A | Site 4 | Post operations | Application of hydrated lime - pond neutralization | Active | Pond neutralization | No pre-treatment | Open pit uranium mine filled with water (now a pond) | N | No pre- or post-treatment | Slurry was delivered to the pond by means of a revolving spray nozzle mounted on a float. Hydrated lime slurry was pumped from a tanker truck to the spray nozzle and conveyed through 500 feet of floating 3-inch-diameter hose. | White King pond contains approximately 79 million gallons of water and covers 13.4 acres. Maximum water depth is approximately 70 ft; Average water depth is approximately 18 ft. | Pilot | Pre-lime application (August 18, 1998) post-lime application (August 19, 1998) | Magnesium | Mg, dissolved | mg/L | N | 50 | 7.72 | 7.7 | 0.25907 | Data not provided | Data not provided | Not Applicable | Data not provided | Data not provided | Not Applicable | Data not provided | Data not provided | Not Applicable | Data not provided | Data not provided | Data not provided | Data not provided | Data not provided | Data not provided | Data not provided | Data not provided | Data not provided | Post-lime (August 19, 1998) | 7.09 | 7 | mg/L | 20.25 | °C | Data not provided | N/A | Data not provided | N/A | 326 | mV | 415 | µS/cm | None | N/A | Data not provided | Data not provided | Data not provided | Data not provided | Data not provided | Data not provided | Data not provided | Data not provided | Data not provided | Data not provided | Data not provided | Data not provided | Data not provided | Additional lime application was needed to treat deepest part of the lake, which was not well mixed with rest of lake | The pH value immediately after application showed it met criteria, but after subsequent mixing, pH was overall too low. | Pre-treatment water chemistry data are presented on the row for total Mg, while post-treatment water chemistry data are presented on the row for dissolved Mg. The pre and post-treatment water chemistry data apply to both total and dissolved concentrations.
White King Pond Neutralization Report, White King/Lucky Lass Mines Site Lakeview, Oregon | FREMONT NATIONAL FOREST/WHITE KING AND LUCKY LASS URANIUM MINES (USDA) | OR7122307658 | N/A | N/A | Site 4 | Post operations | Application of hydrated lime - pond neutralization | Active | Pond neutralization | No pre-treatment | Open pit uranium mine filled with water (now a pond) | N | No pre- or post-treatment | Slurry was delivered to the pond by means of a revolving spray nozzle mounted on a float. Hydrated lime slurry was pumped from a tanker truck to the spray nozzle and conveyed through 500 feet of floating 3-inch-diameter hose. | White King pond contains approximately 79 million gallons of water and covers 13.4 acres. Maximum water depth is approximately 70 ft; Average water depth is approximately 18 ft. | Pilot | Pre-lime application (August 18, 1998) post-lime application (August 19, 1998) | Manganese | Mn, total | mg/L | N | 30 | 0.685 | 0.607 | 11.3869 | Data not provided | Data not provided | Not Applicable | Data not provided | Data not provided | Not Applicable | Data not provided | Data not provided | Not Applicable | Data not provided | Data not provided | Data not provided | Data not provided | Data not provided | Data not provided | Data not provided | Data not provided | Data not provided | Pre-lime (August 18, 1998) | 4.5 | 7.06 | mg/L | 20.91 | °C | Data not provided | N/A | Data not provided | N/A | 513 | mV | 397 | µS/cm | None | N/A | Data not provided | Data not provided | Data not provided | Data not provided | Data not provided | Data not provided | Data not provided | Data not provided | Data not provided | Data not provided | Data not provided | Data not provided | Data not provided | Additional lime application was needed to treat deepest part of the lake, which was not well mixed with rest of lake | The pH value immediately after application showed it met criteria, but after subsequent mixing, pH was overall too low. | Pre-treatment water chemistry data are presented on the row for total Mn, while post-treatment water chemistry data are presented on the row for dissolved Mn. The pre and post-treatment water chemistry data apply to both total and dissolved concentrations.
White King Pond Neutralization Report, White King/Lucky Lass Mines Site Lakeview, Oregon | FREMONT NATIONAL FOREST/WHITE KING AND LUCKY LASS URANIUM MINES (USDA) | OR7122307658 | N/A | N/A | Site 4 | Post operations | Application of hydrated lime - pond neutralization | Active | Pond neutralization | No pre-treatment | Open pit uranium mine filled with water (now a pond) | N | No pre- or post-treatment | Slurry was delivered to the pond by means of a revolving spray nozzle mounted on a float. Hydrated lime slurry was pumped from a tanker truck to the spray nozzle and conveyed through 500 feet of floating 3-inch-diameter hose. | White King pond contains approximately 79 million gallons of water and covers 13.4 acres. Maximum water depth is approximately 70 ft; Average water depth is approximately 18 ft. | Pilot | Pre-lime application (August 18, 1998) post-lime application (August 19, 1998) | Manganese | Mn, dissolved | mg/L | N | 30 | 0.677 | 0.571 | 15.6573 | Data not provided | Data not provided | Not Applicable | Data not provided | Data not provided | Not Applicable | Data not provided | Data not provided | Not Applicable | Data not provided | Data not provided | Data not provided | Data not provided | Data not provided | Data not provided | Data not provided | Data not provided | Data not provided | Post-lime (August 19, 1998) | 8.34 | 7.04 | mg/L | 20.73 | °C | Data not provided | N/A | Data not provided | N/A | 379 | mV | 412 | µS/cm | None | N/A | Data not provided | Data not provided | Data not provided | Data not provided | Data not provided | Data not provided | Data not provided | Data not provided | Data not provided | Data not provided | Data not provided | Data not provided | Data not provided | Additional lime application was needed to treat deepest part of the lake, which was not well mixed with rest of lake | The pH value immediately after application showed it met criteria, but after subsequent mixing, pH was overall too low. | Pre-treatment water chemistry data are presented on the row for total Mn, while post-treatment water chemistry data are presented on the row for dissolved Mn. The pre and post-treatment water chemistry data apply to both total and dissolved concentrations.
White King Pond Neutralization Report, White King/Lucky Lass Mines Site Lakeview, Oregon | FREMONT NATIONAL FOREST/WHITE KING AND LUCKY LASS URANIUM MINES (USDA) | OR7122307658 | N/A | N/A | Site 4 | Post operations | Application of hydrated lime - pond neutralization | Active | Pond neutralization | No pre-treatment | Open pit uranium mine filled with water (now a pond) | N | No pre- or post-treatment | Slurry was delivered to the pond by means of a revolving spray nozzle mounted on a float. Hydrated lime slurry was pumped from a tanker truck to the spray nozzle and conveyed through 500 feet of floating 3-inch-diameter hose. | White King pond contains approximately 79 million gallons of water and covers 13.4 acres. Maximum water depth is approximately 70 ft; Average water depth is approximately 18 ft. | Pilot | Pre-lime application (August 18, 1998) post-lime application (August 19, 1998) | Manganese | Mn, total | mg/L | N | 50 | 0.695 | 0.628 | 9.6403 | Data not provided | Data not provided | Not Applicable | Data not provided | Data not provided | Not Applicable | Data not provided | Data not provided | Not Applicable | Data not provided | Data not provided | Data not provided | Data not provided | Data not provided | Data not provided | Data not provided | Data not provided | Data not provided | Pre-lime (August 18, 1998) | 4.35 | 6.94 | mg/L | 20.41 | °C | Data not provided | N/A | Data not provided | N/A | 518 | mV | 419 | µS/cm | None | N/A | Data not provided | Data not provided | Data not provided | Data not provided | Data not provided | Data not provided | Data not provided | Data not provided | Data not provided | Data not provided | Data not provided | Data not provided | Data not provided | Additional lime application was needed to treat deepest part of the lake, which was not well mixed with rest of lake | The pH value immediately after application showed it met criteria, but after subsequent mixing, pH was overall too low. | Pre-treatment water chemistry data are presented on the row for total Mn, while post-treatment water chemistry data are presented on the row for dissolved Mn. The pre and post-treatment water chemistry data apply to both total and dissolved concentrations.
White King Pond Neutralization Report, White King/Lucky Lass Mines Site Lakeview, Oregon | FREMONT NATIONAL FOREST/WHITE KING AND LUCKY LASS URANIUM MINES (USDA) | OR7122307658 | N/A | N/A | Site 4 | Post operations | Application of hydrated lime - pond neutralization | Active | Pond neutralization | No pre-treatment | Open pit uranium mine filled with water (now a pond) | N | No pre- or post-treatment | Slurry was delivered to the pond by means of a revolving spray nozzle mounted on a float. Hydrated lime slurry was pumped from a tanker truck to the spray nozzle and conveyed through 500 feet of floating 3-inch-diameter hose. | White King pond contains approximately 79 million gallons of water and covers 13.4 acres. Maximum water depth is approximately 70 ft; Average water depth is approximately 18 ft. | Pilot | Pre-lime application (August 18, 1998) post-lime application (August 19, 1998) | Manganese | Mn, dissolved | mg/L | N | 50 | 0.681 | 0.596 | 12.4816 | Data not provided | Data not provided | Not Applicable | Data not provided | Data not provided | Not Applicable | Data not provided | Data not provided | Not Applicable | Data not provided | Data not provided | Data not provided | Data not provided | Data not provided | Data not provided | Data not provided | Data not provided | Data not provided | Post-lime (August 19, 1998) | 7.09 | 7 | mg/L | 20.25 | °C | Data not provided | N/A | Data not provided | N/A | 326 | mV | 415 | µS/cm | None | N/A | Data not provided | Data not provided | Data not provided | Data not provided | Data not provided | Data not provided | Data not provided | Data not provided | Data not provided | Data not provided | Data not provided | Data not provided | Data not provided | Additional lime application was needed to treat deepest part of the lake, which was not well mixed with rest of lake | The pH value immediately after application showed it met criteria, but after subsequent mixing, pH was overall too low. | Pre-treatment water chemistry data are presented on the row for total Mn, while post-treatment water chemistry data are presented on the row for dissolved Mn. The pre and post-treatment water chemistry data apply to both total and dissolved concentrations.
White King Pond Neutralization Report, White King/Lucky Lass Mines Site Lakeview, Oregon | FREMONT NATIONAL FOREST/WHITE KING AND LUCKY LASS URANIUM MINES (USDA) | OR7122307658 | N/A | N/A | Site 4 | Post operations | Application of hydrated lime - pond neutralization | Active | Pond neutralization | No pre-treatment | Open pit uranium mine filled with water (now a pond) | N | No pre- or post-treatment | Slurry was delivered to the pond by means of a revolving spray nozzle mounted on a float. Hydrated lime slurry was pumped from a tanker truck to the spray nozzle and conveyed through 500 feet of floating 3-inch-diameter hose. | White King pond contains approximately 79 million gallons of water and covers 13.4 acres. Maximum water depth is approximately 70 ft; Average water depth is approximately 18 ft. | Pilot | Pre-lime application (August 18, 1998) post-lime application (August 19, 1998) | Sodium | Na, total | mg/L | N | 30 | 11.7 | 12.1 | -3.4188 | Data not provided | Data not provided | Not Applicable | Data not provided | Data not provided | Not Applicable | Data not provided | Data not provided | Not Applicable | Data not provided | Data not provided | Data not provided | Data not provided | Data not provided | Data not provided | Data not provided | Data not provided | Data not provided | Pre-lime (August 18, 1998) | 4.5 | 7.06 | mg/L | 20.91 | °C | Data not provided | N/A | Data not provided | N/A | 513 | mV | 397 | µS/cm | None | N/A | Data not provided | Data not provided | Data not provided | Data not provided | Data not provided | Data not provided | Data not provided | Data not provided | Data not provided | Data not provided | Data not provided | Data not provided | Data not provided | Additional lime application was needed to treat deepest part of the lake, which was not well mixed with rest of lake | The pH value immediately after application showed it met criteria, but after subsequent mixing, pH was overall too low. | Pre-treatment water chemistry data are presented on the row for total Na, while post-treatment water chemistry data are presented on the row for dissolved Na. The pre and post-treatment water chemistry data apply to both total and dissolved concentrations.
White King Pond Neutralization Report, White King/Lucky Lass Mines Site Lakeview, Oregon | FREMONT NATIONAL FOREST/WHITE KING AND LUCKY LASS URANIUM MINES (USDA) | OR7122307658 | N/A | N/A | Site 4 | Post operations | Application of hydrated lime - pond neutralization | Active | Pond neutralization | No pre-treatment | Open pit uranium mine filled with water (now a pond) | N | No pre- or post-treatment | Slurry was delivered to the pond by means of a revolving spray nozzle mounted on a float. Hydrated lime slurry was pumped from a tanker truck to the spray nozzle and conveyed through 500 feet of floating 3-inch-diameter hose. | White King pond contains approximately 79 million gallons of water and covers 13.4 acres. Maximum water depth is approximately 70 ft; Average water depth is approximately 18 ft. | Pilot | Pre-lime application (August 18, 1998) post-lime application (August 19, 1998) | Sodium | Na, dissolved | mg/L | N | 30 | 11.5 | 11.7 | -1.7391 | Data not provided | Data not provided | Not Applicable | Data not provided | Data not provided | Not Applicable | Data not provided | Data not provided | Not Applicable | Data not provided | Data not provided | Data not provided | Data not provided | Data not provided | Data not provided | Data not provided | Data not provided | Data not provided | Post-lime (August 19, 1998) | 8.34 | 7.04 | mg/L | 20.73 | °C | Data not provided | N/A | Data not provided | N/A | 379 | mV | 412 | µS/cm | None | N/A | Data not provided | Data not provided | Data not provided | Data not provided | Data not provided | Data not provided | Data not provided | Data not provided | Data not provided | Data not provided | Data not provided | Data not provided | Data not provided | Additional lime application was needed to treat deepest part of the lake, which was not well mixed with rest of lake | The pH value immediately after application showed it met criteria, but after subsequent mixing, pH was overall too low. | Pre-treatment water chemistry data are presented on the row for total Na, while post-treatment water chemistry data are presented on the row for dissolved Na. The pre and post-treatment water chemistry data apply to both total and dissolved concentrations.
White King Pond Neutralization Report, White King/Lucky Lass Mines Site Lakeview, Oregon | FREMONT NATIONAL FOREST/WHITE KING AND LUCKY LASS URANIUM MINES (USDA) | OR7122307658 | N/A | N/A | Site 4 | Post operations | Application of hydrated lime - pond neutralization | Active | Pond neutralization | No pre-treatment | Open pit uranium mine filled with water (now a pond) | N | No pre- or post-treatment | Slurry was delivered to the pond by means of a revolving spray nozzle mounted on a float. Hydrated lime slurry was pumped from a tanker truck to the spray nozzle and conveyed through 500 feet of floating 3-inch-diameter hose. | White King pond contains approximately 79 million gallons of water and covers 13.4 acres. Maximum water depth is approximately 70 ft; Average water depth is approximately 18 ft. | Pilot | Pre-lime application (August 18, 1998) post-lime application (August 19, 1998) | Sodium | Na, total | mg/L | N | 50 | 11.8 | 12.2 | -3.3898 | Data not provided | Data not provided | Not Applicable | Data not provided | Data not provided | Not Applicable | Data not provided | Data not provided | Not Applicable | Data not provided | Data not provided | Data not provided | Data not provided | Data not provided | Data not provided | Data not provided | Data not provided | Data not provided | Pre-lime (August 18, 1998) | 4.35 | 6.94 | mg/L | 20.41 | °C | Data not provided | N/A | Data not provided | N/A | 518 | mV | 419 | µS/cm | None | N/A | Data not provided | Data not provided | Data not provided | Data not provided | Data not provided | Data not provided | Data not provided | Data not provided | Data not provided | Data not provided | Data not provided | Data not provided | Data not provided | Additional lime application was needed to treat deepest part of the lake, which was not well mixed with rest of lake | The pH value immediately after application showed it met criteria, but after subsequent mixing, pH was overall too low. | Pre-treatment water chemistry data are presented on the row for total Na, while post-treatment water chemistry data are presented on the row for dissolved Na. The pre and post-treatment water chemistry data apply to both total and dissolved concentrations.
White King Pond Neutralization Report, White King/Lucky Lass Mines Site Lakeview, Oregon | FREMONT NATIONAL FOREST/WHITE KING AND LUCKY LASS URANIUM MINES (USDA) | OR7122307658 | N/A | N/A | Site 4 | Post operations | Application of hydrated lime - pond neutralization | Active | Pond neutralization | No pre-treatment | Open pit uranium mine filled with water (now a pond) | N | No pre- or post-treatment | Slurry was delivered to the pond by means of a revolving spray nozzle mounted on a float. Hydrated lime slurry was pumped from a tanker truck to the spray nozzle and conveyed through 500 feet of floating 3-inch-diameter hose. | White King pond contains approximately 79 million gallons of water and covers 13.4 acres. Maximum water depth is approximately 70 ft; Average water depth is approximately 18 ft. | Pilot | Pre-lime application (August 18, 1998) post-lime application (August 19, 1998) | Sodium | Na, dissolved | mg/L | N | 50 | 11.5 | 11.8 | -2.6087 | Data not provided | Data not provided | Not Applicable | Data not provided | Data not provided | Not Applicable | Data not provided | Data not provided | Not Applicable | Data not provided | Data not provided | Data not provided | Data not provided | Data not provided | Data not provided | Data not provided | Data not provided | Data not provided | Post-lime (August 19, 1998) | 7.09 | 7 | mg/L | 20.25 | °C | Data not provided | N/A | Data not provided | N/A | 326 | mV | 415 | µS/cm | None | N/A | Data not provided | Data not provided | Data not provided | Data not provided | Data not provided | Data not provided | Data not provided | Data not provided | Data not provided | Data not provided | Data not provided | Data not provided | Data not provided | Additional lime application was needed to treat deepest part of the lake, which was not well mixed with rest of lake | The pH value immediately after application showed it met criteria, but after subsequent mixing, pH was overall too low. | Pre-treatment water chemistry data are presented on the row for total Na, while post-treatment water chemistry data are presented on the row for dissolved Na. The pre and post-treatment water chemistry data apply to both total and dissolved concentrations.
White King Pond Neutralization Report, White King/Lucky Lass Mines Site Lakeview, Oregon | FREMONT NATIONAL FOREST/WHITE KING AND LUCKY LASS URANIUM MINES (USDA) | OR7122307658 | N/A | N/A | Site 4 | Post operations | Application of hydrated lime - pond neutralization | Active | Pond neutralization | No pre-treatment | Open pit uranium mine filled with water (now a pond) | N | No pre- or post-treatment | Slurry was delivered to the pond by means of a revolving spray nozzle mounted on a float. Hydrated lime slurry was pumped from a tanker truck to the spray nozzle and conveyed through 500 feet of floating 3-inch-diameter hose. | White King pond contains approximately 79 million gallons of water and covers 13.4 acres. Maximum water depth is approximately 70 ft; Average water depth is approximately 18 ft. | Pilot | Pre-lime application (August 18, 1998) post-lime application (August 19, 1998) | Nickel | Ni, total | mg/L | N | 30 | 0.063 | 0.051 | 19.0476 | Data not provided | Data not provided | Not Applicable | Data not provided | Data not provided | Not Applicable | Data not provided | Data not provided | Not Applicable | Data not provided | Data not provided | Data not provided | Data not provided | Data not provided | Data not provided | Data not provided | Data not provided | Data not provided | Pre-lime (August 18, 1998) | 4.5 | 7.06 | mg/L | 20.91 | °C | Data not provided | N/A | Data not provided | N/A | 513 | mV | 397 | µS/cm | None | N/A | Data not provided | Data not provided | Data not provided | Data not provided | Data not provided | Data not provided | Y | 0.16 (hardness dependent criterion - used 100 mg/L); AWQC Freshwater Chronic (OAR 340-41 water quality criteria) | Data not provided | Data not provided | Data not provided | Data not provided | Data not provided | Additional lime application was needed to treat deepest part of the lake, which was not well mixed with rest of lake | The pH value immediately after application showed it met criteria, but after subsequent mixing, pH was overall too low. | Pre-treatment water chemistry data are presented on the row for total Ni, while post-treatment water chemistry data are presented on the row for dissolved Ni. The pre and post-treatment water chemistry data apply to both total and dissolved concentrations.
White King Pond Neutralization Report, White King/Lucky Lass Mines Site Lakeview, Oregon | FREMONT NATIONAL FOREST/WHITE KING AND LUCKY LASS URANIUM MINES (USDA) | OR7122307658 | N/A | N/A | Site 4 | Post operations | Application of hydrated lime - pond neutralization | Active | Pond neutralization | No pre-treatment | Open pit uranium mine filled with water (now a pond) | N | No pre- or post-treatment | Slurry was delivered to the pond by means of a revolving spray nozzle mounted on a float. Hydrated lime slurry was pumped from a tanker truck to the spray nozzle and conveyed through 500 feet of floating 3-inch-diameter hose. | White King pond contains approximately 79 million gallons of water and covers 13.4 acres. Maximum water depth is approximately 70 ft; Average water depth is approximately 18 ft. | Pilot | Pre-lime application (August 18, 1998) post-lime application (August 19, 1998) | Nickel | Ni, dissolved | mg/L | N | 30 | 0.062 | 0.0444 | 28.3871 | Data not provided | Data not provided | Not Applicable | Data not provided | Data not provided | Not Applicable | Data not provided | Data not provided | Not Applicable | Data not provided | Data not provided | Data not provided | Data not provided | Data not provided | Data not provided | Data not provided | Data not provided | Data not provided | Post-lime (August 19, 1998) | 8.34 | 7.04 | mg/L | 20.73 | °C | Data not provided | N/A | Data not provided | N/A | 379 | mV | 412 | µS/cm | None | N/A | Data not provided | Data not provided | Data not provided | Data not provided | Data not provided | Data not provided | Y | 0.16 (hardness dependent criterion - used 100 mg/L); AWQC Freshwater Chronic (OAR 340-41 water quality criteria) | Data not provided | Data not provided | Data not provided | Data not provided | Data not provided | Additional lime application was needed to treat deepest part of the lake, which was not well mixed with rest of lake | The pH value immediately after application showed it met criteria, but after subsequent mixing, pH was overall too low. | Pre-treatment water chemistry data are presented on the row for total Ni, while post-treatment water chemistry data are presented on the row for dissolved Ni. The pre and post-treatment water chemistry data apply to both total and dissolved concentrations.
White King Pond Neutralization Report, White King/Lucky Lass Mines Site Lakeview, Oregon | FREMONT NATIONAL FOREST/WHITE KING AND LUCKY LASS URANIUM MINES (USDA) | OR7122307658 | N/A | N/A | Site 4 | Post operations | Application of hydrated lime - pond neutralization | Active | Pond neutralization | No pre-treatment | Open pit uranium mine filled with water (now a pond) | N | No pre- or post-treatment | Slurry was delivered to the pond by means of a revolving spray nozzle mounted on a float. Hydrated lime slurry was pumped from a tanker truck to the spray nozzle and conveyed through 500 feet of floating 3-inch-diameter hose. | White King pond contains approximately 79 million gallons of water and covers 13.4 acres. Maximum water depth is approximately 70 ft; Average water depth is approximately 18 ft. | Pilot | Pre-lime application (August 18, 1998) post-lime application (August 19, 1998) | Nickel | Ni, total | mg/L | N | 50 | 0.064 | 0.053 | 17.1875 | Data not provided | Data not provided | Not Applicable | Data not provided | Data not provided | Not Applicable | Data not provided | Data not provided | Not Applicable | Data not provided | Data not provided | Data not provided | Data not provided | Data not provided | Data not provided | Data not provided | Data not provided | Data not provided | Pre-lime (August 18, 1998) | 4.35 | 6.94 | mg/L | 20.41 | °C | Data not provided | N/A | Data not provided | N/A | 518 | mV | 419 | µS/cm | None | N/A | Data not provided | Data not provided | Data not provided | Data not provided | Data not provided | Data not provided | Y | 0.16 (hardness dependent criterion - used 100 mg/L); AWQC Freshwater Chronic (OAR 340-41 water quality criteria) | Data not provided | Data not provided | Data not provided | Data not provided | Data not provided | Additional lime application was needed to treat deepest part of the lake, which was not well mixed with rest of lake | The pH value immediately after application showed it met criteria, but after subsequent mixing, pH was overall too low. | Pre-treatment water chemistry data are presented on the row for total Ni, while post-treatment water chemistry data are presented on the row for dissolved Ni. The pre and post-treatment water chemistry data apply to both total and dissolved concentrations.
White King Pond Neutralization Report, White King/Lucky Lass Mines Site Lakeview, Oregon | FREMONT NATIONAL FOREST/WHITE KING AND LUCKY LASS URANIUM MINES (USDA) | OR7122307658 | N/A | N/A | Site 4 | Post operations | Application of hydrated lime - pond neutralization | Active | Pond neutralization | No pre-treatment | Open pit uranium mine filled with water (now a pond) | N | No pre- or post-treatment | Slurry was delivered to the pond by means of a revolving spray nozzle mounted on a float. Hydrated lime slurry was pumped from a tanker truck to the spray nozzle and conveyed through 500 feet of floating 3-inch-diameter hose. | White King pond contains approximately 79 million gallons of water and covers 13.4 acres. Maximum water depth is approximately 70 ft; Average water depth is approximately 18 ft. | Pilot | Pre-lime application (August 18, 1998) post-lime application (August 19, 1998) | Nickel | Ni, dissolved | mg/L | N | 50 | 0.061 | 0.0455 | 25.4098 | Data not provided | Data not provided | Not Applicable | Data not provided | Data not provided | Not Applicable | Data not provided | Data not provided | Not Applicable | Data not provided | Data not provided | Data not provided | Data not provided | Data not provided | Data not provided | Data not provided | Data not provided | Data not provided | Post-lime (August 19, 1998) | 7.09 | 7 | mg/L | 20.25 | °C | Data not provided | N/A | Data not provided | N/A | 326 | mV | 415 | µS/cm | None | N/A | Data not provided | Data not provided | Data not provided | Data not provided | Data not provided | Data not provided | Y | 0.16 (hardness dependent criterion - used 100 mg/L); AWQC Freshwater Chronic (OAR 340-41 water quality criteria) | Data not provided | Data not provided | Data not provided | Data not provided | Data not provided | Additional lime application was needed to treat deepest part of the lake, which was not well mixed with rest of lake | The pH value immediately after application showed it met criteria, but after subsequent mixing, pH was overall too low. | Pre-treatment water chemistry data are presented on the row for total Ni, while post-treatment water chemistry data are presented on the row for dissolved Ni. The pre and post-treatment water chemistry data apply to both total and dissolved concentrations.
White King Pond Neutralization Report, White King/Lucky Lass Mines Site Lakeview, Oregon | FREMONT NATIONAL FOREST/WHITE KING AND LUCKY LASS URANIUM MINES (USDA) | OR7122307658 | N/A | N/A | Site 4 | Post operations | Application of hydrated lime - pond neutralization | Active | Pond neutralization | No pre-treatment | Open pit uranium mine filled with water (now a pond) | N | No pre- or post-treatment | Slurry was delivered to the pond by means of a revolving spray nozzle mounted on a float. Hydrated lime slurry was pumped from a tanker truck to the spray nozzle and conveyed through 500 feet of floating 3-inch-diameter hose. | White King pond contains approximately 79 million gallons of water and covers 13.4 acres. Maximum water depth is approximately 70 ft; Average water depth is approximately 18 ft. | Pilot | Pre-lime application (August 18, 1998) post-lime application (August 19, 1998) | Lead | Pb, total | mg/L | N | 30 | ND | ND | Not Applicable | Data not provided | Data not provided | Not Applicable | Data not provided | Data not provided | Not Applicable | Data not provided | Data not provided | Not Applicable | Data not provided | Data not provided | Data not provided | Data not provided | Data not provided | Data not provided | Data not provided | Data not provided | Data not provided | Pre-lime (August 18, 1998) | 4.5 | 7.06 | mg/L | 20.91 | °C | Data not provided | N/A | Data not provided | N/A | 513 | mV | 397 | µS/cm | None | N/A | Data not provided | Data not provided | Data not provided | Data not provided | Data not provided | Data not provided | N/A | 0.0032 (hardness dependent criterion - used 100 mg/L); AWQC Freshwater Chronic (OAR 340-41 water quality criteria) | Data not provided | Data not provided | Data not provided | Data not provided | Data not provided | Additional lime application was needed to treat deepest part of the lake, which was not well mixed with rest of lake | The pH value immediately after application showed it met criteria, but after subsequent mixing, pH was overall too low. | Pre-treatment water chemistry data are presented on the row for total Pb, while post-treatment water chemistry data are presented on the row for dissolved Pb. The pre and post-treatment water chemistry data apply to both total and dissolved concentrations. ND = non-detect (0.0065 mg/L)
White King Pond Neutralization Report, White King/Lucky Lass Mines Site Lakeview, Oregon | FREMONT NATIONAL FOREST/WHITE KING AND LUCKY LASS URANIUM MINES (USDA) | OR7122307658 | N/A | N/A | Site 4 | Post operations | Application of hydrated lime - pond neutralization | Active | Pond neutralization | No pre-treatment | Open pit uranium mine filled with water (now a pond) | N | No pre- or post-treatment | Slurry was delivered to the pond by means of a revolving spray nozzle mounted on a float. Hydrated lime slurry was pumped from a tanker truck to the spray nozzle and conveyed through 500 feet of floating 3-inch-diameter hose. | White King pond contains approximately 79 million gallons of water and covers 13.4 acres. Maximum water depth is approximately 70 ft; Average water depth is approximately 18 ft. | Pilot | Pre-lime application (August 18, 1998) post-lime application (August 19, 1998) | Lead | Pb, dissolved | mg/L | N | 30 | ND | ND | Not Applicable | Data not provided | Data not provided | Not Applicable | Data not provided | Data not provided | Not Applicable | Data not provided | Data not provided | Not Applicable | Data not provided | Data not provided | Data not provided | Data not provided | Data not provided | Data not provided | Data not provided | Data not provided | Data not provided | Post-lime (August 19, 1998) | 8.34 | 7.04 | mg/L | 20.73 | °C | Data not provided | N/A | Data not provided | N/A | 379 | mV | 412 | µS/cm | None | N/A | Data not provided | Data not provided | Data not provided | Data not provided | Data not provided | Data not provided | N/A | 0.0032 (hardness dependent criterion - used 100 mg/L); AWQC Freshwater Chronic (OAR 340-41 water quality criteria) | Data not provided | Data not provided | Data not provided | Data not provided | Data not provided | Additional lime application was needed to treat deepest part of the lake, which was not well mixed with rest of lake | The pH value immediately after application showed it met criteria, but after subsequent mixing, pH was overall too low. | Pre-treatment water chemistry data are presented on the row for total Pb, while post-treatment water chemistry data are presented on the row for dissolved Pb. The pre and post-treatment water chemistry data apply to both total and dissolved concentrations. ND = non-detect (0.0065 mg/L)
White King Pond Neutralization Report, White King/Lucky Lass Mines Site Lakeview, Oregon | FREMONT NATIONAL FOREST/WHITE KING AND LUCKY LASS URANIUM MINES (USDA) | OR7122307658 | N/A | N/A | Site 4 | Post operations | Application of hydrated lime - pond neutralization | Active | Pond neutralization | No pre-treatment | Open pit uranium mine filled with water (now a pond) | N | No pre- or post-treatment | Slurry was delivered to the pond by means of a revolving spray nozzle mounted on a float. Hydrated lime slurry was pumped from a tanker truck to the spray nozzle and conveyed through 500 feet of floating 3-inch-diameter hose. | White King pond contains approximately 79 million gallons of water and covers 13.4 acres. Maximum water depth is approximately 70 ft; Average water depth is approximately 18 ft. | Pilot | Pre-lime application (August 18, 1998) post-lime application (August 19, 1998) | Lead | Pb, total | mg/L | N | 50 | ND | ND | Not Applicable | Data not provided | Data not provided | Not Applicable | Data not provided | Data not provided | Not Applicable | Data not provided | Data not provided | Not Applicable | Data not provided | Data not provided | Data not provided | Data not provided | Data not provided | Data not provided | Data not provided | Data not provided | Data not provided | Pre-lime (August 18, 1998) | 4.35 | 6.94 | mg/L | 20.41 | °C | Data not provided | N/A | Data not provided | N/A | 518 | mV | 419 | µS/cm | None | N/A | Data not provided | Data not provided | Data not provided | Data not provided | Data not provided | Data not provided | N/A | 0.0032 (hardness dependent criterion - used 100 mg/L); AWQC Freshwater Chronic (OAR 340-41 water quality criteria) | Data not provided | Data not provided | Data not provided | Data not provided | Data not provided | Additional lime application was needed to treat deepest part of the lake, which was not well mixed with rest of lake | The pH value immediately after application showed it met criteria, but after subsequent mixing, pH was overall too low. | Pre-treatment water chemistry data are presented on the row for total Pb, while post-treatment water chemistry data are presented on the row for dissolved Pb. The pre and post-treatment water chemistry data apply to both total and dissolved concentrations. ND = non-detect (0.0065 mg/L)
White King Pond Neutralization Report, White King/Lucky Lass Mines Site Lakeview, Oregon | FREMONT NATIONAL FOREST/WHITE KING AND LUCKY LASS URANIUM MINES (USDA) | OR7122307658 | N/A | N/A | Site 4 | Post operations | Application of hydrated lime - pond neutralization | Active | Pond neutralization | No pre-treatment | Open pit uranium mine filled with water (now a pond) | N | No pre- or post-treatment | Slurry was delivered to the pond by means of a revolving spray nozzle mounted on a float. Hydrated lime slurry was pumped from a tanker truck to the spray nozzle and conveyed through 500 feet of floating 3-inch-diameter hose. | White King pond contains approximately 79 million gallons of water and covers 13.4 acres. Maximum water depth is approximately 70 ft; Average water depth is approximately 18 ft. | Pilot | Pre-lime application (August 18, 1998) post-lime application (August 19, 1998) | Lead | Pb, dissolved | mg/L | N | 50 | ND | ND | Not Applicable | Data not provided | Data not provided | Not Applicable | Data not provided | Data not provided | Not Applicable | Data not provided | Data not provided | Not Applicable | Data not provided | Data not provided | Data not provided | Data not provided | Data not provided | Data not provided | Data not provided | Data not provided | Data not provided | Post-lime (August 19, 1998) | 7.09 | 7 | mg/L | 20.25 | °C | Data not provided | N/A | Data not provided | N/A | 326 | mV | 415 | µS/cm | None | N/A | Data not provided | Data not provided | Data not provided | Data not provided | Data not provided | Data not provided | N/A | 0.0032 (hardness dependent criterion - used 100 mg/L); AWQC Freshwater Chronic (OAR 340-41 water quality criteria) | Data not provided | Data not provided | Data not provided | Data not provided | Data not provided | Additional lime application was needed to treat deepest part of the lake, which was not well mixed with rest of lake | The pH value immediately after application showed it met criteria, but after subsequent mixing, pH was overall too low. | Pre-treatment water chemistry data are presented on the row for total Pb, while post-treatment water chemistry data are presented on the row for dissolved Pb. The pre and post-treatment water chemistry data apply to both total and dissolved concentrations. ND = non-detect (0.0065 mg/L)
White King Pond Neutralization Report, White King/Lucky Lass Mines Site Lakeview, Oregon | FREMONT NATIONAL FOREST/WHITE KING AND LUCKY LASS URANIUM MINES (USDA) | OR7122307658 | N/A | N/A | Site 4 | Post operations | Application of hydrated lime - pond neutralization | Active | Pond neutralization | No pre-treatment | Open pit uranium mine filled with water (now a pond) | N | No pre- or post-treatment | Slurry was delivered to the pond by means of a revolving spray nozzle mounted on a float. Hydrated lime slurry was pumped from a tanker truck to the spray nozzle and conveyed through 500 feet of floating 3-inch-diameter hose. | White King pond contains approximately 79 million gallons of water and covers 13.4 acres. Maximum water depth is approximately 70 ft; Average water depth is approximately 18 ft. | Pilot | Pre-lime application (August 18, 1998) post-lime application (August 19, 1998) | pH | pH |  | N | 30 | 4.5 | 8.34 | -85.3333 | Data not provided | Data not provided | Not Applicable | Data not provided | Data not provided | Not Applicable | Data not provided | Data not provided | Not Applicable | Data not provided | Data not provided | Data not provided | Data not provided | Data not provided | Data not provided | Data not provided | Data not provided | Data not provided | Pre-lime (August 18, 1998) | 4.5 | 7.06 | mg/L | 20.91 | °C | Data not provided | N/A | Data not provided | N/A | 513 | mV | 397 | µS/cm | None | N/A | Data not provided | Data not provided | Data not provided | Data not provided | Data not provided | Data not provided | N, individual sample meets goal, but longer term average (after fully mixing) does not | 6.5 - 9 EPA Preliminary Remediation Goal (PRG) | Data not provided | Data not provided | Data not provided | Data not provided | Data not provided | Additional lime application was needed to treat deepest part of the lake, which was not well mixed with rest of lake | The pH value immediately after application showed it met criteria, but after subsequent mixing, pH was overall too low. | Post-lime water chemistry data are presented on the row below.
White King Pond Neutralization Report, White King/Lucky Lass Mines Site Lakeview, Oregon | FREMONT NATIONAL FOREST/WHITE KING AND LUCKY LASS URANIUM MINES (USDA) | OR7122307658 | N/A | N/A | Site 4 | Post operations | Application of hydrated lime - pond neutralization | Active | Pond neutralization | No pre-treatment | Open pit uranium mine filled with water (now a pond) | N | No pre- or post-treatment | Slurry was delivered to the pond by means of a revolving spray nozzle mounted on a float. Hydrated lime slurry was pumped from a tanker truck to the spray nozzle and conveyed through 500 feet of floating 3-inch-diameter hose. | White King pond contains approximately 79 million gallons of water and covers 13.4 acres. Maximum water depth is approximately 70 ft; Average water depth is approximately 18 ft. | Pilot | Pre-lime application (August 18, 1998) post-lime application (August 19, 1998) | pH | pH |  | N | 30 | Data not provided | Data not provided | Not Applicable | Data not provided | Data not provided | Not Applicable | Data not provided | Data not provided | Not Applicable | Data not provided | Data not provided | Not Applicable | Data not provided | Data not provided | Data not provided | Data not provided | Data not provided | Data not provided | Data not provided | Data not provided | Data not provided | Post-lime (August 19, 1998) | 8.34 | 7.04 | mg/L | 20.73 | °C | Data not provided | N/A | Data not provided | N/A | 379 | mV | 412 | µS/cm | None | N/A | Data not provided | Data not provided | Data not provided | Data not provided | Data not provided | Data not provided | N, individual sample meets goal, but longer term average (after fully mixing) does not | 6.5 - 9 EPA Preliminary Remediation Goal (PRG) | Data not provided | Data not provided | Data not provided | Data not provided | Data not provided | Additional lime application was needed to treat deepest part of the lake, which was not well mixed with rest of lake | The pH value immediately after application showed it met criteria, but after subsequent mixing, pH was overall too low.
White King Pond Neutralization Report, White King/Lucky Lass Mines Site Lakeview, Oregon | FREMONT NATIONAL FOREST/WHITE KING AND LUCKY LASS URANIUM MINES (USDA) | OR7122307658 | N/A | N/A | Site 4 | Post operations | Application of hydrated lime - pond neutralization | Active | Pond neutralization | No pre-treatment | Open pit uranium mine filled with water (now a pond) | N | No pre- or post-treatment | Slurry was delivered to the pond by means of a revolving spray nozzle mounted on a float. Hydrated lime slurry was pumped from a tanker truck to the spray nozzle and conveyed through 500 feet of floating 3-inch-diameter hose. | White King pond contains approximately 79 million gallons of water and covers 13.4 acres. Maximum water depth is approximately 70 ft; Average water depth is approximately 18 ft. | Pilot | Pre-lime application (August 18, 1998) post-lime application (August 19, 1998) | pH | pH |  | N | 50 | 4.35 | 7.11 | -63.4483 | Data not provided | Data not provided | Not Applicable | Data not provided | Data not provided | Not Applicable | Data not provided | Data not provided | Not Applicable | Data not provided | Data not provided | Data not provided | Data not provided | Data not provided | Data not provided | Data not provided | Data not provided | Data not provided | Pre-lime (August 18, 1998) | 4.35 | 6.94 | mg/L | 20.41 | °C | Data not provided | N/A | Data not provided | N/A | 518 | mV | 419 | µS/cm | None | N/A | Data not provided | Data not provided | Data not provided | Data not provided | Data not provided | Data not provided | N, individual sample meets goal, but longer term average (after fully mixing) does not | 6.5 - 9 EPA Preliminary Remediation Goal (PRG) | Data not provided | Data not provided | Data not provided | Data not provided | Data not provided | Additional lime application was needed to treat deepest part of the lake, which was not well mixed with rest of lake | The pH value immediately after application showed it met criteria, but after subsequent mixing, pH was overall too low. | Post-lime water chemistry data are presented on the row below.
White King Pond Neutralization Report, White King/Lucky Lass Mines Site Lakeview, Oregon | FREMONT NATIONAL FOREST/WHITE KING AND LUCKY LASS URANIUM MINES (USDA) | OR7122307658 | N/A | N/A | Site 4 | Post operations | Application of hydrated lime - pond neutralization | Active | Pond neutralization | No pre-treatment | Open pit uranium mine filled with water (now a pond) | N | No pre- or post-treatment | Slurry was delivered to the pond by means of a revolving spray nozzle mounted on a float. Hydrated lime slurry was pumped from a tanker truck to the spray nozzle and conveyed through 500 feet of floating 3-inch-diameter hose. | White King pond contains approximately 79 million gallons of water and covers 13.4 acres. Maximum water depth is approximately 70 ft; Average water depth is approximately 18 ft. | Pilot | Pre-lime application (August 18, 1998) post-lime application (August 19, 1998) | pH | pH |  | N | 50 | Data not provided | Data not provided | Not Applicable | Data not provided | Data not provided | Not Applicable | Data not provided | Data not provided | Not Applicable | Data not provided | Data not provided | Not Applicable | Data not provided | Data not provided | Data not provided | Data not provided | Data not provided | Data not provided | Data not provided | Data not provided | Data not provided | Post-lime (August 19, 1998) | 7.09 | 7 | mg/L | 20.25 | °C | Data not provided | N/A | Data not provided | N/A | 326 | mV | 415 | µS/cm | None | N/A | Data not provided | Data not provided | Data not provided | Data not provided | Data not provided | Data not provided | N, individual sample meets goal, but longer term average (after fully mixing) does not | 6.5 - 9 EPA Preliminary Remediation Goal (PRG) | Data not provided | Data not provided | Data not provided | Data not provided | Data not provided | Additional lime application was needed to treat deepest part of the lake, which was not well mixed with rest of lake | The pH value immediately after application showed it met criteria, but after subsequent mixing, pH was overall too low. | Unclear why pH values from Table B-2 and Table 2-1 do not match for post-treatment at 50 ft
White King Pond Neutralization Report, White King/Lucky Lass Mines Site Lakeview, Oregon | FREMONT NATIONAL FOREST/WHITE KING AND LUCKY LASS URANIUM MINES (USDA) | OR7122307658 | N/A | N/A | Site 4 | Post operations | Application of hydrated lime - pond neutralization | Active | Pond neutralization | No pre-treatment | Open pit uranium mine filled with water (now a pond) | N | No pre- or post-treatment | Slurry was delivered to the pond by means of a revolving spray nozzle mounted on a float. Hydrated lime slurry was pumped from a tanker truck to the spray nozzle and conveyed through 500 feet of floating 3-inch-diameter hose. | White King pond contains approximately 79 million gallons of water and covers 13.4 acres. Maximum water depth is approximately 70 ft; Average water depth is approximately 18 ft. | Pilot | Secondary lime application: Pre-lime application (Sept 13, 1998) Post-lime application (Nov 19, 1998) | pH | pH |  | N | 60 | 4.19 | 6.1 | -45.5847 | Data not provided | Data not provided | Not Applicable | Data not provided | Data not provided | Not Applicable | Data not provided | Data not provided | Not Applicable | Data not provided | Data not provided | Data not provided | Data not provided | Data not provided | Data not provided | Data not provided | Data not provided | Data not provided | Pre-lime (Sept 13, 1998) | 4.19 | 4.29 | mg/L | 15.93 | °C | Data not provided | N/A | Data not provided | N/A | 466 | mV | 528 | µS/cm | None | N/A | Data not provided | Data not provided | Data not provided | Data not provided | Data not provided | Data not provided | N | 6.5 - 9 EPA Preliminary Remediation Goal (PRG) | Data not provided | Data not provided | Data not provided | Data not provided | Data not provided | Additional lime application was needed to treat deepest part of the lake, which was not well mixed with rest of lake | Data not provided | Post-lime water chemistry data are presented on the row below.
White King Pond Neutralization Report, White King/Lucky Lass Mines Site Lakeview, Oregon | FREMONT NATIONAL FOREST/WHITE KING AND LUCKY LASS URANIUM MINES (USDA) | OR7122307658 | N/A | N/A | Site 4 | Post operations | Application of hydrated lime - pond neutralization | Active | Pond neutralization | No pre-treatment | Open pit uranium mine filled with water (now a pond) | N | No pre- or post-treatment | Slurry was delivered to the pond by means of a revolving spray nozzle mounted on a float. Hydrated lime slurry was pumped from a tanker truck to the spray nozzle and conveyed through 500 feet of floating 3-inch-diameter hose. | White King pond contains approximately 79 million gallons of water and covers 13.4 acres. Maximum water depth is approximately 70 ft; Average water depth is approximately 18 ft. | Pilot | Secondary lime application: Pre-lime application (Sept 13, 1998) Post-lime application (Nov 19, 1998) | pH | pH |  | N | 60 | Data not provided | Data not provided | Not Applicable | Data not provided | Data not provided | Not Applicable | Data not provided | Data not provided | Not Applicable | Data not provided | Data not provided | Not Applicable | Data not provided | Data not provided | Data not provided | Data not provided | Data not provided | Data not provided | Data not provided | Data not provided | Data not provided | Post-lime (Nov 19, 1998) | 6.1 | 10.51 | mg/L | 3.96 | °C | Data not provided | N/A | Data not provided | N/A | 355 | mV | 340 | µS/cm | None | N/A | Data not provided | Data not provided | Data not provided | Data not provided | Data not provided | Data not provided | N | 6.5 - 9 EPA Preliminary Remediation Goal (PRG) | Data not provided | Data not provided | Data not provided | Data not provided | Data not provided | Additional lime application was needed to treat deepest part of the lake, which was not well mixed with rest of lake | Data not provided
White King Pond Neutralization Report, White King/Lucky Lass Mines Site Lakeview, Oregon | FREMONT NATIONAL FOREST/WHITE KING AND LUCKY LASS URANIUM MINES (USDA) | OR7122307658 | N/A | N/A | Site 4 | Post operations | Application of hydrated lime - pond neutralization | Active | Pond neutralization | No pre-treatment | Open pit uranium mine filled with water (now a pond) | N | No pre- or post-treatment | Slurry was delivered to the pond by means of a revolving spray nozzle mounted on a float. Hydrated lime slurry was pumped from a tanker truck to the spray nozzle and conveyed through 500 feet of floating 3-inch-diameter hose. | White King pond contains approximately 79 million gallons of water and covers 13.4 acres. Maximum water depth is approximately 70 ft; Average water depth is approximately 18 ft. | Pilot | Secondary lime application: Pre-lime application (Sept 13, 1998) Post-lime application (Nov 19, 1998) | pH | pH |  | N | 66.7 | 4.21 | 5.84 | -38.7173 | Data not provided | Data not provided | Not Applicable | Data not provided | Data not provided | Not Applicable | Data not provided | Data not provided | Not Applicable | Data not provided | Data not provided | Data not provided | Data not provided | Data not provided | Data not provided | Data not provided | Data not provided | Data not provided | Pre-lime (Sept 13, 1998) | 4.21 | 0.2 | mg/L | 14.79 | °C | Data not provided | N/A | Data not provided | N/A | 423 | mV | 798 | µS/cm | None | N/A | Data not provided | Data not provided | Data not provided | Data not provided | Data not provided | Data not provided | N | 6.5 - 9 EPA Preliminary Remediation Goal (PRG) | Data not provided | Data not provided | Data not provided | Data not provided | Data not provided | Additional lime application was needed to treat deepest part of the lake, which was not well mixed with rest of lake | Data not provided | Post-lime water chemistry data are presented on the row below.
White King Pond Neutralization Report, White King/Lucky Lass Mines Site Lakeview, Oregon | FREMONT NATIONAL FOREST/WHITE KING AND LUCKY LASS URANIUM MINES (USDA) | OR7122307658 | N/A | N/A | Site 4 | Post operations | Application of hydrated lime - pond neutralization | Active | Pond neutralization | No pre-treatment | Open pit uranium mine filled with water (now a pond) | N | No pre- or post-treatment | Slurry was delivered to the pond by means of a revolving spray nozzle mounted on a float. Hydrated lime slurry was pumped from a tanker truck to the spray nozzle and conveyed through 500 feet of floating 3-inch-diameter hose. | White King pond contains approximately 79 million gallons of water and covers 13.4 acres. Maximum water depth is approximately 70 ft; Average water depth is approximately 18 ft. | Pilot | Secondary lime application: Pre-lime application (Sept 13, 1998) Post-lime application (Nov 19, 1998) | pH | pH |  | N | 67.3 | Data not provided | Data not provided | Not Applicable | Data not provided | Data not provided | Not Applicable | Data not provided | Data not provided | Not Applicable | Data not provided | Data not provided | Not Applicable | Data not provided | Data not provided | Data not provided | Data not provided | Data not provided | Data not provided | Data not provided | Data not provided | Data not provided | Post-lime (Nov 19, 1998) | 5.84 | 10.48 | mg/L | 3.96 | °C | Data not provided | N/A | Data not provided | N/A | 302 | mV | 339 | µS/cm | None | N/A | Data not provided | Data not provided | Data not provided | Data not provided | Data not provided | Data not provided | N | 6.5 - 9 EPA Preliminary Remediation Goal (PRG) | Data not provided | Data not provided | Data not provided | Data not provided | Data not provided | Additional lime application was needed to treat deepest part of the lake, which was not well mixed with rest of lake | Data not provided
White King Pond Neutralization Report, White King/Lucky Lass Mines Site Lakeview, Oregon | FREMONT NATIONAL FOREST/WHITE KING AND LUCKY LASS URANIUM MINES (USDA) | OR7122307658 | N/A | N/A | Site 4 | Post operations | Application of hydrated lime - pond neutralization | Active | Pond neutralization | No pre-treatment | Open pit uranium mine filled with water (now a pond) | N | No pre- or post-treatment | Slurry was delivered to the pond by means of a revolving spray nozzle mounted on a float. Hydrated lime slurry was pumped from a tanker truck to the spray nozzle and conveyed through 500 feet of floating 3-inch-diameter hose. | White King pond contains approximately 79 million gallons of water and covers 13.4 acres. Maximum water depth is approximately 70 ft; Average water depth is approximately 18 ft. | Pilot | Pre-lime application (August 18, 1998) post-lime application (August 19, 1998) | Antimony | Sb, total | mg/L | N | 30 | ND | ND | Not Applicable | Data not provided | Data not provided | Not Applicable | Data not provided | Data not provided | Not Applicable | Data not provided | Data not provided | Not Applicable | Data not provided | Data not provided | Data not provided | Data not provided | Data not provided | Data not provided | Data not provided | Data not provided | Data not provided | Pre-lime (August 18, 1998) | 4.5 | 7.06 | mg/L | 20.91 | °C | Data not provided | N/A | Data not provided | N/A | 513 | mV | 397 | µS/cm | None | N/A | Data not provided | Data not provided | Data not provided | Data not provided | Data not provided | Data not provided | N/A | 1.6 AWQC Freshwater Chronic (OAR 340-41 water quality criteria) | Data not provided | Data not provided | Data not provided | Data not provided | Data not provided | Additional lime application was needed to treat deepest part of the lake, which was not well mixed with rest of lake | Data not provided | Pre-treatment water chemistry data are presented on the row for total Sb, while post-treatment water chemistry data are presented on the row for dissolved Sb. The pre and post-treatment water chemistry data apply to both total and dissolved concentrations. ND = non-detect (0.25 mg/L)
White King Pond Neutralization Report, White King/Lucky Lass Mines Site Lakeview, Oregon | FREMONT NATIONAL FOREST/WHITE KING AND LUCKY LASS URANIUM MINES (USDA) | OR7122307658 | N/A | N/A | Site 4 | Post operations | Application of hydrated lime - pond neutralization | Active | Pond neutralization | No pre-treatment | Open pit uranium mine filled with water (now a pond) | N | No pre- or post-treatment | Slurry was delivered to the pond by means of a revolving spray nozzle mounted on a float. Hydrated lime slurry was pumped from a tanker truck to the spray nozzle and conveyed through 500 feet of floating 3-inch-diameter hose. | White King pond contains approximately 79 million gallons of water and covers 13.4 acres. Maximum water depth is approximately 70 ft; Average water depth is approximately 18 ft. | Pilot | Pre-lime application (August 18, 1998) post-lime application (August 19, 1998) | Antimony | Sb, dissolved | mg/L | N | 30 | ND | ND | Not Applicable | Data not provided | Data not provided | Not Applicable | Data not provided | Data not provided | Not Applicable | Data not provided | Data not provided | Not Applicable | Data not provided | Data not provided | Data not provided | Data not provided | Data not provided | Data not provided | Data not provided | Data not provided | Data not provided | Post-lime (August 19, 1998) | 8.34 | 7.04 | mg/L | 20.73 | °C | Data not provided | N/A | Data not provided | N/A | 379 | mV | 412 | µS/cm | None | N/A | Data not provided | Data not provided | Data not provided | Data not provided | Data not provided | Data not provided | N/A | 1.6 AWQC Freshwater Chronic (OAR 340-41 water quality criteria) | Data not provided | Data not provided | Data not provided | Data not provided | Data not provided | Additional lime application was needed to treat deepest part of the lake, which was not well mixed with rest of lake | Data not provided | Pre-treatment water chemistry data are presented on the row for total Sb, while post-treatment water chemistry data are presented on the row for dissolved Sb. The pre and post-treatment water chemistry data apply to both total and dissolved concentrations. ND = non-detect (0.25 mg/L)
White King Pond Neutralization Report, White King/Lucky Lass Mines Site Lakeview, Oregon | FREMONT NATIONAL FOREST/WHITE KING AND LUCKY LASS URANIUM MINES (USDA) | OR7122307658 | N/A | N/A | Site 4 | Post operations | Application of hydrated lime - pond neutralization | Active | Pond neutralization | No pre-treatment | Open pit uranium mine filled with water (now a pond) | N | No pre- or post-treatment | Slurry was delivered to the pond by means of a revolving spray nozzle mounted on a float. Hydrated lime slurry was pumped from a tanker truck to the spray nozzle and conveyed through 500 feet of floating 3-inch-diameter hose. | White King pond contains approximately 79 million gallons of water and covers 13.4 acres. Maximum water depth is approximately 70 ft; Average water depth is approximately 18 ft. | Pilot | Pre-lime application (August 18, 1998) post-lime application (August 19, 1998) | Antimony | Sb, total | mg/L | N | 50 | ND | ND | Not Applicable | Data not provided | Data not provided | Not Applicable | Data not provided | Data not provided | Not Applicable | Data not provided | Data not provided | Not Applicable | Data not provided | Data not provided | Data not provided | Data not provided | Data not provided | Data not provided | Data not provided | Data not provided | Data not provided | Pre-lime (August 18, 1998) | 4.35 | 6.94 | mg/L | 20.41 | °C | Data not provided | N/A | Data not provided | N/A | 518 | mV | 419 | µS/cm | None | N/A | Data not provided | Data not provided | Data not provided | Data not provided | Data not provided | Data not provided | N/A | 1.6 AWQC Freshwater Chronic (OAR 340-41 water quality criteria) | Data not provided | Data not provided | Data not provided | Data not provided | Data not provided | Additional lime application was needed to treat deepest part of the lake, which was not well mixed with rest of lake | Data not provided | Pre-treatment water chemistry data are presented on the row for total Sb, while post-treatment water chemistry data are presented on the row for dissolved Sb. The pre and post-treatment water chemistry data apply to both total and dissolved concentrations. ND = non-detect (0.25 mg/L)
White King Pond Neutralization Report, White King/Lucky Lass Mines Site Lakeview, Oregon | FREMONT NATIONAL FOREST/WHITE KING AND LUCKY LASS URANIUM MINES (USDA) | OR7122307658 | N/A | N/A | Site 4 | Post operations | Application of hydrated lime - pond neutralization | Active | Pond neutralization | No pre-treatment | Open pit uranium mine filled with water (now a pond) | N | No pre- or post-treatment | Slurry was delivered to the pond by means of a revolving spray nozzle mounted on a float. Hydrated lime slurry was pumped from a tanker truck to the spray nozzle and conveyed through 500 feet of floating 3-inch-diameter hose. | White King pond contains approximately 79 million gallons of water and covers 13.4 acres. Maximum water depth is approximately 70 ft; Average water depth is approximately 18 ft. | Pilot | Pre-lime application (August 18, 1998) post-lime application (August 19, 1998) | Antimony | Sb, dissolved | mg/L | N | 50 | ND | ND | Not Applicable | Data not provided | Data not provided | Not Applicable | Data not provided | Data not provided | Not Applicable | Data not provided | Data not provided | Not Applicable | Data not provided | Data not provided | Data not provided | Data not provided | Data not provided | Data not provided | Data not provided | Data not provided | Data not provided | Post-lime (August 19, 1998) | 7.09 | 7 | mg/L | 20.25 | °C | Data not provided | N/A | Data not provided | N/A | 326 | mV | 415 | µS/cm | None | N/A | Data not provided | Data not provided | Data not provided | Data not provided | Data not provided | Data not provided | N/A | 1.6 AWQC Freshwater Chronic (OAR 340-41 water quality criteria) | Data not provided | Data not provided | Data not provided | Data not provided | Data not provided | Additional lime application was needed to treat deepest part of the lake, which was not well mixed with rest of lake | Data not provided | Pre-treatment water chemistry data are presented on the row for total Sb, while post-treatment water chemistry data are presented on the row for dissolved Sb. The pre and post-treatment water chemistry data apply to both total and dissolved concentrations. ND = non-detect (0.25 mg/L)
White King Pond Neutralization Report, White King/Lucky Lass Mines Site Lakeview, Oregon | FREMONT NATIONAL FOREST/WHITE KING AND LUCKY LASS URANIUM MINES (USDA) | OR7122307658 | N/A | N/A | Site 4 | Post operations | Application of hydrated lime - pond neutralization | Active | Pond neutralization | No pre-treatment | Open pit uranium mine filled with water (now a pond) | N | No pre- or post-treatment | Slurry was delivered to the pond by means of a revolving spray nozzle mounted on a float. Hydrated lime slurry was pumped from a tanker truck to the spray nozzle and conveyed through 500 feet of floating 3-inch-diameter hose. | White King pond contains approximately 79 million gallons of water and covers 13.4 acres. Maximum water depth is approximately 70 ft; Average water depth is approximately 18 ft. | Pilot | Pre-lime application (August 18, 1998) post-lime application (August 19, 1998) | Selenium | Se, total | mg/L | N | 30 | ND | ND | Not Applicable | Data not provided | Data not provided | Not Applicable | Data not provided | Data not provided | Not Applicable | Data not provided | Data not provided | Not Applicable | Data not provided | Data not provided | Data not provided | Data not provided | Data not provided | Data not provided | Data not provided | Data not provided | Data not provided | Pre-lime (August 18, 1998) | 4.5 | 7.06 | mg/L | 20.91 | °C | Data not provided | N/A | Data not provided | N/A | 513 | mV | 397 | µS/cm | None | N/A | Data not provided | Data not provided | Data not provided | Data not provided | Data not provided | Data not provided | N/A | 0.035 AWQC Freshwater Chronic (OAR 340-41 water quality criteria) | Data not provided | Data not provided | Data not provided | Data not provided | Data not provided | Additional lime application was needed to treat deepest part of the lake, which was not well mixed with rest of lake | Data not provided | Pre-treatment water chemistry data are presented on the row for total Se, while post-treatment water chemistry data are presented on the row for dissolved Se. The pre and post-treatment water chemistry data apply to both total and dissolved concentrations. ND = non-detect (0.0059 mg/L)
White King Pond Neutralization Report, White King/Lucky Lass Mines Site Lakeview, Oregon | FREMONT NATIONAL FOREST/WHITE KING AND LUCKY LASS URANIUM MINES (USDA) | OR7122307658 | N/A | N/A | Site 4 | Post operations | Application of hydrated lime - pond neutralization | Active | Pond neutralization | No pre-treatment | Open pit uranium mine filled with water (now a pond) | N | No pre- or post-treatment | Slurry was delivered to the pond by means of a revolving spray nozzle mounted on a float. Hydrated lime slurry was pumped from a tanker truck to the spray nozzle and conveyed through 500 feet of floating 3-inch-diameter hose. | White King pond contains approximately 79 million gallons of water and covers 13.4 acres. Maximum water depth is approximately 70 ft; Average water depth is approximately 18 ft. | Pilot | Pre-lime application (August 18, 1998) post-lime application (August 19, 1998) | Selenium | Se, dissolved | mg/L | N | 30 | ND | ND | Not Applicable | Data not provided | Data not provided | Not Applicable | Data not provided | Data not provided | Not Applicable | Data not provided | Data not provided | Not Applicable | Data not provided | Data not provided | Data not provided | Data not provided | Data not provided | Data not provided | Data not provided | Data not provided | Data not provided | Post-lime (August 19, 1998) | 8.34 | 7.04 | mg/L | 20.73 | °C | Data not provided | N/A | Data not provided | N/A | 379 | mV | 412 | µS/cm | None | N/A | Data not provided | Data not provided | Data not provided | Data not provided | Data not provided | Data not provided | N/A | 0.035 AWQC Freshwater Chronic (OAR 340-41 water quality criteria) | Data not provided | Data not provided | Data not provided | Data not provided | Data not provided | Additional lime application was needed to treat deepest part of the lake, which was not well mixed with rest of lake | Data not provided | Pre-treatment water chemistry data are presented on the row for total Se, while post-treatment water chemistry data are presented on the row for dissolved Se. The pre and post-treatment water chemistry data apply to both total and dissolved concentrations. ND = non-detect (0.0059 mg/L)
White King Pond Neutralization Report, White King/Lucky Lass Mines Site Lakeview, Oregon | FREMONT NATIONAL FOREST/WHITE KING AND LUCKY LASS URANIUM MINES (USDA) | OR7122307658 | N/A | N/A | Site 4 | Post operations | Application of hydrated lime - pond neutralization | Active | Pond neutralization | No pre-treatment | Open pit uranium mine filled with water (now a pond) | N | No pre- or post-treatment | Slurry was delivered to the pond by means of a revolving spray nozzle mounted on a float. Hydrated lime slurry was pumped from a tanker truck to the spray nozzle and conveyed through 500 feet of floating 3-inch-diameter hose. | White King pond contains approximately 79 million gallons of water and covers 13.4 acres. Maximum water depth is approximately 70 ft; Average water depth is approximately 18 ft. | Pilot | Pre-lime application (August 18, 1998) post-lime application (August 19, 1998) | Selenium | Se, total | mg/L | N | 50 | ND | ND | Not Applicable | Data not provided | Data not provided | Not Applicable | Data not provided | Data not provided | Not Applicable | Data not provided | Data not provided | Not Applicable | Data not provided | Data not provided | Data not provided | Data not provided | Data not provided | Data not provided | Data not provided | Data not provided | Data not provided | Pre-lime (August 18, 1998) | 4.35 | 6.94 | mg/L | 20.41 | °C | Data not provided | N/A | Data not provided | N/A | 518 | mV | 419 | µS/cm | None | N/A | Data not provided | Data not provided | Data not provided | Data not provided | Data not provided | Data not provided | N/A | 0.035 AWQC Freshwater Chronic (OAR 340-41 water quality criteria) | Data not provided | Data not provided | Data not provided | Data not provided | Data not provided | Additional lime application was needed to treat deepest part of the lake, which was not well mixed with rest of lake | Data not provided | Pre-treatment water chemistry data are presented on the row for total Se, while post-treatment water chemistry data are presented on the row for dissolved Se. The pre and post-treatment water chemistry data apply to both total and dissolved concentrations. ND = non-detect (0.0059 mg/L)
White King Pond Neutralization Report, White King/Lucky Lass Mines Site Lakeview, Oregon | FREMONT NATIONAL FOREST/WHITE KING AND LUCKY LASS URANIUM MINES (USDA) | OR7122307658 | N/A | N/A | Site 4 | Post operations | Application of hydrated lime - pond neutralization | Active | Pond neutralization | No pre-treatment | Open pit uranium mine filled with water (now a pond) | N | No pre- or post-treatment | Slurry was delivered to the pond by means of a revolving spray nozzle mounted on a float. Hydrated lime slurry was pumped from a tanker truck to the spray nozzle and conveyed through 500 feet of floating 3-inch-diameter hose. | White King pond contains approximately 79 million gallons of water and covers 13.4 acres. Maximum water depth is approximately 70 ft; Average water depth is approximately 18 ft. | Pilot | Pre-lime application (August 18, 1998) post-lime application (August 19, 1998) | Selenium | Se, dissolved | mg/L | N | 50 | ND | ND | Not Applicable | Data not provided | Data not provided | Not Applicable | Data not provided | Data not provided | Not Applicable | Data not provided | Data not provided | Not Applicable | Data not provided | Data not provided | Data not provided | Data not provided | Data not provided | Data not provided | Data not provided | Data not provided | Data not provided | Post-lime (August 19, 1998) | 7.09 | 7 | mg/L | 20.25 | °C | Data not provided | N/A | Data not provided | N/A | 326 | mV | 415 | µS/cm | None | N/A | Data not provided | Data not provided | Data not provided | Data not provided | Data not provided | Data not provided | N/A | 0.035 AWQC Freshwater Chronic (OAR 340-41 water quality criteria) | Data not provided | Data not provided | Data not provided | Data not provided | Data not provided | Additional lime application was needed to treat deepest part of the lake, which was not well mixed with rest of lake | Data not provided | Pre-treatment water chemistry data are presented on the row for total Se, while post-treatment water chemistry data are presented on the row for dissolved Se. The pre and post-treatment water chemistry data apply to both total and dissolved concentrations. ND = non-detect (0.0059 mg/L)
White King Pond Neutralization Report, White King/Lucky Lass Mines Site Lakeview, Oregon | FREMONT NATIONAL FOREST/WHITE KING AND LUCKY LASS URANIUM MINES (USDA) | OR7122307658 | N/A | N/A | Site 4 | Post operations | Application of hydrated lime - pond neutralization | Active | Pond neutralization | No pre-treatment | Open pit uranium mine filled with water (now a pond) | N | No pre- or post-treatment | Slurry was delivered to the pond by means of a revolving spray nozzle mounted on a float. Hydrated lime slurry was pumped from a tanker truck to the spray nozzle and conveyed through 500 feet of floating 3-inch-diameter hose. | White King pond contains approximately 79 million gallons of water and covers 13.4 acres. Maximum water depth is approximately 70 ft; Average water depth is approximately 18 ft. | Pilot | Pre-lime application (August 18, 1998) post-lime application (August 19, 1998) | Sulfate | Sulfate, total | mg/L | N | 30 | 143 | 148 | -3.4965 | Data not provided | Data not provided | Not Applicable | Data not provided | Data not provided | Not Applicable | Data not provided | Data not provided | Not Applicable | Data not provided | Data not provided | Data not provided | Data not provided | Data not provided | Data not provided | Data not provided | Data not provided | Data not provided | Pre-lime (August 18, 1998) | 4.5 | 7.06 | mg/L | 20.91 | °C | Data not provided | N/A | Data not provided | N/A | 513 | mV | 397 | µS/cm | None | N/A | Data not provided | Data not provided | Data not provided | Data not provided | Data not provided | Data not provided | Data not provided | Data not provided | Data not provided | Data not provided | Data not provided | Data not provided | Data not provided | Additional lime application was needed to treat deepest part of the lake, which was not well mixed with rest of lake | Data not provided | Pre-treatment water chemistry data are presented on the row for total sulfate, while post-treatment water chemistry data are presented on the row for dissolved sulfate. The pre and post-treatment water chemistry data apply to both total and dissolved concentrations.
White King Pond Neutralization Report, White King/Lucky Lass Mines Site Lakeview, Oregon | FREMONT NATIONAL FOREST/WHITE KING AND LUCKY LASS URANIUM MINES (USDA) | OR7122307658 | N/A | N/A | Site 4 | Post operations | Application of hydrated lime - pond neutralization | Active | Pond neutralization | No pre-treatment | Open pit uranium mine filled with water (now a pond) | N | No pre- or post-treatment | Slurry was delivered to the pond by means of a revolving spray nozzle mounted on a float. Hydrated lime slurry was pumped from a tanker truck to the spray nozzle and conveyed through 500 feet of floating 3-inch-diameter hose. | White King pond contains approximately 79 million gallons of water and covers 13.4 acres. Maximum water depth is approximately 70 ft; Average water depth is approximately 18 ft. | Pilot | Pre-lime application (August 18, 1998) post-lime application (August 19, 1998) | Sulfate | Sulfate, dissolved | mg/L | N | 30 | Data not provided | Data not provided | Not Applicable | Data not provided | Data not provided | Not Applicable | Data not provided | Data not provided | Not Applicable | Data not provided | Data not provided | Not Applicable | Data not provided | Data not provided | Data not provided | Data not provided | Data not provided | Data not provided | Data not provided | Data not provided | Data not provided | Post-lime (August 19, 1998) | 8.34 | 7.04 | mg/L | 20.73 | °C | Data not provided | N/A | Data not provided | N/A | 379 | mV | 412 | µS/cm | None | N/A | Data not provided | Data not provided | Data not provided | Data not provided | Data not provided | Data not provided | Data not provided | Data not provided | Data not provided | Data not provided | Data not provided | Data not provided | Data not provided | Additional lime application was needed to treat deepest part of the lake, which was not well mixed with rest of lake | Data not provided | Pre-treatment water chemistry data are presented on the row for total sulfate, while post-treatment water chemistry data are presented on the row for dissolved sulfate. The pre and post-treatment water chemistry data apply to both total and dissolved concentrations.
White King Pond Neutralization Report, White King/Lucky Lass Mines Site Lakeview, Oregon | FREMONT NATIONAL FOREST/WHITE KING AND LUCKY LASS URANIUM MINES (USDA) | OR7122307658 | N/A | N/A | Site 4 | Post operations | Application of hydrated lime - pond neutralization | Active | Pond neutralization | No pre-treatment | Open pit uranium mine filled with water (now a pond) | N | No pre- or post-treatment | Slurry was delivered to the pond by means of a revolving spray nozzle mounted on a float. Hydrated lime slurry was pumped from a tanker truck to the spray nozzle and conveyed through 500 feet of floating 3-inch-diameter hose. | White King pond contains approximately 79 million gallons of water and covers 13.4 acres. Maximum water depth is approximately 70 ft; Average water depth is approximately 18 ft. | Pilot | Pre-lime application (August 18, 1998) post-lime application (August 19, 1998) | Sulfate | Sulfate, total | mg/L | N | 50 | 147 | 142 | 3.4014 | Data not provided | Data not provided | Not Applicable | Data not provided | Data not provided | Not Applicable | Data not provided | Data not provided | Not Applicable | Data not provided | Data not provided | Data not provided | Data not provided | Data not provided | Data not provided | Data not provided | Data not provided | Data not provided | Pre-lime (August 18, 1998) | 4.35 | 6.94 | mg/L | 20.41 | °C | Data not provided | N/A | Data not provided | N/A | 518 | mV | 419 | µS/cm | None | N/A | Data not provided | Data not provided | Data not provided | Data not provided | Data not provided | Data not provided | Data not provided | Data not provided | Data not provided | Data not provided | Data not provided | Data not provided | Data not provided | Additional lime application was needed to treat deepest part of the lake, which was not well mixed with rest of lake | Data not provided | Pre-treatment water chemistry data are presented on the row for total sulfate, while post-treatment water chemistry data are presented on the row for dissolved sulfate. The pre and post-treatment water chemistry data apply to both total and dissolved concentrations.
White King Pond Neutralization Report, White King/Lucky Lass Mines Site Lakeview, Oregon | FREMONT NATIONAL FOREST/WHITE KING AND LUCKY LASS URANIUM MINES (USDA) | OR7122307658 | N/A | N/A | Site 4 | Post operations | Application of hydrated lime - pond neutralization | Active | Pond neutralization | No pre-treatment | Open pit uranium mine filled with water (now a pond) | N | No pre- or post-treatment | Slurry was delivered to the pond by means of a revolving spray nozzle mounted on a float. Hydrated lime slurry was pumped from a tanker truck to the spray nozzle and conveyed through 500 feet of floating 3-inch-diameter hose. | White King pond contains approximately 79 million gallons of water and covers 13.4 acres. Maximum water depth is approximately 70 ft; Average water depth is approximately 18 ft. | Pilot | Pre-lime application (August 18, 1998) post-lime application (August 19, 1998) | Sulfate | Sulfate, dissolved | mg/L | N | 50 | Data not provided | Data not provided | Not Applicable | Data not provided | Data not provided | Not Applicable | Data not provided | Data not provided | Not Applicable | Data not provided | Data not provided | Not Applicable | Data not provided | Data not provided | Data not provided | Data not provided | Data not provided | Data not provided | Data not provided | Data not provided | Data not provided | Post-lime (August 19, 1998) | 7.09 | 7 | mg/L | 20.25 | °C | Data not provided | N/A | Data not provided | N/A | 326 | mV | 415 | µS/cm | None | N/A | Data not provided | Data not provided | Data not provided | Data not provided | Data not provided | Data not provided | Data not provided | Data not provided | Data not provided | Data not provided | Data not provided | Data not provided | Data not provided | Additional lime application was needed to treat deepest part of the lake, which was not well mixed with rest of lake | Data not provided | Pre-treatment water chemistry data are presented on the row for total sulfate, while post-treatment water chemistry data are presented on the row for dissolved sulfate. The pre and post-treatment water chemistry data apply to both total and dissolved concentrations.
White King Pond Neutralization Report, White King/Lucky Lass Mines Site Lakeview, Oregon | FREMONT NATIONAL FOREST/WHITE KING AND LUCKY LASS URANIUM MINES (USDA) | OR7122307658 | N/A | N/A | Site 4 | Post operations | Application of hydrated lime - pond neutralization | Active | Pond neutralization | No pre-treatment | Open pit uranium mine filled with water (now a pond) | N | No pre- or post-treatment | Slurry was delivered to the pond by means of a revolving spray nozzle mounted on a float. Hydrated lime slurry was pumped from a tanker truck to the spray nozzle and conveyed through 500 feet of floating 3-inch-diameter hose. | White King pond contains approximately 79 million gallons of water and covers 13.4 acres. Maximum water depth is approximately 70 ft; Average water depth is approximately 18 ft. | Pilot | Pre-lime application (August 18, 1998) post-lime application (August 19, 1998) | Total Dissolved Solids | TDS | mg/L | N | 30 | 285 | 296 | -3.8596 | Data not provided | Data not provided | Not Applicable | Data not provided | Data not provided | Not Applicable | Data not provided | Data not provided | Not Applicable | Data not provided | Data not provided | Data not provided | Data not provided | Data not provided | Data not provided | Data not provided | Data not provided | Data not provided | Pre-lime (August 18, 1998) | 4.5 | 7.06 | mg/L | 20.91 | °C | Data not provided | N/A | Data not provided | N/A | 513 | mV | 397 | µS/cm | None | N/A | Data not provided | Data not provided | Data not provided | Data not provided | Data not provided | Data not provided | Data not provided | Data not provided | Data not provided | Data not provided | Data not provided | Data not provided | Data not provided | Additional lime application was needed to treat deepest part of the lake, which was not well mixed with rest of lake | Data not provided | Post-lime water chemistry data are presented on the row below.
White King Pond Neutralization Report, White King/Lucky Lass Mines Site Lakeview, Oregon | FREMONT NATIONAL FOREST/WHITE KING AND LUCKY LASS URANIUM MINES (USDA) | OR7122307658 | N/A | N/A | Site 4 | Post operations | Application of hydrated lime - pond neutralization | Active | Pond neutralization | No pre-treatment | Open pit uranium mine filled with water (now a pond) | N | No pre- or post-treatment | Slurry was delivered to the pond by means of a revolving spray nozzle mounted on a float. Hydrated lime slurry was pumped from a tanker truck to the spray nozzle and conveyed through 500 feet of floating 3-inch-diameter hose. | White King pond contains approximately 79 million gallons of water and covers 13.4 acres. Maximum water depth is approximately 70 ft; Average water depth is approximately 18 ft. | Pilot | Pre-lime application (August 18, 1998) post-lime application (August 19, 1998) | Total Dissolved Solids | TDS | mg/L | N | 30 | Data not provided | Data not provided | Not Applicable | Data not provided | Data not provided | Not Applicable | Data not provided | Data not provided | Not Applicable | Data not provided | Data not provided | Not Applicable | Data not provided | Data not provided | Data not provided | Data not provided | Data not provided | Data not provided | Data not provided | Data not provided | Data not provided | Post-lime (August 19, 1998) | 8.34 | 7.04 | mg/L | 20.73 | °C | Data not provided | N/A | Data not provided | N/A | 379 | mV | 412 | µS/cm | None | N/A | Data not provided | Data not provided | Data not provided | Data not provided | Data not provided | Data not provided | Data not provided | Data not provided | Data not provided | Data not provided | Data not provided | Data not provided | Data not provided | Additional lime application was needed to treat deepest part of the lake, which was not well mixed with rest of lake | Data not provided
White King Pond Neutralization Report, White King/Lucky Lass Mines Site Lakeview, Oregon | FREMONT NATIONAL FOREST/WHITE KING AND LUCKY LASS URANIUM MINES (USDA) | OR7122307658 | N/A | N/A | Site 4 | Post operations | Application of hydrated lime - pond neutralization | Active | Pond neutralization | No pre-treatment | Open pit uranium mine filled with water (now a pond) | N | No pre- or post-treatment | Slurry was delivered to the pond by means of a revolving spray nozzle mounted on a float. Hydrated lime slurry was pumped from a tanker truck to the spray nozzle and conveyed through 500 feet of floating 3-inch-diameter hose. | White King pond contains approximately 79 million gallons of water and covers 13.4 acres. Maximum water depth is approximately 70 ft; Average water depth is approximately 18 ft. | Pilot | Pre-lime application (August 18, 1998) post-lime application (August 19, 1998) | Total Dissolved Solids | TDS | mg/L | N | 50 | 299 | 337 | -12.709 | Data not provided | Data not provided | Not Applicable | Data not provided | Data not provided | Not Applicable | Data not provided | Data not provided | Not Applicable | Data not provided | Data not provided | Data not provided | Data not provided | Data not provided | Data not provided | Data not provided | Data not provided | Data not provided | Pre-lime (August 18, 1998) | 4.35 | 6.94 | mg/L | 20.41 | °C | Data not provided | N/A | Data not provided | N/A | 518 | mV | 419 | µS/cm | None | N/A | Data not provided | Data not provided | Data not provided | Data not provided | Data not provided | Data not provided | Data not provided | Data not provided | Data not provided | Data not provided | Data not provided | Data not provided | Data not provided | Additional lime application was needed to treat deepest part of the lake, which was not well mixed with rest of lake | Data not provided | Post-lime water chemistry data are presented on the row below.
White King Pond Neutralization Report, White King/Lucky Lass Mines Site Lakeview, Oregon | FREMONT NATIONAL FOREST/WHITE KING AND LUCKY LASS URANIUM MINES (USDA) | OR7122307658 | N/A | N/A | Site 4 | Post operations | Application of hydrated lime - pond neutralization | Active | Pond neutralization | No pre-treatment | Open pit uranium mine filled with water (now a pond) | N | No pre- or post-treatment | Slurry was delivered to the pond by means of a revolving spray nozzle mounted on a float. Hydrated lime slurry was pumped from a tanker truck to the spray nozzle and conveyed through 500 feet of floating 3-inch-diameter hose. | White King pond contains approximately 79 million gallons of water and covers 13.4 acres. Maximum water depth is approximately 70 ft; Average water depth is approximately 18 ft. | Pilot | Pre-lime application (August 18, 1998) post-lime application (August 19, 1998) | Total Dissolved Solids | TDS | mg/L | N | 50 | Data not provided | Data not provided | Not Applicable | Data not provided | Data not provided | Not Applicable | Data not provided | Data not provided | Not Applicable | Data not provided | Data not provided | Not Applicable | Data not provided | Data not provided | Data not provided | Data not provided | Data not provided | Data not provided | Data not provided | Data not provided | Data not provided | Post-lime (August 19, 1998) | 7.09 | 7 | mg/L | 20.25 | °C | Data not provided | N/A | Data not provided | N/A | 326 | mV | 415 | µS/cm | None | N/A | Data not provided | Data not provided | Data not provided | Data not provided | Data not provided | Data not provided | Data not provided | Data not provided | Data not provided | Data not provided | Data not provided | Data not provided | Data not provided | Additional lime application was needed to treat deepest part of the lake, which was not well mixed with rest of lake | Data not provided
White King Pond Neutralization Report, White King/Lucky Lass Mines Site Lakeview, Oregon | FREMONT NATIONAL FOREST/WHITE KING AND LUCKY LASS URANIUM MINES (USDA) | OR7122307658 | N/A | N/A | Site 4 | Post operations | Application of hydrated lime - pond neutralization | Active | Pond neutralization | No pre-treatment | Open pit uranium mine filled with water (now a pond) | N | No pre- or post-treatment | Slurry was delivered to the pond by means of a revolving spray nozzle mounted on a float. Hydrated lime slurry was pumped from a tanker truck to the spray nozzle and conveyed through 500 feet of floating 3-inch-diameter hose. | White King pond contains approximately 79 million gallons of water and covers 13.4 acres. Maximum water depth is approximately 70 ft; Average water depth is approximately 18 ft. | Pilot | Pre-lime application (August 18, 1998) post-lime application (August 19, 1998) | Thallium | Tl, total | mg/L | N | 30 | ND | ND | Not Applicable | Data not provided | Data not provided | Not Applicable | Data not provided | Data not provided | Not Applicable | Data not provided | Data not provided | Not Applicable | Data not provided | Data not provided | Data not provided | Data not provided | Data not provided | Data not provided | Data not provided | Data not provided | Data not provided | Pre-lime (August 18, 1998) | 4.5 | 7.06 | mg/L | 20.91 | °C | Data not provided | N/A | Data not provided | N/A | 513 | mV | 397 | µS/cm | None | N/A | Data not provided | Data not provided | Data not provided | Data not provided | Data not provided | Data not provided | N/A | 0.04 (hardness dependent criterion - used 100 mg/L); AWQC Freshwater Chronic (OAR 340-41 water quality criteria) | Data not provided | Data not provided | Data not provided | Data not provided | Data not provided | Additional lime application was needed to treat deepest part of the lake, which was not well mixed with rest of lake | Data not provided | Pre-treatment water chemistry data are presented on the row for total Tl, while post-treatment water chemistry data are presented on the row for dissolved Tl. The pre and post-treatment water chemistry data apply to both total and dissolved concentrations. ND = non-detect (0.0097 mg/L)
White King Pond Neutralization Report, White King/Lucky Lass Mines Site Lakeview, Oregon | FREMONT NATIONAL FOREST/WHITE KING AND LUCKY LASS URANIUM MINES (USDA) | OR7122307658 | N/A | N/A | Site 4 | Post operations | Application of hydrated lime - pond neutralization | Active | Pond neutralization | No pre-treatment | Open pit uranium mine filled with water (now a pond) | N | No pre- or post-treatment | Slurry was delivered to the pond by means of a revolving spray nozzle mounted on a float. Hydrated lime slurry was pumped from a tanker truck to the spray nozzle and conveyed through 500 feet of floating 3-inch-diameter hose. | White King pond contains approximately 79 million gallons of water and covers 13.4 acres. Maximum water depth is approximately 70 ft; Average water depth is approximately 18 ft. | Pilot | Pre-lime application (August 18, 1998) post-lime application (August 19, 1998) | Thallium | Tl, dissolved | mg/L | N | 30 | ND | ND | Not Applicable | Data not provided | Data not provided | Not Applicable | Data not provided | Data not provided | Not Applicable | Data not provided | Data not provided | Not Applicable | Data not provided | Data not provided | Data not provided | Data not provided | Data not provided | Data not provided | Data not provided | Data not provided | Data not provided | Post-lime (August 19, 1998) | 8.34 | 7.04 | mg/L | 20.73 | °C | Data not provided | N/A | Data not provided | N/A | 379 | mV | 412 | µS/cm | None | N/A | Data not provided | Data not provided | Data not provided | Data not provided | Data not provided | Data not provided | N/A | 0.04 (hardness dependent criterion - used 100 mg/L); AWQC Freshwater Chronic (OAR 340-41 water quality criteria) | Data not provided | Data not provided | Data not provided | Data not provided | Data not provided | Additional lime application was needed to treat deepest part of the lake, which was not well mixed with rest of lake | Data not provided | Pre-treatment water chemistry data are presented on the row for total Tl, while post-treatment water chemistry data are presented on the row for dissolved Tl. The pre and post-treatment water chemistry data apply to both total and dissolved concentrations. ND = non-detect (0.0097 mg/L)
White King Pond Neutralization Report, White King/Lucky Lass Mines Site Lakeview, Oregon | FREMONT NATIONAL FOREST/WHITE KING AND LUCKY LASS URANIUM MINES (USDA) | OR7122307658 | N/A | N/A | Site 4 | Post operations | Application of hydrated lime - pond neutralization | Active | Pond neutralization | No pre-treatment | Open pit uranium mine filled with water (now a pond) | N | No pre- or post-treatment | Slurry was delivered to the pond by means of a revolving spray nozzle mounted on a float. Hydrated lime slurry was pumped from a tanker truck to the spray nozzle and conveyed through 500 feet of floating 3-inch-diameter hose. | White King pond contains approximately 79 million gallons of water and covers 13.4 acres. Maximum water depth is approximately 70 ft; Average water depth is approximately 18 ft. | Pilot | Pre-lime application (August 18, 1998) post-lime application (August 19, 1998) | Thallium | Tl, total | mg/L | N | 50 | ND | ND | Not Applicable | Data not provided | Data not provided | Not Applicable | Data not provided | Data not provided | Not Applicable | Data not provided | Data not provided | Not Applicable | Data not provided | Data not provided | Data not provided | Data not provided | Data not provided | Data not provided | Data not provided | Data not provided | Data not provided | Pre-lime (August 18, 1998) | 4.35 | 6.94 | mg/L | 20.41 | °C | Data not provided | N/A | Data not provided | N/A | 518 | mV | 419 | µS/cm | None | N/A | Data not provided | Data not provided | Data not provided | Data not provided | Data not provided | Data not provided | N/A | 0.04 (hardness dependent criterion - used 100 mg/L); AWQC Freshwater Chronic (OAR 340-41 water quality criteria) | Data not provided | Data not provided | Data not provided | Data not provided | Data not provided | Additional lime application was needed to treat deepest part of the lake, which was not well mixed with rest of lake | Data not provided | Pre-treatment water chemistry data are presented on the row for total Tl, while post-treatment water chemistry data are presented on the row for dissolved Tl. The pre and post-treatment water chemistry data apply to both total and dissolved concentrations. ND = non-detect (0.0097 mg/L)
White King Pond Neutralization Report, White King/Lucky Lass Mines Site Lakeview, Oregon | FREMONT NATIONAL FOREST/WHITE KING AND LUCKY LASS URANIUM MINES (USDA) | OR7122307658 | N/A | N/A | Site 4 | Post operations | Application of hydrated lime - pond neutralization | Active | Pond neutralization | No pre-treatment | Open pit uranium mine filled with water (now a pond) | N | No pre- or post-treatment | Slurry was delivered to the pond by means of a revolving spray nozzle mounted on a float. Hydrated lime slurry was pumped from a tanker truck to the spray nozzle and conveyed through 500 feet of floating 3-inch-diameter hose. | White King pond contains approximately 79 million gallons of water and covers 13.4 acres. Maximum water depth is approximately 70 ft; Average water depth is approximately 18 ft. | Pilot | Pre-lime application (August 18, 1998) post-lime application (August 19, 1998) | Thallium | Tl, dissolved | mg/L | N | 50 | ND | ND | Not Applicable | Data not provided | Data not provided | Not Applicable | Data not provided | Data not provided | Not Applicable | Data not provided | Data not provided | Not Applicable | Data not provided | Data not provided | Data not provided | Data not provided | Data not provided | Data not provided | Data not provided | Data not provided | Data not provided | Post-lime (August 19, 1998) | 7.09 | 7 | mg/L | 20.25 | °C | Data not provided | N/A | Data not provided | N/A | 326 | mV | 415 | µS/cm | None | N/A | Data not provided | Data not provided | Data not provided | Data not provided | Data not provided | Data not provided | N/A | 0.04 (hardness dependent criterion - used 100 mg/L); AWQC Freshwater Chronic (OAR 340-41 water quality criteria) | Data not provided | Data not provided | Data not provided | Data not provided | Data not provided | Additional lime application was needed to treat deepest part of the lake, which was not well mixed with rest of lake | Data not provided | Pre-treatment water chemistry data are presented on the row for total Tl, while post-treatment water chemistry data are presented on the row for dissolved Tl. The pre and post-treatment water chemistry data apply to both total and dissolved concentrations. ND = non-detect (0.0097 mg/L)
White King Pond Neutralization Report, White King/Lucky Lass Mines Site Lakeview, Oregon | FREMONT NATIONAL FOREST/WHITE KING AND LUCKY LASS URANIUM MINES (USDA) | OR7122307658 | N/A | N/A | Site 4 | Post operations | Application of hydrated lime - pond neutralization | Active | Pond neutralization | No pre-treatment | Open pit uranium mine filled with water (now a pond) | N | No pre- or post-treatment | Slurry was delivered to the pond by means of a revolving spray nozzle mounted on a float. Hydrated lime slurry was pumped from a tanker truck to the spray nozzle and conveyed through 500 feet of floating 3-inch-diameter hose. | White King pond contains approximately 79 million gallons of water and covers 13.4 acres. Maximum water depth is approximately 70 ft; Average water depth is approximately 18 ft. | Pilot | Pre-lime application (August 18, 1998) post-lime application (August 19, 1998) | Total Suspended Solids | TSS | mg/L | N | 30 | ND | 4.4 | Not Applicable | Data not provided | Data not provided | Not Applicable | Data not provided | Data not provided | Not Applicable | Data not provided | Data not provided | Not Applicable | Data not provided | Data not provided | Data not provided | Data not provided | Data not provided | Data not provided | Data not provided | Data not provided | Data not provided | Pre-lime (August 18, 1998) | 4.5 | 7.06 | mg/L | 20.91 | °C | Data not provided | N/A | Data not provided | N/A | 513 | mV | 397 | µS/cm | None | N/A | Data not provided | Data not provided | Data not provided | Data not provided | Data not provided | Data not provided | Data not provided | Data not provided | Data not provided | Data not provided | Data not provided | Data not provided | Data not provided | Additional lime application was needed to treat deepest part of the lake, which was not well mixed with rest of lake | Data not provided | ND = non-detect. Post-lime water chemistry data are presented on the row below.
White King Pond Neutralization Report, White King/Lucky Lass Mines Site Lakeview, Oregon | FREMONT NATIONAL FOREST/WHITE KING AND LUCKY LASS URANIUM MINES (USDA) | OR7122307658 | N/A | N/A | Site 4 | Post operations | Application of hydrated lime - pond neutralization | Active | Pond neutralization | No pre-treatment | Open pit uranium mine filled with water (now a pond) | N | No pre- or post-treatment | Slurry was delivered to the pond by means of a revolving spray nozzle mounted on a float. Hydrated lime slurry was pumped from a tanker truck to the spray nozzle and conveyed through 500 feet of floating 3-inch-diameter hose. | White King pond contains approximately 79 million gallons of water and covers 13.4 acres. Maximum water depth is approximately 70 ft; Average water depth is approximately 18 ft. | Pilot | Pre-lime application (August 18, 1998) post-lime application (August 19, 1998) | Total Suspended Solids | TSS | mg/L | N | 30 | Data not provided | Data not provided | Not Applicable | Data not provided | Data not provided | Not Applicable | Data not provided | Data not provided | Not Applicable | Data not provided | Data not provided | Not Applicable | Data not provided | Data not provided | Data not provided | Data not provided | Data not provided | Data not provided | Data not provided | Data not provided | Data not provided | Post-lime (August 19, 1998) | 8.34 | 7.04 | mg/L | 20.73 | °C | Data not provided | N/A | Data not provided | N/A | 379 | mV | 412 | µS/cm | None | N/A | Data not provided | Data not provided | Data not provided | Data not provided | Data not provided | Data not provided | Data not provided | Data not provided | Data not provided | Data not provided | Data not provided | Data not provided | Data not provided | Additional lime application was needed to treat deepest part of the lake, which was not well mixed with rest of lake | Data not provided
White King Pond Neutralization Report, White King/Lucky Lass Mines Site Lakeview, Oregon | FREMONT NATIONAL FOREST/WHITE KING AND LUCKY LASS URANIUM MINES (USDA) | OR7122307658 | N/A | N/A | Site 4 | Post operations | Application of hydrated lime - pond neutralization | Active | Pond neutralization | No pre-treatment | Open pit uranium mine filled with water (now a pond) | N | No pre- or post-treatment | Slurry was delivered to the pond by means of a revolving spray nozzle mounted on a float. Hydrated lime slurry was pumped from a tanker truck to the spray nozzle and conveyed through 500 feet of floating 3-inch-diameter hose. | White King pond contains approximately 79 million gallons of water and covers 13.4 acres. Maximum water depth is approximately 70 ft; Average water depth is approximately 18 ft. | Pilot | Pre-lime application (August 18, 1998) post-lime application (August 19, 1998) | Total Suspended Solids | TSS | mg/L | N | 50 | ND | 4.8 | Not Applicable | Data not provided | Data not provided | Not Applicable | Data not provided | Data not provided | Not Applicable | Data not provided | Data not provided | Not Applicable | Data not provided | Data not provided | Data not provided | Data not provided | Data not provided | Data not provided | Data not provided | Data not provided | Data not provided | Pre-lime (August 18, 1998) | 4.35 | 6.94 | mg/L | 20.41 | °C | Data not provided | N/A | Data not provided | N/A | 518 | mV | 419 | µS/cm | None | N/A | Data not provided | Data not provided | Data not provided | Data not provided | Data not provided | Data not provided | Data not provided | Data not provided | Data not provided | Data not provided | Data not provided | Data not provided | Data not provided | Additional lime application was needed to treat deepest part of the lake, which was not well mixed with rest of lake | Data not provided | ND = non-detect. Post-lime water chemistry data are presented on the row below.
White King Pond Neutralization Report, White King/Lucky Lass Mines Site Lakeview, Oregon | FREMONT NATIONAL FOREST/WHITE KING AND LUCKY LASS URANIUM MINES (USDA) | OR7122307658 | N/A | N/A | Site 4 | Post operations | Application of hydrated lime - pond neutralization | Active | Pond neutralization | No pre-treatment | Open pit uranium mine filled with water (now a pond) | N | No pre- or post-treatment | Slurry was delivered to the pond by means of a revolving spray nozzle mounted on a float. Hydrated lime slurry was pumped from a tanker truck to the spray nozzle and conveyed through 500 feet of floating 3-inch-diameter hose. | White King pond contains approximately 79 million gallons of water and covers 13.4 acres. Maximum water depth is approximately 70 ft; Average water depth is approximately 18 ft. | Pilot | Pre-lime application (August 18, 1998) post-lime application (August 19, 1998) | Total Suspended Solids | TSS | mg/L | N | 50 | Data not provided | Data not provided | Not Applicable | Data not provided | Data not provided | Not Applicable | Data not provided | Data not provided | Not Applicable | Data not provided | Data not provided | Not Applicable | Data not provided | Data not provided | Data not provided | Data not provided | Data not provided | Data not provided | Data not provided | Data not provided | Data not provided | Post-lime (August 19, 1998) | 7.09 | 7 | mg/L | 20.25 | °C | Data not provided | N/A | Data not provided | N/A | 326 | mV | 415 | µS/cm | None | N/A | Data not provided | Data not provided | Data not provided | Data not provided | Data not provided | Data not provided | Data not provided | Data not provided | Data not provided | Data not provided | Data not provided | Data not provided | Data not provided | Additional lime application was needed to treat deepest part of the lake, which was not well mixed with rest of lake | Data not provided
White King Pond Neutralization Report, White King/Lucky Lass Mines Site Lakeview, Oregon | FREMONT NATIONAL FOREST/WHITE KING AND LUCKY LASS URANIUM MINES (USDA) | OR7122307658 | N/A | N/A | Site 4 | Post operations | Application of hydrated lime - pond neutralization | Active | Pond neutralization | No pre-treatment | Open pit uranium mine filled with water (now a pond) | N | No pre- or post-treatment | Slurry was delivered to the pond by means of a revolving spray nozzle mounted on a float. Hydrated lime slurry was pumped from a tanker truck to the spray nozzle and conveyed through 500 feet of floating 3-inch-diameter hose. | White King pond contains approximately 79 million gallons of water and covers 13.4 acres. Maximum water depth is approximately 70 ft; Average water depth is approximately 18 ft. | Pilot | Pre-lime application (August 18, 1998) post-lime application (August 19, 1998) | Vanadium | V, total | mg/L | N | 30 | ND | ND | Not Applicable | Data not provided | Data not provided | Not Applicable | Data not provided | Data not provided | Not Applicable | Data not provided | Data not provided | Not Applicable | Data not provided | Data not provided | Data not provided | Data not provided | Data not provided | Data not provided | Data not provided | Data not provided | Data not provided | Pre-lime (August 18, 1998) | 4.5 | 7.06 | mg/L | 20.91 | °C | Data not provided | N/A | Data not provided | N/A | 513 | mV | 397 | µS/cm | None | N/A | Data not provided | Data not provided | Data not provided | Data not provided | Data not provided | Data not provided | Data not provided | Data not provided | Data not provided | Data not provided | Data not provided | Data not provided | Data not provided | Additional lime application was needed to treat deepest part of the lake, which was not well mixed with rest of lake | Data not provided | Pre-treatment water chemistry data are presented on the row for total V, while post-treatment water chemistry data are presented on the row for dissolved V. The pre and post-treatment water chemistry data apply to both total and dissolved concentrations. ND = non-detect (0.0028 mg/L)
White King Pond Neutralization Report, White King/Lucky Lass Mines Site Lakeview, Oregon | FREMONT NATIONAL FOREST/WHITE KING AND LUCKY LASS URANIUM MINES (USDA) | OR7122307658 | N/A | N/A | Site 4 | Post operations | Application of hydrated lime - pond neutralization | Active | Pond neutralization | No pre-treatment | Open pit uranium mine filled with water (now a pond) | N | No pre- or post-treatment | Slurry was delivered to the pond by means of a revolving spray nozzle mounted on a float. Hydrated lime slurry was pumped from a tanker truck to the spray nozzle and conveyed through 500 feet of floating 3-inch-diameter hose. | White King pond contains approximately 79 million gallons of water and covers 13.4 acres. Maximum water depth is approximately 70 ft; Average water depth is approximately 18 ft. | Pilot | Pre-lime application (August 18, 1998) post-lime application (August 19, 1998) | Vanadium | V, dissolved | mg/L | N | 30 | ND | ND | Not Applicable | Data not provided | Data not provided | Not Applicable | Data not provided | Data not provided | Not Applicable | Data not provided | Data not provided | Not Applicable | Data not provided | Data not provided | Data not provided | Data not provided | Data not provided | Data not provided | Data not provided | Data not provided | Data not provided | Post-lime (August 19, 1998) | 8.34 | 7.04 | mg/L | 20.73 | °C | Data not provided | N/A | Data not provided | N/A | 379 | mV | 412 | µS/cm | None | N/A | Data not provided | Data not provided | Data not provided | Data not provided | Data not provided | Data not provided | Data not provided | Data not provided | Data not provided | Data not provided | Data not provided | Data not provided | Data not provided | Additional lime application was needed to treat deepest part of the lake, which was not well mixed with rest of lake | Data not provided | Pre-treatment water chemistry data are presented on the row for total V, while post-treatment water chemistry data are presented on the row for dissolved V. The pre and post-treatment water chemistry data apply to both total and dissolved concentrations. ND = non-detect (0.0028 mg/L)
White King Pond Neutralization Report, White King/Lucky Lass Mines Site Lakeview, Oregon | FREMONT NATIONAL FOREST/WHITE KING AND LUCKY LASS URANIUM MINES (USDA) | OR7122307658 | N/A | N/A | Site 4 | Post operations | Application of hydrated lime - pond neutralization | Active | Pond neutralization | No pre-treatment | Open pit uranium mine filled with water (now a pond) | N | No pre- or post-treatment | Slurry was delivered to the pond by means of a revolving spray nozzle mounted on a float. Hydrated lime slurry was pumped from a tanker truck to the spray nozzle and conveyed through 500 feet of floating 3-inch-diameter hose. | White King pond contains approximately 79 million gallons of water and covers 13.4 acres. Maximum water depth is approximately 70 ft; Average water depth is approximately 18 ft. | Pilot | Pre-lime application (August 18, 1998) post-lime application (August 19, 1998) | Vanadium | V, total | mg/L | N | 50 | ND | ND | Not Applicable | Data not provided | Data not provided | Not Applicable | Data not provided | Data not provided | Not Applicable | Data not provided | Data not provided | Not Applicable | Data not provided | Data not provided | Data not provided | Data not provided | Data not provided | Data not provided | Data not provided | Data not provided | Data not provided | Pre-lime (August 18, 1998) | 4.35 | 6.94 | mg/L | 20.41 | °C | Data not provided | N/A | Data not provided | N/A | 518 | mV | 419 | µS/cm | None | N/A | Data not provided | Data not provided | Data not provided | Data not provided | Data not provided | Data not provided | Data not provided | Data not provided | Data not provided | Data not provided | Data not provided | Data not provided | Data not provided | Additional lime application was needed to treat deepest part of the lake, which was not well mixed with rest of lake | Data not provided | Pre-treatment water chemistry data are presented on the row for total V, while post-treatment water chemistry data are presented on the row for dissolved V. The pre and post-treatment water chemistry data apply to both total and dissolved concentrations. ND = non-detect (0.0028 mg/L)
White King Pond Neutralization Report, White King/Lucky Lass Mines Site Lakeview, Oregon | FREMONT NATIONAL FOREST/WHITE KING AND LUCKY LASS URANIUM MINES (USDA) | OR7122307658 | N/A | N/A | Site 4 | Post operations | Application of hydrated lime - pond neutralization | Active | Pond neutralization | No pre-treatment | Open pit uranium mine filled with water (now a pond) | N | No pre- or post-treatment | Slurry was delivered to the pond by means of a revolving spray nozzle mounted on a float. Hydrated lime slurry was pumped from a tanker truck to the spray nozzle and conveyed through 500 feet of floating 3-inch-diameter hose. | White King pond contains approximately 79 million gallons of water and covers 13.4 acres. Maximum water depth is approximately 70 ft; Average water depth is approximately 18 ft. | Pilot | Pre-lime application (August 18, 1998) post-lime application (August 19, 1998) | Vanadium | V, dissolved | mg/L | N | 50 | ND | ND | Not Applicable | Data not provided | Data not provided | Not Applicable | Data not provided | Data not provided | Not Applicable | Data not provided | Data not provided | Not Applicable | Data not provided | Data not provided | Data not provided | Data not provided | Data not provided | Data not provided | Data not provided | Data not provided | Data not provided | Post-lime (August 19, 1998) | 7.09 | 7 | mg/L | 20.25 | °C | Data not provided | N/A | Data not provided | N/A | 326 | mV | 415 | µS/cm | None | N/A | Data not provided | Data not provided | Data not provided | Data not provided | Data not provided | Data not provided | Data not provided | Data not provided | Data not provided | Data not provided | Data not provided | Data not provided | Data not provided | Additional lime application was needed to treat deepest part of the lake, which was not well mixed with rest of lake | Data not provided | Pre-treatment water chemistry data are presented on the row for total V, while post-treatment water chemistry data are presented on the row for dissolved V. The pre and post-treatment water chemistry data apply to both total and dissolved concentrations. ND = non-detect (0.0028 mg/L)
White King Pond Neutralization Report, White King/Lucky Lass Mines Site Lakeview, Oregon | FREMONT NATIONAL FOREST/WHITE KING AND LUCKY LASS URANIUM MINES (USDA) | OR7122307658 | N/A | N/A | Site 4 | Post operations | Application of hydrated lime - pond neutralization | Active | Pond neutralization | No pre-treatment | Open pit uranium mine filled with water (now a pond) | N | No pre- or post-treatment | Slurry was delivered to the pond by means of a revolving spray nozzle mounted on a float. Hydrated lime slurry was pumped from a tanker truck to the spray nozzle and conveyed through 500 feet of floating 3-inch-diameter hose. | White King pond contains approximately 79 million gallons of water and covers 13.4 acres. Maximum water depth is approximately 70 ft; Average water depth is approximately 18 ft. | Pilot | Pre-lime application (August 18, 1998) post-lime application (August 19, 1998) | Zinc | Zn, total | mg/L | N | 30 | 0.098 | 0.069 | 29.5918 | Data not provided | Data not provided | Not Applicable | Data not provided | Data not provided | Not Applicable | Data not provided | Data not provided | Not Applicable | Data not provided | Data not provided | Data not provided | Data not provided | Data not provided | Data not provided | Data not provided | Data not provided | Data not provided | Pre-lime (August 18, 1998) | 4.5 | 7.06 | mg/L | 20.91 | °C | Data not provided | N/A | Data not provided | N/A | 513 | mV | 397 | µS/cm | None | N/A | Data not provided | Data not provided | Data not provided | Data not provided | Data not provided | Data not provided | Y | 0.11 AWQC Freshwater Chronic (OAR 340-41 water quality criteria) | Data not provided | Data not provided | Data not provided | Data not provided | Data not provided | Additional lime application was needed to treat deepest part of the lake, which was not well mixed with rest of lake | Data not provided | Pre-treatment water chemistry data are presented on the row for total Zn, while post-treatment water chemistry data are presented on the row for dissolved Zn. The pre and post-treatment water chemistry data apply to both total and dissolved concentrations.
White King Pond Neutralization Report, White King/Lucky Lass Mines Site Lakeview, Oregon | FREMONT NATIONAL FOREST/WHITE KING AND LUCKY LASS URANIUM MINES (USDA) | OR7122307658 | N/A | N/A | Site 4 | Post operations | Application of hydrated lime - pond neutralization | Active | Pond neutralization | No pre-treatment | Open pit uranium mine filled with water (now a pond) | N | No pre- or post-treatment | Slurry was delivered to the pond by means of a revolving spray nozzle mounted on a float. Hydrated lime slurry was pumped from a tanker truck to the spray nozzle and conveyed through 500 feet of floating 3-inch-diameter hose. | White King pond contains approximately 79 million gallons of water and covers 13.4 acres. Maximum water depth is approximately 70 ft; Average water depth is approximately 18 ft. | Pilot | Pre-lime application (August 18, 1998) post-lime application (August 19, 1998) | Zinc | Zn, dissolved | mg/L | N | 30 | 0.101 | 0.035 | 65.3465 | Data not provided | Data not provided | Not Applicable | Data not provided | Data not provided | Not Applicable | Data not provided | Data not provided | Not Applicable | Data not provided | Data not provided | Data not provided | Data not provided | Data not provided | Data not provided | Data not provided | Data not provided | Data not provided | Post-lime (August 19, 1998) | 8.34 | 7.04 | mg/L | 20.73 | °C | Data not provided | N/A | Data not provided | N/A | 379 | mV | 412 | µS/cm | None | N/A | Data not provided | Data not provided | Data not provided | Data not provided | Data not provided | Data not provided | Y | 0.11 AWQC Freshwater Chronic (OAR 340-41 water quality criteria) | Data not provided | Data not provided | Data not provided | Data not provided | Data not provided | Additional lime application was needed to treat deepest part of the lake, which was not well mixed with rest of lake | Data not provided | Pre-treatment water chemistry data are presented on the row for total Zn, while post-treatment water chemistry data are presented on the row for dissolved Zn. The pre and post-treatment water chemistry data apply to both total and dissolved concentrations.
White King Pond Neutralization Report, White King/Lucky Lass Mines Site Lakeview, Oregon | FREMONT NATIONAL FOREST/WHITE KING AND LUCKY LASS URANIUM MINES (USDA) | OR7122307658 | N/A | N/A | Site 4 | Post operations | Application of hydrated lime - pond neutralization | Active | Pond neutralization | No pre-treatment | Open pit uranium mine filled with water (now a pond) | N | No pre- or post-treatment | Slurry was delivered to the pond by means of a revolving spray nozzle mounted on a float. Hydrated lime slurry was pumped from a tanker truck to the spray nozzle and conveyed through 500 feet of floating 3-inch-diameter hose. | White King pond contains approximately 79 million gallons of water and covers 13.4 acres. Maximum water depth is approximately 70 ft; Average water depth is approximately 18 ft. | Pilot | Pre-lime application (August 18, 1998) post-lime application (August 19, 1998) | Zinc | Zn, total | mg/L | N | 50 | 0.132 | 0.088 | 33.3333 | Data not provided | Data not provided | Not Applicable | Data not provided | Data not provided | Not Applicable | Data not provided | Data not provided | Not Applicable | Data not provided | Data not provided | Data not provided | Data not provided | Data not provided | Data not provided | Data not provided | Data not provided | Data not provided | Pre-lime (August 18, 1998) | 4.35 | 6.94 | mg/L | 20.41 | °C | Data not provided | N/A | Data not provided | N/A | 518 | mV | 419 | µS/cm | None | N/A | Data not provided | Data not provided | Data not provided | Data not provided | Data not provided | Data not provided | Y | 0.11 AWQC Freshwater Chronic (OAR 340-41 water quality criteria) | Data not provided | Data not provided | Data not provided | Data not provided | Data not provided | Additional lime application was needed to treat deepest part of the lake, which was not well mixed with rest of lake | Data not provided | Pre-treatment water chemistry data are presented on the row for total Zn, while post-treatment water chemistry data are presented on the row for dissolved Zn. The pre and post-treatment water chemistry data apply to both total and dissolved concentrations.
White King Pond Neutralization Report, White King/Lucky Lass Mines Site Lakeview, Oregon | FREMONT NATIONAL FOREST/WHITE KING AND LUCKY LASS URANIUM MINES (USDA) | OR7122307658 | N/A | N/A | Site 4 | Post operations | Application of hydrated lime - pond neutralization | Active | Pond neutralization | No pre-treatment | Open pit uranium mine filled with water (now a pond) | N | No pre- or post-treatment | Slurry was delivered to the pond by means of a revolving spray nozzle mounted on a float. Hydrated lime slurry was pumped from a tanker truck to the spray nozzle and conveyed through 500 feet of floating 3-inch-diameter hose. | White King pond contains approximately 79 million gallons of water and covers 13.4 acres. Maximum water depth is approximately 70 ft; Average water depth is approximately 18 ft. | Pilot | Pre-lime application (August 18, 1998) post-lime application (August 19, 1998) | Zinc | Zn, dissolved | mg/L | N | 50 | 0.106 | 0.062 | 41.5094 | Data not provided | Data not provided |  | Data not provided | Data not provided |  | Data not provided | Data not provided |  | Data not provided | Data not provided | Data not provided | Data not provided | Data not provided | Data not provided | Data not provided | Data not provided | Data not provided | Post-lime (August 19, 1998) | 7.09 | 7 | mg/L | 20.25 | °C | Data not provided | N/A | Data not provided | N/A | 326 | mV | 415 | µS/cm | None | N/A | Data not provided | Data not provided | Data not provided | Data not provided | Data not provided | Data not provided | Y | 0.11 AWQC Freshwater Chronic (OAR 340-41 water quality criteria) | Data not provided | Data not provided | Data not provided | Data not provided | Data not provided | Additional lime application was needed to treat deepest part of the lake, which was not well mixed with rest of lake | Data not provided | Pre-treatment water chemistry data are presented on the row for total Zn, while post-treatment water chemistry data are presented on the row for dissolved Zn. The pre and post-treatment water chemistry data apply to both total and dissolved concentrations.
Ely Mine Site Report of Activities: Experimental Passive Mine Water Treatment System | ELY COPPER MINE | VTD988366571 | N/A | N/A | Treatment barrels A and E | Abandoned | Sulfate-reducing bacteria (SRB) with limestone pre-treatment | Passive | Biochemical reactor (BCR) | Pre-treatment | Ely Brook mine | Y | Entire system | Adequate alkalinity and carbon | Vermont, no constraints noted | Pilot | 5 months (June-October 1995) | Acidity | CaCO3 equiv | mg/L | N | N/A | 409 | 280 | 31.5403 | [9 empty] | Data not provided | Data not provided | Data not provided | Data not provided | Data not provided | Data not provided | Data not provided | Data not provided | Data not provided | Influent | 2.83 | Data not provided | N/A | Data not provided | N/A | Data not provided | N/A | Data not provided | N/A | Data not provided | N/A | Data not provided | N/A | None | N/A | Data not provided | Data not provided | Data not provided | Data not provided | Data not provided | Data not provided | N/A | Goal was to assess the impact of the mine drainage on Ely Brook and propose water treatment options. Effluent WQ generally improved, but data was not consistent enough for a clear trend to develop. | Unit loads removed could not be determined due to inconsistent flows; system was designed for 100ml/min but was not tracked on days other than monitoring days, and during those periods it was inconsistently achieved; fluctuations in effluent water quality are attributed to highly variable influent water quality; maintenance is required to maintain alkaline conditions. | System is limited by limestone's ability to produce alkalinity and needs to be replaced "occasionally". Specific timeframes were not given. | The system needed more frequent maintenance than the 3 days/month it received. More maintenance is required in first months of operations to address debugging and making improvements. This was a very small treatment system, and authors noted that larger systems are less sensitive to infrequent maintenance. | Data not provided | Limestone needs to be replaced occasionally to ensure sufficient alkalinity to generate bacterial sulfate reduction and metal removal. Adding organic carbon was also noted as an option to increase SRB activity; clogging in Barrel D was a problem and was "difficult to remedy" | Inconsistent flow caused issues with the system. Sept 27, 1995 influent appeared to pass through untreated. Possible explanations were due to large flows of acidic drainage decreasing residence time, decrease in bacterial activity or decline in limestone dissolution. Manganese increased through treatment and source is thought to be the organic material used in the treatment. Iron, aluminum, copper, and zinc were removed from the original material; orange iron precipitate coated the limestone and follow-up bench testing revealed that this can inhibit alkalinity production in the barrels. When limestone was replaced and barrel D flushed of iron precipitate, effluent water quality improved slightly; the majority of metals removed were bound to iron and manganese oxides, or formed sulfides or were bound to organic matter. Metals coprecipitated as iron was removed. | Data not provided
Ely Mine Site Report of Activities: Experimental Passive Mine Water Treatment System | ELY COPPER MINE | VTD988366571 | N/A | N/A | Treatment barrels A and E | Abandoned | Sulfate-reducing bacteria (SRB) with limestone pre-treatment | Passive | Biochemical reactor (BCR) | Pre-treatment | Ely Brook mine | Y | Entire system | Adequate alkalinity and carbon | Vermont, no constraints noted | Pilot | 5 months (June-October 1995) | Acidity | CaCO3 equiv | mg/L | N | N/A |  |  |  | 328 | ND | 96.9512 | [6 empty] | Data not provided | Data not provided | Data not provided | Data not provided | Data not provided | Data not provided | Data not provided | Data not provided | Data not provided | Influent | 2.8 | Data not provided | N/A | Data not provided | N/A | Data not provided | N/A | Data not provided | N/A | Data not provided | N/A | Data not provided | N/A | None | N/A | Data not provided | Data not provided | Data not provided | Data not provided | Data not provided | Data not provided | N/A | Goal was to assess the impact of the mine drainage on Ely Brook and propose water treatment options. Effluent WQ generally improved, but data was not consistent enough for a clear trend to develop. | Unit loads removed could not be determined due to inconsistent flows; system was designed for 100ml/min but was not tracked on days other than monitoring days, and during those periods it was inconsistently achieved; fluctuations in effluent water quality are attributed to highly variable influent water quality; maintenance is required to maintain alkaline conditions. | System is limited by limestone's ability to produce alkalinity and needs to be replaced "occasionally". Specific timeframes were not given. | The system needed more frequent maintenance than the 3 days/month it received. More maintenance is required in first months of operations to address debugging and making improvements. This was a very small treatment system, and authors noted that larger systems are less sensitive to infrequent maintenance. | Data not provided | Limestone needs to be replaced occasionally to ensure sufficient alkalinity to generate bacterial sulfate reduction and metal removal. Adding organic carbon was also noted as an option to increase SRB activity; clogging in Barrel D was a problem and was "difficult to remedy" | Inconsistent flow caused issues with the system. Sept 27, 1995 influent appeared to pass through untreated. Possible explanations were due to large flows of acidic drainage decreasing residence time, decrease in bacterial activity or decline in limestone dissolution. Manganese increased through treatment and source is thought to be the organic material used in the treatment. Iron, aluminum, copper, and zinc were removed from the original material; orange iron precipitate coated the limestone and follow-up bench testing revealed that this can inhibit alkalinity production in the barrels. When limestone was replaced and barrel D flushed of iron precipitate, effluent water quality improved slightly; the majority of metals removed were bound to iron and manganese oxides, or formed sulfides or were bound to organic matter. Metals coprecipitated as iron was removed. | Data not provided | Lower influent sample was available (79), but no associated effluent measurement was analyzed, ND=<20 mg/l
Ely Mine Site Report of Activities: Experimental Passive Mine Water Treatment System | ELY COPPER MINE | VTD988366571 | N/A | N/A | Treatment barrels A and E | Abandoned | Sulfate-reducing bacteria (SRB) with limestone pre-treatment | Passive | Biochemical reactor (BCR) | Pre-treatment | Ely Brook mine | Y | Entire system | Adequate alkalinity and carbon | Vermont, no constraints noted | Pilot | 5 months (June-October 1995) | Acidity | CaCO3 equiv | mg/L | N | N/A | [6 empty] | 280 | 409 | 31.5403 |  |  |  | Data not provided | Data not provided | Data not provided | Data not provided | Data not provided | Data not provided | Data not provided | Data not provided | Data not provided | Effluent | 2.94 | Data not provided | N/A | Data not provided | N/A | Data not provided | N/A | Data not provided | N/A | Data not provided | N/A | Data not provided | N/A | None | N/A | Data not provided | Data not provided | Data not provided | Data not provided | Data not provided | Data not provided | N/A | Goal was to assess the impact of the mine drainage on Ely Brook and propose water treatment options. Effluent WQ generally improved, but data was not consistent enough for a clear trend to develop. | Unit loads removed could not be determined due to inconsistent flows; system was designed for 100ml/min but was not tracked on days other than monitoring days, and during those periods it was inconsistently achieved; fluctuations in effluent water quality are attributed to highly variable influent water quality; maintenance is required to maintain alkaline conditions. | System is limited by limestone's ability to produce alkalinity and needs to be replaced "occasionally". Specific timeframes were not given. | The system needed more frequent maintenance than the 3 days/month it received. More maintenance is required in first months of operations to address debugging and making improvements. This was a very small treatment system, and authors noted that larger systems are less sensitive to infrequent maintenance. | Data not provided | Limestone needs to be replaced occasionally to ensure sufficient alkalinity to generate bacterial sulfate reduction and metal removal. Adding organic carbon was also noted as an option to increase SRB activity; clogging in Barrel D was a problem and was "difficult to remedy" | Inconsistent flow caused issues with the system. Sept 27, 1995 influent appeared to pass through untreated. Possible explanations were due to large flows of acidic drainage decreasing residence time, decrease in bacterial activity or decline in limestone dissolution. Manganese increased through treatment and source is thought to be the organic material used in the treatment. Iron, aluminum, copper, and zinc were removed from the original material; orange iron precipitate coated the limestone and follow-up bench testing revealed that this can inhibit alkalinity production in the barrels. When limestone was replaced and barrel D flushed of iron precipitate, effluent water quality improved slightly; the majority of metals removed were bound to iron and manganese oxides, or formed sulfides or were bound to organic matter. Metals coprecipitated as iron was removed. | Data not provided
Ely Mine Site Report of Activities: Experimental Passive Mine Water Treatment System | ELY COPPER MINE | VTD988366571 | N/A | N/A | Treatment barrels A and E | Abandoned | Sulfate-reducing bacteria (SRB) with limestone pre-treatment | Passive | Biochemical reactor (BCR) | Pre-treatment | Ely Brook mine | Y | Entire system | Adequate alkalinity and carbon | Vermont, no constraints noted | Pilot | 5 months (June-October 1995) | Acidity | CaCO3 equiv | mg/L | N | N/A | [9 empty] | 0 | 340 | 100 | Data not provided | Data not provided | Data not provided | Data not provided | Data not provided | Data not provided | Data not provided | Data not provided | Data not provided | Effluent | 5.07–7.03 | Data not provided | N/A | Data not provided | N/A | Data not provided | N/A | Data not provided | N/A | Data not provided | N/A | Data not provided | N/A | None | N/A | Data not provided | Data not provided | Data not provided | Data not provided | Data not provided | Data not provided | N/A | Goal was to assess the impact of the mine drainage on Ely Brook and propose water treatment options. Effluent WQ generally improved, but data was not consistent enough for a clear trend to develop. | Unit loads removed could not be determined due to inconsistent flows; system was designed for 100ml/min but was not tracked on days other than monitoring days, and during those periods it was inconsistently achieved; fluctuations in effluent water quality are attributed to highly variable influent water quality; maintenance is required to maintain alkaline conditions. | System is limited by limestone's ability to produce alkalinity and needs to be replaced "occasionally". Specific timeframes were not given. | The system needed more frequent maintenance than the 3 days/month it received. More maintenance is required in first months of operations to address debugging and making improvements. This was a very small treatment system, and authors noted that larger systems are less sensitive to infrequent maintenance. | Data not provided | Limestone needs to be replaced occasionally to ensure sufficient alkalinity to generate bacterial sulfate reduction and metal removal. Adding organic carbon was also noted as an option to increase SRB activity; clogging in Barrel D was a problem and was "difficult to remedy" | Inconsistent flow caused issues with the system. Sept 27, 1995 influent appeared to pass through untreated. Possible explanations were due to large flows of acidic drainage decreasing residence time, decrease in bacterial activity or decline in limestone dissolution. Manganese increased through treatment and source is thought to be the organic material used in the treatment. Iron, aluminum, copper, and zinc were removed from the original material; orange iron precipitate coated the limestone and follow-up bench testing revealed that this can inhibit alkalinity production in the barrels. When limestone was replaced and barrel D flushed of iron precipitate, effluent water quality improved slightly; the majority of metals removed were bound to iron and manganese oxides, or formed sulfides or were bound to organic matter. Metals coprecipitated as iron was removed. | Data not provided | Minimum effluent was reported as both <20 mg/l or "0" varying by day.
Ely Mine Site Report of Activities: Experimental Passive Mine Water Treatment System | ELY COPPER MINE | VTD988366571 | N/A | N/A | In-stream, upstream/downstream | Abandoned | Sulfate-reducing bacteria (SRB) with limestone pre-treatment | Passive | Biochemical reactor (BCR) | Pre-treatment | Ely Brook mine | Y | In-stream data | Adequate alkalinity and carbon | Vermont, no constraints noted | Pilot | Single event | Aluminum | Al | mg/L | N | N/A | 0.5 | 0.31 | 38 | Data not provided | Data not provided | Not Applicable | Data not provided | Data not provided | Not Applicable | Data not provided | Data not provided | Not Applicable | Data not provided | Data not provided | Data not provided | Data not provided | Data not provided | Data not provided | Data not provided | Data not provided | Data not provided | Influent | 7.65 | Data not provided | N/A | Data not provided | N/A | Data not provided | N/A | Data not provided | N/A | Data not provided | N/A | Data not provided | N/A | None | N/A | Data not provided | Data not provided | Data not provided | Data not provided | Data not provided | Data not provided | N/A | Goal was to assess the impact of the mine drainage on Ely Brook and propose water treatment options. Effluent WQ generally improved, but data was not consistent enough for a clear trend to develop. | Unit loads removed could not be determined due to inconsistent flows; system was designed for 100ml/min but was not tracked on days other than monitoring days, and during those periods it was inconsistently achieved; fluctuations in effluent water quality are attributed to highly variable influent water quality; maintenance is required to maintain alkaline conditions. | System is limited by limestone's ability to produce alkalinity and needs to be replaced "occasionally". Specific timeframes were not given. | The system needed more frequent maintenance than the 3 days/month it received. More maintenance is required in first months of operations to address debugging and making improvements. This was a very small treatment system, and authors noted that larger systems are less sensitive to infrequent maintenance. | Data not provided | Limestone needs to be replaced occasionally to ensure sufficient alkalinity to generate bacterial sulfate reduction and metal removal. Adding organic carbon was also noted as an option to increase SRB activity; clogging in Barrel D was a problem and was "difficult to remedy" | Inconsistent flow caused issues with the system. Sept 27, 1995 influent appeared to pass through untreated. Possible explanations were due to large flows of acidic drainage decreasing residence time, decrease in bacterial activity or decline in limestone dissolution. Manganese increased through treatment and source is thought to be the organic material used in the treatment. Iron, aluminum, copper, and zinc were removed from the original material; orange iron precipitate coated the limestone and follow-up bench testing revealed that this can inhibit alkalinity production in the barrels. When limestone was replaced and barrel D flushed of iron precipitate, effluent water quality improved slightly; the majority of metals removed were bound to iron and manganese oxides, or formed sulfides or were bound to organic matter. Metals coprecipitated as iron was removed. | Data not provided
Ely Mine Site Report of Activities: Experimental Passive Mine Water Treatment System | ELY COPPER MINE | VTD988366571 | N/A | N/A | Treatment barrels A and E | Abandoned | Sulfate-reducing bacteria (SRB) with limestone pre-treatment | Passive | Biochemical reactor (BCR) | Pre-treatment | Ely Brook mine | Y | Entire system | Adequate alkalinity and carbon | Vermont, no constraints noted | Pilot | 5 months (June-October 1995) | Aluminum | Al | mg/L | N | N/A | 36.44 | 1.87 | 94.8683 | [9 empty] | Data not provided | Data not provided | Data not provided | Data not provided | Data not provided | Data not provided | Data not provided | Data not provided | Data not provided | Influent | 2.58 | Data not provided | N/A | Data not provided | N/A | Data not provided | N/A | Data not provided | N/A | Data not provided | N/A | Data not provided | N/A | None | N/A | Data not provided | Data not provided | Data not provided | Data not provided | Data not provided | Data not provided | N/A | Goal was to assess the impact of the mine drainage on Ely Brook and propose water treatment options. Effluent WQ generally improved, but data was not consistent enough for a clear trend to develop. | Unit loads removed could not be determined due to inconsistent flows; system was designed for 100ml/min but was not tracked on days other than monitoring days, and during those periods it was inconsistently achieved; fluctuations in effluent water quality are attributed to highly variable influent water quality; maintenance is required to maintain alkaline conditions. | System is limited by limestone's ability to produce alkalinity and needs to be replaced "occasionally". Specific timeframes were not given. | The system needed more frequent maintenance than the 3 days/month it received. More maintenance is required in first months of operations to address debugging and making improvements. This was a very small treatment system, and authors noted that larger systems are less sensitive to infrequent maintenance. | Data not provided | Limestone needs to be replaced occasionally to ensure sufficient alkalinity to generate bacterial sulfate reduction and metal removal. Adding organic carbon was also noted as an option to increase SRB activity; clogging in Barrel D was a problem and was "difficult to remedy" | Inconsistent flow caused issues with the system. Sept 27, 1995 influent appeared to pass through untreated. Possible explanations were due to large flows of acidic drainage decreasing residence time, decrease in bacterial activity or decline in limestone dissolution. Manganese increased through treatment and source is thought to be the organic material used in the treatment. Iron, aluminum, copper, and zinc were removed from the original material; orange iron precipitate coated the limestone and follow-up bench testing revealed that this can inhibit alkalinity production in the barrels. When limestone was replaced and barrel D flushed of iron precipitate, effluent water quality improved slightly; the majority of metals removed were bound to iron and manganese oxides, or formed sulfides or were bound to organic matter. Metals coprecipitated as iron was removed. | Data not provided
Ely Mine Site Report of Activities: Experimental Passive Mine Water Treatment System | ELY COPPER MINE | VTD988366571 | N/A | N/A | Treatment barrels A and E | Abandoned | Sulfate-reducing bacteria (SRB) with limestone pre-treatment | Passive | Biochemical reactor (BCR) | Pre-treatment | Ely Brook mine | Y | Entire system | Adequate alkalinity and carbon | Vermont, no constraints noted | Pilot | 5 months (June-October 1995) | Aluminum | Al | mg/L | N | N/A |  |  |  | 5.79 | 0.16 | 97.2366 | [6 empty] | Data not provided | Data not provided | Data not provided | Data not provided | Data not provided | Data not provided | Data not provided | Data not provided | Data not provided | Influent | 3.5 | Data not provided | N/A | Data not provided | N/A | Data not provided | N/A | Data not provided | N/A | Data not provided | N/A | Data not provided | N/A | None | N/A | Data not provided | Data not provided | Data not provided | Data not provided | Data not provided | Data not provided | N/A | Goal was to assess the impact of the mine drainage on Ely Brook and propose water treatment options. Effluent WQ generally improved, but data was not consistent enough for a clear trend to develop. | Unit loads removed could not be determined due to inconsistent flows; system was designed for 100ml/min but was not tracked on days other than monitoring days, and during those periods it was inconsistently achieved; fluctuations in effluent water quality are attributed to highly variable influent water quality; maintenance is required to maintain alkaline conditions. | System is limited by limestone's ability to produce alkalinity and needs to be replaced "occasionally". Specific timeframes were not given. | The system needed more frequent maintenance than the 3 days/month it received. More maintenance is required in first months of operations to address debugging and making improvements. This was a very small treatment system, and authors noted that larger systems are less sensitive to infrequent maintenance. | Data not provided | Limestone needs to be replaced occasionally to ensure sufficient alkalinity to generate bacterial sulfate reduction and metal removal. Adding organic carbon was also noted as an option to increase SRB activity; clogging in Barrel D was a problem and was "difficult to remedy" | Inconsistent flow caused issues with the system. Sept 27, 1995 influent appeared to pass through untreated. Possible explanations were due to large flows of acidic drainage decreasing residence time, decrease in bacterial activity or decline in limestone dissolution. Manganese increased through treatment and source is thought to be the organic material used in the treatment. Iron, aluminum, copper, and zinc were removed from the original material; orange iron precipitate coated the limestone and follow-up bench testing revealed that this can inhibit alkalinity production in the barrels. When limestone was replaced and barrel D flushed of iron precipitate, effluent water quality improved slightly; the majority of metals removed were bound to iron and manganese oxides, or formed sulfides or were bound to organic matter. Metals coprecipitated as iron was removed. | Data not provided
Ely Mine Site Report of Activities: Experimental Passive Mine Water Treatment System | ELY COPPER MINE | VTD988366571 | N/A | N/A | Treatment barrels A and E | Abandoned | Sulfate-reducing bacteria (SRB) with limestone pre-treatment | Passive | Biochemical reactor (BCR) | Pre-treatment | Ely Brook mine | Y | Entire system | Adequate alkalinity and carbon | Vermont, no constraints noted | Pilot | 5 months (June-October 1995) | Aluminum | Al | mg/L | N | N/A | [6 empty] | 24.89 | 25.54 | 2.545 |  |  |  | Data not provided | Data not provided | Data not provided | Data not provided | Data not provided | Data not provided | Data not provided | Data not provided | Data not provided | Effluent | 2.94 | Data not provided | N/A | Data not provided | N/A | Data not provided | N/A | Data not provided | N/A | Data not provided | N/A | Data not provided | N/A | None | N/A | Data not provided | Data not provided | Data not provided | Data not provided | Data not provided | Data not provided | N/A | Goal was to assess the impact of the mine drainage on Ely Brook and propose water treatment options. Effluent WQ generally improved, but data was not consistent enough for a clear trend to develop. | Unit loads removed could not be determined due to inconsistent flows; system was designed for 100ml/min but was not tracked on days other than monitoring days, and during those periods it was inconsistently achieved; fluctuations in effluent water quality are attributed to highly variable influent water quality; maintenance is required to maintain alkaline conditions. | System is limited by limestone's ability to produce alkalinity and needs to be replaced "occasionally". Specific timeframes were not given. | The system needed more frequent maintenance than the 3 days/month it received. More maintenance is required in first months of operations to address debugging and making improvements. This was a very small treatment system, and authors noted that larger systems are less sensitive to infrequent maintenance. | Data not provided | Limestone needs to be replaced occasionally to ensure sufficient alkalinity to generate bacterial sulfate reduction and metal removal. Adding organic carbon was also noted as an option to increase SRB activity; clogging in Barrel D was a problem and was "difficult to remedy" | Inconsistent flow caused issues with the system. Sept 27, 1995 influent appeared to pass through untreated. Possible explanations were due to large flows of acidic drainage decreasing residence time, decrease in bacterial activity or decline in limestone dissolution. Manganese increased through treatment and source is thought to be the organic material used in the treatment. Iron, aluminum, copper, and zinc were removed from the original material; orange iron precipitate coated the limestone and follow-up bench testing revealed that this can inhibit alkalinity production in the barrels. When limestone was replaced and barrel D flushed of iron precipitate, effluent water quality improved slightly; the majority of metals removed were bound to iron and manganese oxides, or formed sulfides or were bound to organic matter. Metals coprecipitated as iron was removed. | Data not provided
Ely Mine Site Report of Activities: Experimental Passive Mine Water Treatment System | ELY COPPER MINE | VTD988366571 | N/A | N/A | Treatment barrels A and E | Abandoned | Sulfate-reducing bacteria (SRB) with limestone pre-treatment | Passive | Biochemical reactor (BCR) | Pre-treatment | Ely Brook mine | Y | Entire system | Adequate alkalinity and carbon | Vermont, no constraints noted | Pilot | 5 months (June-October 1995) | Aluminum | Al | mg/L | N | N/A | [9 empty] | ND | 17.74–28.54 | 71.8 - 82.5 | Data not provided | Data not provided | Data not provided | Data not provided | Data not provided | Data not provided | Data not provided | Data not provided | Data not provided | Effluent | 6.6–6.95 | Data not provided | N/A | Data not provided | N/A | Data not provided | N/A | Data not provided | N/A | Data not provided | N/A | Data not provided | N/A | None | N/A | Data not provided | Data not provided | Data not provided | Data not provided | Data not provided | Data not provided | N/A | Goal was to assess the impact of the mine drainage on Ely Brook and propose water treatment options. Effluent WQ generally improved, but data was not consistent enough for a clear trend to develop. | Unit loads removed could not be determined due to inconsistent flows; system was designed for 100ml/min but was not tracked on days other than monitoring days, and during those periods it was inconsistently achieved; fluctuations in effluent water quality are attributed to highly variable influent water quality; maintenance is required to maintain alkaline conditions. | System is limited by limestone's ability to produce alkalinity and needs to be replaced "occasionally". Specific timeframes were not given. | The system needed more frequent maintenance than the 3 days/month it received. More maintenance is required in first months of operations to address debugging and making improvements. This was a very small treatment system, and authors noted that larger systems are less sensitive to infrequent maintenance. | Data not provided | Limestone needs to be replaced occasionally to ensure sufficient alkalinity to generate bacterial sulfate reduction and metal removal. Adding organic carbon was also noted as an option to increase SRB activity; clogging in Barrel D was a problem and was "difficult to remedy" | Inconsistent flow caused issues with the system. Sept 27, 1995 influent appeared to pass through untreated. Possible explanations were due to large flows of acidic drainage decreasing residence time, decrease in bacterial activity or decline in limestone dissolution. Manganese increased through treatment and source is thought to be the organic material used in the treatment. Iron, aluminum, copper, and zinc were removed from the original material; orange iron precipitate coated the limestone and follow-up bench testing revealed that this can inhibit alkalinity production in the barrels. When limestone was replaced and barrel D flushed of iron precipitate, effluent water quality improved slightly; the majority of metals removed were bound to iron and manganese oxides, or formed sulfides or were bound to organic matter. Metals coprecipitated as iron was removed. | Data not provided | ND is <10mg/l
Ely Mine Site Report of Activities: Experimental Passive Mine Water Treatment System | ELY COPPER MINE | VTD988366571 | N/A | N/A | In-stream, upstream/downstream | Abandoned | Sulfate-reducing bacteria (SRB) with limestone pre-treatment | Passive | Biochemical reactor (BCR) | Pre-treatment | Ely Brook mine | Y | In-stream data | Adequate alkalinity and carbon | Vermont, no constraints noted | Pilot | Single event | alkalinity | CaCo3 equiv | mg/L | N | N/A | 51.9 | 53.5 | -3.0829 | Data not provided | Data not provided | Not Applicable | Data not provided | Data not provided | Not Applicable | Data not provided | Data not provided | Not Applicable | Data not provided | Data not provided | Data not provided | Data not provided | Data not provided | Data not provided | Data not provided | Data not provided | Data not provided | Influent | 7.65 | Data not provided | N/A | Data not provided | N/A | Data not provided | N/A | Data not provided | N/A | Data not provided | N/A | Data not provided | N/A | None | N/A | Data not provided | Data not provided | Data not provided | Data not provided | Data not provided | Data not provided | N/A | Goal was to assess the impact of the mine drainage on Ely Brook and propose water treatment options. Effluent WQ generally improved, but data was not consistent enough for a clear trend to develop. | Unit loads removed could not be determined due to inconsistent flows; system was designed for 100ml/min but was not tracked on days other than monitoring days, and during those periods it was inconsistently achieved; fluctuations in effluent water quality are attributed to highly variable influent water quality; maintenance is required to maintain alkaline conditions. | System is limited by limestone's ability to produce alkalinity and needs to be replaced "occasionally". Specific timeframes were not given. | The system needed more frequent maintenance than the 3 days/month it received. More maintenance is required in first months of operations to address debugging and making improvements. This was a very small treatment system, and authors noted that larger systems are less sensitive to infrequent maintenance. | Data not provided | Limestone needs to be replaced occasionally to ensure sufficient alkalinity to generate bacterial sulfate reduction and metal removal. Adding organic carbon was also noted as an option to increase SRB activity; clogging in Barrel D was a problem and was "difficult to remedy" | Inconsistent flow caused issues with the system. Sept 27, 1995 influent appeared to pass through untreated. Possible explanations were due to large flows of acidic drainage decreasing residence time, decrease in bacterial activity or decline in limestone dissolution. Manganese increased through treatment and source is thought to be the organic material used in the treatment. Iron, aluminum, copper, and zinc were removed from the original material; orange iron precipitate coated the limestone and follow-up bench testing revealed that this can inhibit alkalinity production in the barrels. When limestone was replaced and barrel D flushed of iron precipitate, effluent water quality improved slightly; the majority of metals removed were bound to iron and manganese oxides, or formed sulfides or were bound to organic matter. Metals coprecipitated as iron was removed. | Data not provided
Ely Mine Site Report of Activities: Experimental Passive Mine Water Treatment System | ELY COPPER MINE | VTD988366571 | N/A | N/A | Treatment barrels A and E | Abandoned | Sulfate-reducing bacteria (SRB) with limestone pre-treatment | Passive | Biochemical reactor (BCR) | Pre-treatment | Ely Brook mine | Y | Entire system | Adequate alkalinity and carbon | Vermont, no constraints noted | Pilot | 5 months (June-October 1995) | alkalinity | CaCo3 equiv | mg/L | N | N/A | 0 | 0–139.1 | Not Applicable | 0 | 0–139.1 | Not Applicable | [6 empty] | Data not provided | Data not provided | Data not provided | Data not provided | Data not provided | Data not provided | Data not provided | Data not provided | Data not provided | Influent | 2.8–2.96 | Data not provided | N/A | Data not provided | N/A | Data not provided | N/A | Data not provided | N/A | Data not provided | N/A | Data not provided | N/A | None | N/A | Data not provided | Data not provided | Data not provided | Data not provided | Data not provided | Data not provided | N/A | Goal was to assess the impact of the mine drainage on Ely Brook and propose water treatment options. Effluent WQ generally improved, but data was not consistent enough for a clear trend to develop. | Unit loads removed could not be determined due to inconsistent flows; system was designed for 100ml/min but was not tracked on days other than monitoring days, and during those periods it was inconsistently achieved; fluctuations in effluent water quality are attributed to highly variable influent water quality; maintenance is required to maintain alkaline conditions. | System is limited by limestone's ability to produce alkalinity and needs to be replaced "occasionally". Specific timeframes were not given. | The system needed more frequent maintenance than the 3 days/month it received. More maintenance is required in first months of operations to address debugging and making improvements. This was a very small treatment system, and authors noted that larger systems are less sensitive to infrequent maintenance. | Data not provided | Limestone needs to be replaced occasionally to ensure sufficient alkalinity to generate bacterial sulfate reduction and metal removal. Adding organic carbon was also noted as an option to increase SRB activity; clogging in Barrel D was a problem and was "difficult to remedy" | Inconsistent flow caused issues with the system. Sept 27, 1995 influent appeared to pass through untreated. Possible explanations were due to large flows of acidic drainage decreasing residence time, decrease in bacterial activity or decline in limestone dissolution. Manganese increased through treatment and source is thought to be the organic material used in the treatment. Iron, aluminum, copper, and zinc were removed from the original material; orange iron precipitate coated the limestone and follow-up bench testing revealed that this can inhibit alkalinity production in the barrels. When limestone was replaced and barrel D flushed of iron precipitate, effluent water quality improved slightly; the majority of metals removed were bound to iron and manganese oxides, or formed sulfides or were bound to organic matter. Metals coprecipitated as iron was removed. | Data not provided
Ely Mine Site Report of Activities: Experimental Passive Mine Water Treatment System | ELY COPPER MINE | VTD988366571 | N/A | N/A | Treatment barrels A and E | Abandoned | Sulfate-reducing bacteria (SRB) with limestone pre-treatment | Passive | Biochemical reactor (BCR) | Pre-treatment | Ely Brook mine | Y | Entire system | Adequate alkalinity and carbon | Vermont, no constraints noted | Pilot | 5 months (June-October 1995) | alkalinity | CaCo3 equiv | mg/L | N | N/A | [6 empty] | 139.1 | 0 | Not Applicable |  |  |  | Data not provided | Data not provided | Data not provided | Data not provided | Data not provided | Data not provided | Data not provided | Data not provided | Data not provided | Effluent | 6.6 | Data not provided | N/A | Data not provided | N/A | Data not provided | N/A | Data not provided | N/A | Data not provided | N/A | Data not provided | N/A | None | N/A | Data not provided | Data not provided | Data not provided | Data not provided | Data not provided | Data not provided | N/A | Goal was to assess the impact of the mine drainage on Ely Brook and propose water treatment options. Effluent WQ generally improved, but data was not consistent enough for a clear trend to develop. | Unit loads removed could not be determined due to inconsistent flows; system was designed for 100ml/min but was not tracked on days other than monitoring days, and during those periods it was inconsistently achieved; fluctuations in effluent water quality are attributed to highly variable influent water quality; maintenance is required to maintain alkaline conditions. | System is limited by limestone's ability to produce alkalinity and needs to be replaced "occasionally". Specific timeframes were not given. | The system needed more frequent maintenance than the 3 days/month it received. More maintenance is required in first months of operations to address debugging and making improvements. This was a very small treatment system, and authors noted that larger systems are less sensitive to infrequent maintenance. | Data not provided | Limestone needs to be replaced occasionally to ensure sufficient alkalinity to generate bacterial sulfate reduction and metal removal. Adding organic carbon was also noted as an option to increase SRB activity; clogging in Barrel D was a problem and was "difficult to remedy" | Inconsistent flow caused issues with the system. Sept 27, 1995 influent appeared to pass through untreated. Possible explanations were due to large flows of acidic drainage decreasing residence time, decrease in bacterial activity or decline in limestone dissolution. Manganese increased through treatment and source is thought to be the organic material used in the treatment. Iron, aluminum, copper, and zinc were removed from the original material; orange iron precipitate coated the limestone and follow-up bench testing revealed that this can inhibit alkalinity production in the barrels. When limestone was replaced and barrel D flushed of iron precipitate, effluent water quality improved slightly; the majority of metals removed were bound to iron and manganese oxides, or formed sulfides or were bound to organic matter. Metals coprecipitated as iron was removed. | Data not provided | Higher effluent sample was available (313), but no associated influent measurement was analyzed
Ely Mine Site Report of Activities: Experimental Passive Mine Water Treatment System | ELY COPPER MINE | VTD988366571 | N/A | N/A | Treatment barrels A and E | Abandoned | Sulfate-reducing bacteria (SRB) with limestone pre-treatment | Passive | Biochemical reactor (BCR) | Pre-treatment | Ely Brook mine | Y | Entire system | Adequate alkalinity and carbon | Vermont, no constraints noted | Pilot | 5 months (June-October 1995) | alkalinity | CaCo3 equiv | mg/L | N | N/A | [9 empty] | 0 | 0 | Not Applicable | Data not provided | Data not provided | Data not provided | Data not provided | Data not provided | Data not provided | Data not provided | Data not provided | Data not provided | Effluent | 2.94–4.11 | Data not provided | N/A | Data not provided | N/A | Data not provided | N/A | Data not provided | N/A | Data not provided | N/A | Data not provided | N/A | None | N/A | Data not provided | Data not provided | Data not provided | Data not provided | Data not provided | Data not provided | N/A | Goal was to assess the impact of the mine drainage on Ely Brook and propose water treatment options. Effluent WQ generally improved, but data was not consistent enough for a clear trend to develop. | Unit loads removed could not be determined due to inconsistent flows; system was designed for 100ml/min but was not tracked on days other than monitoring days, and during those periods it was inconsistently achieved; fluctuations in effluent water quality are attributed to highly variable influent water quality; maintenance is required to maintain alkaline conditions. | System is limited by limestone's ability to produce alkalinity and needs to be replaced "occasionally". Specific timeframes were not given. | The system needed more frequent maintenance than the 3 days/month it received. More maintenance is required in first months of operations to address debugging and making improvements. This was a very small treatment system, and authors noted that larger systems are less sensitive to infrequent maintenance. | Data not provided | Limestone needs to be replaced occasionally to ensure sufficient alkalinity to generate bacterial sulfate reduction and metal removal. Adding organic carbon was also noted as an option to increase SRB activity; clogging in Barrel D was a problem and was "difficult to remedy" | Inconsistent flow caused issues with the system. Sept 27, 1995 influent appeared to pass through untreated. Possible explanations were due to large flows of acidic drainage decreasing residence time, decrease in bacterial activity or decline in limestone dissolution. Manganese increased through treatment and source is thought to be the organic material used in the treatment. Iron, aluminum, copper, and zinc were removed from the original material; orange iron precipitate coated the limestone and follow-up bench testing revealed that this can inhibit alkalinity production in the barrels. When limestone was replaced and barrel D flushed of iron precipitate, effluent water quality improved slightly; the majority of metals removed were bound to iron and manganese oxides, or formed sulfides or were bound to organic matter. Metals coprecipitated as iron was removed. | Data not provided
Ely Mine Site Report of Activities: Experimental Passive Mine Water Treatment System | ELY COPPER MINE | VTD988366571 | N/A | N/A | In-stream, upstream/downstream | Abandoned | Sulfate-reducing bacteria (SRB) with limestone pre-treatment | Passive | Biochemical reactor (BCR) | Pre-treatment | Ely Brook mine | Y | In-stream data | Adequate alkalinity and carbon | Vermont, no constraints noted | Pilot | Single event | Arsenic | As | mg/L | N | N/A | <0.10 | <0.10 | Not Applicable | Data not provided | Data not provided | Not Applicable | Data not provided | Data not provided | Not Applicable | Data not provided | Data not provided | Not Applicable | Data not provided | Data not provided | Data not provided | Data not provided | Data not provided | Data not provided | Data not provided | Data not provided | Data not provided | Influent | 7.65 | Data not provided | N/A | Data not provided | N/A | Data not provided | N/A | Data not provided | N/A | Data not provided | N/A | Data not provided | N/A | None | N/A | Data not provided | Data not provided | Data not provided | Data not provided | Data not provided | Data not provided | N/A | Goal was to assess the impact of the mine drainage on Ely Brook and propose water treatment options. Effluent WQ generally improved, but data was not consistent enough for a clear trend to develop. | Unit loads removed could not be determined due to inconsistent flows; system was designed for 100ml/min but was not tracked on days other than monitoring days, and during those periods it was inconsistently achieved; fluctuations in effluent water quality are attributed to highly variable influent water quality; maintenance is required to maintain alkaline conditions. | System is limited by limestone's ability to produce alkalinity and needs to be replaced "occasionally". Specific timeframes were not given. | The system needed more frequent maintenance than the 3 days/month it received. More maintenance is required in first months of operations to address debugging and making improvements. This was a very small treatment system, and authors noted that larger systems are less sensitive to infrequent maintenance. | Data not provided | Limestone needs to be replaced occasionally to ensure sufficient alkalinity to generate bacterial sulfate reduction and metal removal. Adding organic carbon was also noted as an option to increase SRB activity; clogging in Barrel D was a problem and was "difficult to remedy" | Inconsistent flow caused issues with the system. Sept 27, 1995 influent appeared to pass through untreated. Possible explanations were due to large flows of acidic drainage decreasing residence time, decrease in bacterial activity or decline in limestone dissolution. Manganese increased through treatment and source is thought to be the organic material used in the treatment. Iron, aluminum, copper, and zinc were removed from the original material; orange iron precipitate coated the limestone and follow-up bench testing revealed that this can inhibit alkalinity production in the barrels. When limestone was replaced and barrel D flushed of iron precipitate, effluent water quality improved slightly; the majority of metals removed were bound to iron and manganese oxides, or formed sulfides or were bound to organic matter. Metals coprecipitated as iron was removed. | Data not provided
Ely Mine Site Report of Activities: Experimental Passive Mine Water Treatment System | ELY COPPER MINE | VTD988366571 | N/A | N/A | Treatment barrels A and E | Abandoned | Sulfate-reducing bacteria (SRB) with limestone pre-treatment | Passive | Biochemical reactor (BCR) | Pre-treatment | Ely Brook mine | Y | Entire system | Adequate alkalinity and carbon | Vermont, no constraints noted | Pilot | 5 months (June-October 1995) | Arsenic | As | mg/L | N | N/A | ND | 0.06 | Not Applicable | [9 empty] | Data not provided | Data not provided | Data not provided | Data not provided | Data not provided | Data not provided | Data not provided | Data not provided | Data not provided | Influent | 2.36–3.5 | Data not provided | N/A | Data not provided | N/A | Data not provided | N/A | Data not provided | N/A | Data not provided | N/A | Data not provided | N/A | None | N/A | Data not provided | Data not provided | Data not provided | Data not provided | Data not provided | Data not provided | N/A | Goal was to assess the impact of the mine drainage on Ely Brook and propose water treatment options. Effluent WQ generally improved, but data was not consistent enough for a clear trend to develop. | Unit loads removed could not be determined due to inconsistent flows; system was designed for 100ml/min but was not tracked on days other than monitoring days, and during those periods it was inconsistently achieved; fluctuations in effluent water quality are attributed to highly variable influent water quality; maintenance is required to maintain alkaline conditions. | System is limited by limestone's ability to produce alkalinity and needs to be replaced "occasionally". Specific timeframes were not given. | The system needed more frequent maintenance than the 3 days/month it received. More maintenance is required in first months of operations to address debugging and making improvements. This was a very small treatment system, and authors noted that larger systems are less sensitive to infrequent maintenance. | Data not provided | Limestone needs to be replaced occasionally to ensure sufficient alkalinity to generate bacterial sulfate reduction and metal removal. Adding organic carbon was also noted as an option to increase SRB activity; clogging in Barrel D was a problem and was "difficult to remedy" | Inconsistent flow caused issues with the system. Sept 27, 1995 influent appeared to pass through untreated. Possible explanations were due to large flows of acidic drainage decreasing residence time, decrease in bacterial activity or decline in limestone dissolution. Manganese increased through treatment and source is thought to be the organic material used in the treatment. Iron, aluminum, copper, and zinc were removed from the original material; orange iron precipitate coated the limestone and follow-up bench testing revealed that this can inhibit alkalinity production in the barrels. When limestone was replaced and barrel D flushed of iron precipitate, effluent water quality improved slightly; the majority of metals removed were bound to iron and manganese oxides, or formed sulfides or were bound to organic matter. Metals coprecipitated as iron was removed. | Data not provided | ND ranges <0.1-<0.2
Ely Mine Site Report of Activities: Experimental Passive Mine Water Treatment System | ELY COPPER MINE | VTD988366571 | N/A | N/A | Treatment barrels A and E | Abandoned | Sulfate-reducing bacteria (SRB) with limestone pre-treatment | Passive | Biochemical reactor (BCR) | Pre-treatment | Ely Brook mine | Y | Entire system | Adequate alkalinity and carbon | Vermont, no constraints noted | Pilot | 5 months (June-October 1995) | Arsenic | As | mg/L | N | N/A |  |  |  | ND | ND | Not Applicable | [6 empty] | Data not provided | Data not provided | Data not provided | Data not provided | Data not provided | Data not provided | Data not provided | Data not provided | Data not provided | Influent | 2.36–3.5 | Data not provided | N/A | Data not provided | N/A | Data not provided | N/A | Data not provided | N/A | Data not provided | N/A | Data not provided | N/A | None | N/A | Data not provided | Data not provided | Data not provided | Data not provided | Data not provided | Data not provided | N/A | Goal was to assess the impact of the mine drainage on Ely Brook and propose water treatment options. Effluent WQ generally improved, but data was not consistent enough for a clear trend to develop. | Unit loads removed could not be determined due to inconsistent flows; system was designed for 100ml/min but was not tracked on days other than monitoring days, and during those periods it was inconsistently achieved; fluctuations in effluent water quality are attributed to highly variable influent water quality; maintenance is required to maintain alkaline conditions. | System is limited by limestone's ability to produce alkalinity and needs to be replaced "occasionally". Specific timeframes were not given. | The system needed more frequent maintenance than the 3 days/month it received. More maintenance is required in first months of operations to address debugging and making improvements. This was a very small treatment system, and authors noted that larger systems are less sensitive to infrequent maintenance. | Data not provided | Limestone needs to be replaced occasionally to ensure sufficient alkalinity to generate bacterial sulfate reduction and metal removal. Adding organic carbon was also noted as an option to increase SRB activity; clogging in Barrel D was a problem and was "difficult to remedy" | Inconsistent flow caused issues with the system. Sept 27, 1995 influent appeared to pass through untreated. Possible explanations were due to large flows of acidic drainage decreasing residence time, decrease in bacterial activity or decline in limestone dissolution. Manganese increased through treatment and source is thought to be the organic material used in the treatment. Iron, aluminum, copper, and zinc were removed from the original material; orange iron precipitate coated the limestone and follow-up bench testing revealed that this can inhibit alkalinity production in the barrels. When limestone was replaced and barrel D flushed of iron precipitate, effluent water quality improved slightly; the majority of metals removed were bound to iron and manganese oxides, or formed sulfides or were bound to organic matter. Metals coprecipitated as iron was removed. | Data not provided | ND ranges <0.1-<0.2
Ely Mine Site Report of Activities: Experimental Passive Mine Water Treatment System | ELY COPPER MINE | VTD988366571 | N/A | N/A | Treatment barrels A and E | Abandoned | Sulfate-reducing bacteria (SRB) with limestone pre-treatment | Passive | Biochemical reactor (BCR) | Pre-treatment | Ely Brook mine | Y | Entire system | Adequate alkalinity and carbon | Vermont, no constraints noted | Pilot | 5 months (June-October 1995) | Arsenic | As | mg/L | N | N/A | [6 empty] | 0.06 | ND | Not Applicable |  |  |  | Data not provided | Data not provided | Data not provided | Data not provided | Data not provided | Data not provided | Data not provided | Data not provided | Data not provided | Effluent | 6.74 | Data not provided | N/A | Data not provided | N/A | Data not provided | N/A | Data not provided | N/A | Data not provided | N/A | Data not provided | N/A | None | N/A | Data not provided | Data not provided | Data not provided | Data not provided | Data not provided | Data not provided | N/A | Goal was to assess the impact of the mine drainage on Ely Brook and propose water treatment options. Effluent WQ generally improved, but data was not consistent enough for a clear trend to develop. | Unit loads removed could not be determined due to inconsistent flows; system was designed for 100ml/min but was not tracked on days other than monitoring days, and during those periods it was inconsistently achieved; fluctuations in effluent water quality are attributed to highly variable influent water quality; maintenance is required to maintain alkaline conditions. | System is limited by limestone's ability to produce alkalinity and needs to be replaced "occasionally". Specific timeframes were not given. | The system needed more frequent maintenance than the 3 days/month it received. More maintenance is required in first months of operations to address debugging and making improvements. This was a very small treatment system, and authors noted that larger systems are less sensitive to infrequent maintenance. | Data not provided | Limestone needs to be replaced occasionally to ensure sufficient alkalinity to generate bacterial sulfate reduction and metal removal. Adding organic carbon was also noted as an option to increase SRB activity; clogging in Barrel D was a problem and was "difficult to remedy" | Inconsistent flow caused issues with the system. Sept 27, 1995 influent appeared to pass through untreated. Possible explanations were due to large flows of acidic drainage decreasing residence time, decrease in bacterial activity or decline in limestone dissolution. Manganese increased through treatment and source is thought to be the organic material used in the treatment. Iron, aluminum, copper, and zinc were removed from the original material; orange iron precipitate coated the limestone and follow-up bench testing revealed that this can inhibit alkalinity production in the barrels. When limestone was replaced and barrel D flushed of iron precipitate, effluent water quality improved slightly; the majority of metals removed were bound to iron and manganese oxides, or formed sulfides or were bound to organic matter. Metals coprecipitated as iron was removed. | Data not provided | ND ranges <0.1-<0.2
Ely Mine Site Report of Activities: Experimental Passive Mine Water Treatment System | ELY COPPER MINE | VTD988366571 | N/A | N/A | Treatment barrels A and E | Abandoned | Sulfate-reducing bacteria (SRB) with limestone pre-treatment | Passive | Biochemical reactor (BCR) | Pre-treatment | Ely Brook mine | Y | Entire system | Adequate alkalinity and carbon | Vermont, no constraints noted | Pilot | 5 months (June-October 1995) | Arsenic | As | mg/L | N | N/A | [9 empty] | ND | ND | Not Applicable | Data not provided | Data not provided | Data not provided | Data not provided | Data not provided | Data not provided | Data not provided | Data not provided | Data not provided | Effluent | 2.94–7.03 | Data not provided | N/A | Data not provided | N/A | Data not provided | N/A | Data not provided | N/A | Data not provided | N/A | Data not provided | N/A | None | N/A | Data not provided | Data not provided | Data not provided | Data not provided | Data not provided | Data not provided | N/A | Goal was to assess the impact of the mine drainage on Ely Brook and propose water treatment options. Effluent WQ generally improved, but data was not consistent enough for a clear trend to develop. | Unit loads removed could not be determined due to inconsistent flows; system was designed for 100ml/min but was not tracked on days other than monitoring days, and during those periods it was inconsistently achieved; fluctuations in effluent water quality are attributed to highly variable influent water quality; maintenance is required to maintain alkaline conditions. | System is limited by limestone's ability to produce alkalinity and needs to be replaced "occasionally". Specific timeframes were not given. | The system needed more frequent maintenance than the 3 days/month it received. More maintenance is required in first months of operations to address debugging and making improvements. This was a very small treatment system, and authors noted that larger systems are less sensitive to infrequent maintenance. | Data not provided | Limestone needs to be replaced occasionally to ensure sufficient alkalinity to generate bacterial sulfate reduction and metal removal. Adding organic carbon was also noted as an option to increase SRB activity; clogging in Barrel D was a problem and was "difficult to remedy" | Inconsistent flow caused issues with the system. Sept 27, 1995 influent appeared to pass through untreated. Possible explanations were due to large flows of acidic drainage decreasing residence time, decrease in bacterial activity or decline in limestone dissolution. Manganese increased through treatment and source is thought to be the organic material used in the treatment. Iron, aluminum, copper, and zinc were removed from the original material; orange iron precipitate coated the limestone and follow-up bench testing revealed that this can inhibit alkalinity production in the barrels. When limestone was replaced and barrel D flushed of iron precipitate, effluent water quality improved slightly; the majority of metals removed were bound to iron and manganese oxides, or formed sulfides or were bound to organic matter. Metals coprecipitated as iron was removed. | Data not provided | ND ranges <0.1-<0.2
Ely Mine Site Report of Activities: Experimental Passive Mine Water Treatment System | ELY COPPER MINE | VTD988366571 | N/A | N/A | In-stream, upstream/downstream | Abandoned | Sulfate-reducing bacteria (SRB) with limestone pre-treatment | Passive | Biochemical reactor (BCR) | Pre-treatment | Ely Brook mine | Y | In-stream data | Adequate alkalinity and carbon | Vermont, no constraints noted | Pilot | Single event | Barium | Ba | mg/L | N | N/A | 0.02 | 0.01 | 50 | Data not provided | Data not provided | Not Applicable | Data not provided | Data not provided | Not Applicable | Data not provided | Data not provided | Not Applicable | Data not provided | Data not provided | Data not provided | Data not provided | Data not provided | Data not provided | Data not provided | Data not provided | Data not provided | Influent | 7.65 | Data not provided | N/A | Data not provided | N/A | Data not provided | N/A | Data not provided | N/A | Data not provided | N/A | Data not provided | N/A | None | N/A | Data not provided | Data not provided | Data not provided | Data not provided | Data not provided | Data not provided | N/A | Goal was to assess the impact of the mine drainage on Ely Brook and propose water treatment options. Effluent WQ generally improved, but data was not consistent enough for a clear trend to develop. | Unit loads removed could not be determined due to inconsistent flows; system was designed for 100ml/min but was not tracked on days other than monitoring days, and during those periods it was inconsistently achieved; fluctuations in effluent water quality are attributed to highly variable influent water quality; maintenance is required to maintain alkaline conditions. | System is limited by limestone's ability to produce alkalinity and needs to be replaced "occasionally". Specific timeframes were not given. | The system needed more frequent maintenance than the 3 days/month it received. More maintenance is required in first months of operations to address debugging and making improvements. This was a very small treatment system, and authors noted that larger systems are less sensitive to infrequent maintenance. | Data not provided | Limestone needs to be replaced occasionally to ensure sufficient alkalinity to generate bacterial sulfate reduction and metal removal. Adding organic carbon was also noted as an option to increase SRB activity; clogging in Barrel D was a problem and was "difficult to remedy" | Inconsistent flow caused issues with the system. Sept 27, 1995 influent appeared to pass through untreated. Possible explanations were due to large flows of acidic drainage decreasing residence time, decrease in bacterial activity or decline in limestone dissolution. Manganese increased through treatment and source is thought to be the organic material used in the treatment. Iron, aluminum, copper, and zinc were removed from the original material; orange iron precipitate coated the limestone and follow-up bench testing revealed that this can inhibit alkalinity production in the barrels. When limestone was replaced and barrel D flushed of iron precipitate, effluent water quality improved slightly; the majority of metals removed were bound to iron and manganese oxides, or formed sulfides or were bound to organic matter. Metals coprecipitated as iron was removed. | Data not provided
Ely Mine Site Report of Activities: Experimental Passive Mine Water Treatment System | ELY COPPER MINE | VTD988366571 | N/A | N/A | Treatment barrels A and E | Abandoned | Sulfate-reducing bacteria (SRB) with limestone pre-treatment | Passive | Biochemical reactor (BCR) | Pre-treatment | Ely Brook mine | Y | Entire system | Adequate alkalinity and carbon | Vermont, no constraints noted | Pilot | 5 months (June-October 1995) | Barium | Ba | mg/L | N | N/A | 0.01 | 0.05–0.09 | (-)800 - (-)400 | [9 empty] | Data not provided | Data not provided | Data not provided | Data not provided | Data not provided | Data not provided | Data not provided | Data not provided | Data not provided | Influent | 2.7–3.5 | Data not provided | N/A | Data not provided | N/A | Data not provided | N/A | Data not provided | N/A | Data not provided | N/A | Data not provided | N/A | None | N/A | Data not provided | Data not provided | Data not provided | Data not provided | Data not provided | Data not provided | N/A | Goal was to assess the impact of the mine drainage on Ely Brook and propose water treatment options. Effluent WQ generally improved, but data was not consistent enough for a clear trend to develop. | Unit loads removed could not be determined due to inconsistent flows; system was designed for 100ml/min but was not tracked on days other than monitoring days, and during those periods it was inconsistently achieved; fluctuations in effluent water quality are attributed to highly variable influent water quality; maintenance is required to maintain alkaline conditions. | System is limited by limestone's ability to produce alkalinity and needs to be replaced "occasionally". Specific timeframes were not given. | The system needed more frequent maintenance than the 3 days/month it received. More maintenance is required in first months of operations to address debugging and making improvements. This was a very small treatment system, and authors noted that larger systems are less sensitive to infrequent maintenance. | Data not provided | Limestone needs to be replaced occasionally to ensure sufficient alkalinity to generate bacterial sulfate reduction and metal removal. Adding organic carbon was also noted as an option to increase SRB activity; clogging in Barrel D was a problem and was "difficult to remedy" | Inconsistent flow caused issues with the system. Sept 27, 1995 influent appeared to pass through untreated. Possible explanations were due to large flows of acidic drainage decreasing residence time, decrease in bacterial activity or decline in limestone dissolution. Manganese increased through treatment and source is thought to be the organic material used in the treatment. Iron, aluminum, copper, and zinc were removed from the original material; orange iron precipitate coated the limestone and follow-up bench testing revealed that this can inhibit alkalinity production in the barrels. When limestone was replaced and barrel D flushed of iron precipitate, effluent water quality improved slightly; the majority of metals removed were bound to iron and manganese oxides, or formed sulfides or were bound to organic matter. Metals coprecipitated as iron was removed. | Data not provided
Ely Mine Site Report of Activities: Experimental Passive Mine Water Treatment System | ELY COPPER MINE | VTD988366571 | N/A | N/A | Treatment barrels A and E | Abandoned | Sulfate-reducing bacteria (SRB) with limestone pre-treatment | Passive | Biochemical reactor (BCR) | Pre-treatment | Ely Brook mine | Y | Entire system | Adequate alkalinity and carbon | Vermont, no constraints noted | Pilot | 5 months (June-October 1995) | Barium | Ba | mg/L | N | N/A |  |  |  | ND | ND–0.09 | Not Applicable | [6 empty] | Data not provided | Data not provided | Data not provided | Data not provided | Data not provided | Data not provided | Data not provided | Data not provided | Data not provided | Influent | 2.36–2.83 | Data not provided | N/A | Data not provided | N/A | Data not provided | N/A | Data not provided | N/A | Data not provided | N/A | Data not provided | N/A | None | N/A | Data not provided | Data not provided | Data not provided | Data not provided | Data not provided | Data not provided | N/A | Goal was to assess the impact of the mine drainage on Ely Brook and propose water treatment options. Effluent WQ generally improved, but data was not consistent enough for a clear trend to develop. | Unit loads removed could not be determined due to inconsistent flows; system was designed for 100ml/min but was not tracked on days other than monitoring days, and during those periods it was inconsistently achieved; fluctuations in effluent water quality are attributed to highly variable influent water quality; maintenance is required to maintain alkaline conditions. | System is limited by limestone's ability to produce alkalinity and needs to be replaced "occasionally". Specific timeframes were not given. | The system needed more frequent maintenance than the 3 days/month it received. More maintenance is required in first months of operations to address debugging and making improvements. This was a very small treatment system, and authors noted that larger systems are less sensitive to infrequent maintenance. | Data not provided | Limestone needs to be replaced occasionally to ensure sufficient alkalinity to generate bacterial sulfate reduction and metal removal. Adding organic carbon was also noted as an option to increase SRB activity; clogging in Barrel D was a problem and was "difficult to remedy" | Inconsistent flow caused issues with the system. Sept 27, 1995 influent appeared to pass through untreated. Possible explanations were due to large flows of acidic drainage decreasing residence time, decrease in bacterial activity or decline in limestone dissolution. Manganese increased through treatment and source is thought to be the organic material used in the treatment. Iron, aluminum, copper, and zinc were removed from the original material; orange iron precipitate coated the limestone and follow-up bench testing revealed that this can inhibit alkalinity production in the barrels. When limestone was replaced and barrel D flushed of iron precipitate, effluent water quality improved slightly; the majority of metals removed were bound to iron and manganese oxides, or formed sulfides or were bound to organic matter. Metals coprecipitated as iron was removed. | Data not provided | ND is <0.01 mg/l
Ely Mine Site Report of Activities: Experimental Passive Mine Water Treatment System | ELY COPPER MINE | VTD988366571 | N/A | N/A | Treatment barrels A and E | Abandoned | Sulfate-reducing bacteria (SRB) with limestone pre-treatment | Passive | Biochemical reactor (BCR) | Pre-treatment | Ely Brook mine | Y | Entire system | Adequate alkalinity and carbon | Vermont, no constraints noted | Pilot | 5 months (June-October 1995) | Barium | Ba | mg/L | N | N/A | [6 empty] | 0.09 | ND–0.01 | Not Applicable |  |  |  | Data not provided | Data not provided | Data not provided | Data not provided | Data not provided | Data not provided | Data not provided | Data not provided | Data not provided | Effluent | 6.6–7.03 | Data not provided | N/A | Data not provided | N/A | Data not provided | N/A | Data not provided | N/A | Data not provided | N/A | Data not provided | N/A | None | N/A | Data not provided | Data not provided | Data not provided | Data not provided | Data not provided | Data not provided | N/A | Goal was to assess the impact of the mine drainage on Ely Brook and propose water treatment options. Effluent WQ generally improved, but data was not consistent enough for a clear trend to develop. | Unit loads removed could not be determined due to inconsistent flows; system was designed for 100ml/min but was not tracked on days other than monitoring days, and during those periods it was inconsistently achieved; fluctuations in effluent water quality are attributed to highly variable influent water quality; maintenance is required to maintain alkaline conditions. | System is limited by limestone's ability to produce alkalinity and needs to be replaced "occasionally". Specific timeframes were not given. | The system needed more frequent maintenance than the 3 days/month it received. More maintenance is required in first months of operations to address debugging and making improvements. This was a very small treatment system, and authors noted that larger systems are less sensitive to infrequent maintenance. | Data not provided | Limestone needs to be replaced occasionally to ensure sufficient alkalinity to generate bacterial sulfate reduction and metal removal. Adding organic carbon was also noted as an option to increase SRB activity; clogging in Barrel D was a problem and was "difficult to remedy" | Inconsistent flow caused issues with the system. Sept 27, 1995 influent appeared to pass through untreated. Possible explanations were due to large flows of acidic drainage decreasing residence time, decrease in bacterial activity or decline in limestone dissolution. Manganese increased through treatment and source is thought to be the organic material used in the treatment. Iron, aluminum, copper, and zinc were removed from the original material; orange iron precipitate coated the limestone and follow-up bench testing revealed that this can inhibit alkalinity production in the barrels. When limestone was replaced and barrel D flushed of iron precipitate, effluent water quality improved slightly; the majority of metals removed were bound to iron and manganese oxides, or formed sulfides or were bound to organic matter. Metals coprecipitated as iron was removed. | Data not provided | ND is <0.01 mg/l
Ely Mine Site Report of Activities: Experimental Passive Mine Water Treatment System | ELY COPPER MINE | VTD988366571 | N/A | N/A | Treatment barrels A and E | Abandoned | Sulfate-reducing bacteria (SRB) with limestone pre-treatment | Passive | Biochemical reactor (BCR) | Pre-treatment | Ely Brook mine | Y | Entire system | Adequate alkalinity and carbon | Vermont, no constraints noted | Pilot | 5 months (June-October 1995) | Barium | Ba | mg/L | N | N/A | [9 empty] | ND | ND | Not Applicable | Data not provided | Data not provided | Data not provided | Data not provided | Data not provided | Data not provided | Data not provided | Data not provided | Data not provided | Effluent | 6.74 | Data not provided | N/A | Data not provided | N/A | Data not provided | N/A | Data not provided | N/A | Data not provided | N/A | Data not provided | N/A | None | N/A | Data not provided | Data not provided | Data not provided | Data not provided | Data not provided | Data not provided | N/A | Goal was to assess the impact of the mine drainage on Ely Brook and propose water treatment options. Effluent WQ generally improved, but data was not consistent enough for a clear trend to develop. | Unit loads removed could not be determined due to inconsistent flows; system was designed for 100ml/min but was not tracked on days other than monitoring days, and during those periods it was inconsistently achieved; fluctuations in effluent water quality are attributed to highly variable influent water quality; maintenance is required to maintain alkaline conditions. | System is limited by limestone's ability to produce alkalinity and needs to be replaced "occasionally". Specific timeframes were not given. | The system needed more frequent maintenance than the 3 days/month it received. More maintenance is required in first months of operations to address debugging and making improvements. This was a very small treatment system, and authors noted that larger systems are less sensitive to infrequent maintenance. | Data not provided | Limestone needs to be replaced occasionally to ensure sufficient alkalinity to generate bacterial sulfate reduction and metal removal. Adding organic carbon was also noted as an option to increase SRB activity; clogging in Barrel D was a problem and was "difficult to remedy" | Inconsistent flow caused issues with the system. Sept 27, 1995 influent appeared to pass through untreated. Possible explanations were due to large flows of acidic drainage decreasing residence time, decrease in bacterial activity or decline in limestone dissolution. Manganese increased through treatment and source is thought to be the organic material used in the treatment. Iron, aluminum, copper, and zinc were removed from the original material; orange iron precipitate coated the limestone and follow-up bench testing revealed that this can inhibit alkalinity production in the barrels. When limestone was replaced and barrel D flushed of iron precipitate, effluent water quality improved slightly; the majority of metals removed were bound to iron and manganese oxides, or formed sulfides or were bound to organic matter. Metals coprecipitated as iron was removed. | Data not provided | ND is <0.01 mg/l
Ely Mine Site Report of Activities: Experimental Passive Mine Water Treatment System | ELY COPPER MINE | VTD988366571 | N/A | N/A | In-stream, upstream/downstream | Abandoned | Sulfate-reducing bacteria (SRB) with limestone pre-treatment | Passive | Biochemical reactor (BCR) | Pre-treatment | Ely Brook mine | Y | In-stream data | Adequate alkalinity and carbon | Vermont, no constraints noted | Pilot | Single event | Beryllium | Be | mg/L | N | N/A | <0.01 | <0.01 | Not Applicable | Data not provided | Data not provided | Not Applicable | Data not provided | Data not provided | Not Applicable | Data not provided | Data not provided | Not Applicable | Data not provided | Data not provided | Data not provided | Data not provided | Data not provided | Data not provided | Data not provided | Data not provided | Data not provided | Influent | 7.65 | Data not provided | N/A | Data not provided | N/A | Data not provided | N/A | Data not provided | N/A | Data not provided | N/A | Data not provided | N/A | None | N/A | Data not provided | Data not provided | Data not provided | Data not provided | Data not provided | Data not provided | N/A | Goal was to assess the impact of the mine drainage on Ely Brook and propose water treatment options. Effluent WQ generally improved, but data was not consistent enough for a clear trend to develop. | Unit loads removed could not be determined due to inconsistent flows; system was designed for 100ml/min but was not tracked on days other than monitoring days, and during those periods it was inconsistently achieved; fluctuations in effluent water quality are attributed to highly variable influent water quality; maintenance is required to maintain alkaline conditions. | System is limited by limestone's ability to produce alkalinity and needs to be replaced "occasionally". Specific timeframes were not given. | The system needed more frequent maintenance than the 3 days/month it received. More maintenance is required in first months of operations to address debugging and making improvements. This was a very small treatment system, and authors noted that larger systems are less sensitive to infrequent maintenance. | Data not provided | Limestone needs to be replaced occasionally to ensure sufficient alkalinity to generate bacterial sulfate reduction and metal removal. Adding organic carbon was also noted as an option to increase SRB activity; clogging in Barrel D was a problem and was "difficult to remedy" | Inconsistent flow caused issues with the system. Sept 27, 1995 influent appeared to pass through untreated. Possible explanations were due to large flows of acidic drainage decreasing residence time, decrease in bacterial activity or decline in limestone dissolution. Manganese increased through treatment and source is thought to be the organic material used in the treatment. Iron, aluminum, copper, and zinc were removed from the original material; orange iron precipitate coated the limestone and follow-up bench testing revealed that this can inhibit alkalinity production in the barrels. When limestone was replaced and barrel D flushed of iron precipitate, effluent water quality improved slightly; the majority of metals removed were bound to iron and manganese oxides, or formed sulfides or were bound to organic matter. Metals coprecipitated as iron was removed. | Data not provided
Ely Mine Site Report of Activities: Experimental Passive Mine Water Treatment System | ELY COPPER MINE | VTD988366571 | N/A | N/A | Treatment barrels A and E | Abandoned | Sulfate-reducing bacteria (SRB) with limestone pre-treatment | Passive | Biochemical reactor (BCR) | Pre-treatment | Ely Brook mine | Y | Entire system | Adequate alkalinity and carbon | Vermont, no constraints noted | Pilot | 5 months (June-October 1995) | Beryllium | Be | mg/L | N | N/A | ND | ND | Not Applicable | [9 empty] | Data not provided | Data not provided | Data not provided | Data not provided | Data not provided | Data not provided | Data not provided | Data not provided | Data not provided | Influent | 2.36–3.5 | Data not provided | N/A | Data not provided | N/A | Data not provided | N/A | Data not provided | N/A | Data not provided | N/A | Data not provided | N/A | None | N/A | Data not provided | Data not provided | Data not provided | Data not provided | Data not provided | Data not provided | N/A | Goal was to assess the impact of the mine drainage on Ely Brook and propose water treatment options. Effluent WQ generally improved, but data was not consistent enough for a clear trend to develop. | Unit loads removed could not be determined due to inconsistent flows; system was designed for 100ml/min but was not tracked on days other than monitoring days, and during those periods it was inconsistently achieved; fluctuations in effluent water quality are attributed to highly variable influent water quality; maintenance is required to maintain alkaline conditions. | System is limited by limestone's ability to produce alkalinity and needs to be replaced "occasionally". Specific timeframes were not given. | The system needed more frequent maintenance than the 3 days/month it received. More maintenance is required in first months of operations to address debugging and making improvements. This was a very small treatment system, and authors noted that larger systems are less sensitive to infrequent maintenance. | Data not provided | Limestone needs to be replaced occasionally to ensure sufficient alkalinity to generate bacterial sulfate reduction and metal removal. Adding organic carbon was also noted as an option to increase SRB activity; clogging in Barrel D was a problem and was "difficult to remedy" | Inconsistent flow caused issues with the system. Sept 27, 1995 influent appeared to pass through untreated. Possible explanations were due to large flows of acidic drainage decreasing residence time, decrease in bacterial activity or decline in limestone dissolution. Manganese increased through treatment and source is thought to be the organic material used in the treatment. Iron, aluminum, copper, and zinc were removed from the original material; orange iron precipitate coated the limestone and follow-up bench testing revealed that this can inhibit alkalinity production in the barrels. When limestone was replaced and barrel D flushed of iron precipitate, effluent water quality improved slightly; the majority of metals removed were bound to iron and manganese oxides, or formed sulfides or were bound to organic matter. Metals coprecipitated as iron was removed. | Data not provided | ND is <0.01 mg/l
Ely Mine Site Report of Activities: Experimental Passive Mine Water Treatment System | ELY COPPER MINE | VTD988366571 | N/A | N/A | Treatment barrels A and E | Abandoned | Sulfate-reducing bacteria (SRB) with limestone pre-treatment | Passive | Biochemical reactor (BCR) | Pre-treatment | Ely Brook mine | Y | Entire system | Adequate alkalinity and carbon | Vermont, no constraints noted | Pilot | 5 months (June-October 1995) | Beryllium | Be | mg/L | N | N/A |  |  |  | ND | ND | Not Applicable | [6 empty] | Data not provided | Data not provided | Data not provided | Data not provided | Data not provided | Data not provided | Data not provided | Data not provided | Data not provided | Influent | 2.36 | Data not provided | N/A | Data not provided | N/A | Data not provided | N/A | Data not provided | N/A | Data not provided | N/A | Data not provided | N/A | None | N/A | Data not provided | Data not provided | Data not provided | Data not provided | Data not provided | Data not provided | N/A | Goal was to assess the impact of the mine drainage on Ely Brook and propose water treatment options. Effluent WQ generally improved, but data was not consistent enough for a clear trend to develop. | Unit loads removed could not be determined due to inconsistent flows; system was designed for 100ml/min but was not tracked on days other than monitoring days, and during those periods it was inconsistently achieved; fluctuations in effluent water quality are attributed to highly variable influent water quality; maintenance is required to maintain alkaline conditions. | System is limited by limestone's ability to produce alkalinity and needs to be replaced "occasionally". Specific timeframes were not given. | The system needed more frequent maintenance than the 3 days/month it received. More maintenance is required in first months of operations to address debugging and making improvements. This was a very small treatment system, and authors noted that larger systems are less sensitive to infrequent maintenance. | Data not provided | Limestone needs to be replaced occasionally to ensure sufficient alkalinity to generate bacterial sulfate reduction and metal removal. Adding organic carbon was also noted as an option to increase SRB activity; clogging in Barrel D was a problem and was "difficult to remedy" | Inconsistent flow caused issues with the system. Sept 27, 1995 influent appeared to pass through untreated. Possible explanations were due to large flows of acidic drainage decreasing residence time, decrease in bacterial activity or decline in limestone dissolution. Manganese increased through treatment and source is thought to be the organic material used in the treatment. Iron, aluminum, copper, and zinc were removed from the original material; orange iron precipitate coated the limestone and follow-up bench testing revealed that this can inhibit alkalinity production in the barrels. When limestone was replaced and barrel D flushed of iron precipitate, effluent water quality improved slightly; the majority of metals removed were bound to iron and manganese oxides, or formed sulfides or were bound to organic matter. Metals coprecipitated as iron was removed. | Data not provided | ND is <0.01 mg/l
Ely Mine Site Report of Activities: Experimental Passive Mine Water Treatment System | ELY COPPER MINE | VTD988366571 | N/A | N/A | Treatment barrels A and E | Abandoned | Sulfate-reducing bacteria (SRB) with limestone pre-treatment | Passive | Biochemical reactor (BCR) | Pre-treatment | Ely Brook mine | Y | Entire system | Adequate alkalinity and carbon | Vermont, no constraints noted | Pilot | 5 months (June-October 1995) | Beryllium | Be | mg/L | N | N/A | [6 empty] | ND | ND | Not Applicable |  |  |  | Data not provided | Data not provided | Data not provided | Data not provided | Data not provided | Data not provided | Data not provided | Data not provided | Data not provided | Effluent | 2.94–7.03 | Data not provided | N/A | Data not provided | N/A | Data not provided | N/A | Data not provided | N/A | Data not provided | N/A | Data not provided | N/A | None | N/A | Data not provided | Data not provided | Data not provided | Data not provided | Data not provided | Data not provided | N/A | Goal was to assess the impact of the mine drainage on Ely Brook and propose water treatment options. Effluent WQ generally improved, but data was not consistent enough for a clear trend to develop. | Unit loads removed could not be determined due to inconsistent flows; system was designed for 100ml/min but was not tracked on days other than monitoring days, and during those periods it was inconsistently achieved; fluctuations in effluent water quality are attributed to highly variable influent water quality; maintenance is required to maintain alkaline conditions. | System is limited by limestone's ability to produce alkalinity and needs to be replaced "occasionally". Specific timeframes were not given. | The system needed more frequent maintenance than the 3 days/month it received. More maintenance is required in first months of operations to address debugging and making improvements. This was a very small treatment system, and authors noted that larger systems are less sensitive to infrequent maintenance. | Data not provided | Limestone needs to be replaced occasionally to ensure sufficient alkalinity to generate bacterial sulfate reduction and metal removal. Adding organic carbon was also noted as an option to increase SRB activity; clogging in Barrel D was a problem and was "difficult to remedy" | Inconsistent flow caused issues with the system. Sept 27, 1995 influent appeared to pass through untreated. Possible explanations were due to large flows of acidic drainage decreasing residence time, decrease in bacterial activity or decline in limestone dissolution. Manganese increased through treatment and source is thought to be the organic material used in the treatment. Iron, aluminum, copper, and zinc were removed from the original material; orange iron precipitate coated the limestone and follow-up bench testing revealed that this can inhibit alkalinity production in the barrels. When limestone was replaced and barrel D flushed of iron precipitate, effluent water quality improved slightly; the majority of metals removed were bound to iron and manganese oxides, or formed sulfides or were bound to organic matter. Metals coprecipitated as iron was removed. | Data not provided | ND is <0.01 mg/l
Ely Mine Site Report of Activities: Experimental Passive Mine Water Treatment System | ELY COPPER MINE | VTD988366571 | N/A | N/A | Treatment barrels A and E | Abandoned | Sulfate-reducing bacteria (SRB) with limestone pre-treatment | Passive | Biochemical reactor (BCR) | Pre-treatment | Ely Brook mine | Y | Entire system | Adequate alkalinity and carbon | Vermont, no constraints noted | Pilot | 5 months (June-October 1995) | Beryllium | Be | mg/L | N | N/A | [9 empty] | ND | ND | Not Applicable | Data not provided | Data not provided | Data not provided | Data not provided | Data not provided | Data not provided | Data not provided | Data not provided | Data not provided | Effluent | 2.94 | Data not provided | N/A | Data not provided | N/A | Data not provided | N/A | Data not provided | N/A | Data not provided | N/A | Data not provided | N/A | None | N/A | Data not provided | Data not provided | Data not provided | Data not provided | Data not provided | Data not provided | N/A | Goal was to assess the impact of the mine drainage on Ely Brook and propose water treatment options. Effluent WQ generally improved, but data was not consistent enough for a clear trend to develop. | Unit loads removed could not be determined due to inconsistent flows; system was designed for 100ml/min but was not tracked on days other than monitoring days, and during those periods it was inconsistently achieved; fluctuations in effluent water quality are attributed to highly variable influent water quality; maintenance is required to maintain alkaline conditions. | System is limited by limestone's ability to produce alkalinity and needs to be replaced "occasionally". Specific timeframes were not given. | The system needed more frequent maintenance than the 3 days/month it received. More maintenance is required in first months of operations to address debugging and making improvements. This was a very small treatment system, and authors noted that larger systems are less sensitive to infrequent maintenance. | Data not provided | Limestone needs to be replaced occasionally to ensure sufficient alkalinity to generate bacterial sulfate reduction and metal removal. Adding organic carbon was also noted as an option to increase SRB activity; clogging in Barrel D was a problem and was "difficult to remedy" | Inconsistent flow caused issues with the system. Sept 27, 1995 influent appeared to pass through untreated. Possible explanations were due to large flows of acidic drainage decreasing residence time, decrease in bacterial activity or decline in limestone dissolution. Manganese increased through treatment and source is thought to be the organic material used in the treatment. Iron, aluminum, copper, and zinc were removed from the original material; orange iron precipitate coated the limestone and follow-up bench testing revealed that this can inhibit alkalinity production in the barrels. When limestone was replaced and barrel D flushed of iron precipitate, effluent water quality improved slightly; the majority of metals removed were bound to iron and manganese oxides, or formed sulfides or were bound to organic matter. Metals coprecipitated as iron was removed. | Data not provided | ND is <0.01 mg/l
Ely Mine Site Report of Activities: Experimental Passive Mine Water Treatment System | ELY COPPER MINE | VTD988366571 | N/A | N/A | In-stream, upstream/downstream | Abandoned | Sulfate-reducing bacteria (SRB) with limestone pre-treatment | Passive | Biochemical reactor (BCR) | Pre-treatment | Ely Brook mine | Y | In-stream data | Adequate alkalinity and carbon | Vermont, no constraints noted | Pilot | Single event | Calcium | Ca | mg/L | N | N/A | 22.99 | 22.75 | 1.0439 | Data not provided | Data not provided | Not Applicable | Data not provided | Data not provided | Not Applicable | Data not provided | Data not provided | Not Applicable | Data not provided | Data not provided | Data not provided | Data not provided | Data not provided | Data not provided | Data not provided | Data not provided | Data not provided | Influent | 7.65 | Data not provided | N/A | Data not provided | N/A | Data not provided | N/A | Data not provided | N/A | Data not provided | N/A | Data not provided | N/A | None | N/A | Data not provided | Data not provided | Data not provided | Data not provided | Data not provided | Data not provided | N/A | Goal was to assess the impact of the mine drainage on Ely Brook and propose water treatment options. Effluent WQ generally improved, but data was not consistent enough for a clear trend to develop. | Unit loads removed could not be determined due to inconsistent flows; system was designed for 100ml/min but was not tracked on days other than monitoring days, and during those periods it was inconsistently achieved; fluctuations in effluent water quality are attributed to highly variable influent water quality; maintenance is required to maintain alkaline conditions. | System is limited by limestone's ability to produce alkalinity and needs to be replaced "occasionally". Specific timeframes were not given. | The system needed more frequent maintenance than the 3 days/month it received. More maintenance is required in first months of operations to address debugging and making improvements. This was a very small treatment system, and authors noted that larger systems are less sensitive to infrequent maintenance. | Data not provided | Limestone needs to be replaced occasionally to ensure sufficient alkalinity to generate bacterial sulfate reduction and metal removal. Adding organic carbon was also noted as an option to increase SRB activity; clogging in Barrel D was a problem and was "difficult to remedy" | Inconsistent flow caused issues with the system. Sept 27, 1995 influent appeared to pass through untreated. Possible explanations were due to large flows of acidic drainage decreasing residence time, decrease in bacterial activity or decline in limestone dissolution. Manganese increased through treatment and source is thought to be the organic material used in the treatment. Iron, aluminum, copper, and zinc were removed from the original material; orange iron precipitate coated the limestone and follow-up bench testing revealed that this can inhibit alkalinity production in the barrels. When limestone was replaced and barrel D flushed of iron precipitate, effluent water quality improved slightly; the majority of metals removed were bound to iron and manganese oxides, or formed sulfides or were bound to organic matter. Metals coprecipitated as iron was removed. | Data not provided
Ely Mine Site Report of Activities: Experimental Passive Mine Water Treatment System | ELY COPPER MINE | VTD988366571 | N/A | N/A | Treatment barrels A and E | Abandoned | Sulfate-reducing bacteria (SRB) with limestone pre-treatment | Passive | Biochemical reactor (BCR) | Pre-treatment | Ely Brook mine | Y | Entire system | Adequate alkalinity and carbon | Vermont, no constraints noted | Pilot | 5 months (June-October 1995) | Calcium | Ca | mg/L | N | N/A | 60.44 | 204.81 | -238.865 | [9 empty] | Data not provided | Data not provided | Data not provided | Data not provided | Data not provided | Data not provided | Data not provided | Data not provided | Data not provided | Influent | 2.58 | Data not provided | N/A | Data not provided | N/A | Data not provided | N/A | Data not provided | N/A | Data not provided | N/A | Data not provided | N/A | None | N/A | Data not provided | Data not provided | Data not provided | Data not provided | Data not provided | Data not provided | N/A | Goal was to assess the impact of the mine drainage on Ely Brook and propose water treatment options. Effluent WQ generally improved, but data was not consistent enough for a clear trend to develop. | Unit loads removed could not be determined due to inconsistent flows; system was designed for 100ml/min but was not tracked on days other than monitoring days, and during those periods it was inconsistently achieved; fluctuations in effluent water quality are attributed to highly variable influent water quality; maintenance is required to maintain alkaline conditions. | System is limited by limestone's ability to produce alkalinity and needs to be replaced "occasionally". Specific timeframes were not given. | The system needed more frequent maintenance than the 3 days/month it received. More maintenance is required in first months of operations to address debugging and making improvements. This was a very small treatment system, and authors noted that larger systems are less sensitive to infrequent maintenance. | Data not provided | Limestone needs to be replaced occasionally to ensure sufficient alkalinity to generate bacterial sulfate reduction and metal removal. Adding organic carbon was also noted as an option to increase SRB activity; clogging in Barrel D was a problem and was "difficult to remedy" | Inconsistent flow caused issues with the system. Sept 27, 1995 influent appeared to pass through untreated. Possible explanations were due to large flows of acidic drainage decreasing residence time, decrease in bacterial activity or decline in limestone dissolution. Manganese increased through treatment and source is thought to be the organic material used in the treatment. Iron, aluminum, copper, and zinc were removed from the original material; orange iron precipitate coated the limestone and follow-up bench testing revealed that this can inhibit alkalinity production in the barrels. When limestone was replaced and barrel D flushed of iron precipitate, effluent water quality improved slightly; the majority of metals removed were bound to iron and manganese oxides, or formed sulfides or were bound to organic matter. Metals coprecipitated as iron was removed. | Data not provided
Ely Mine Site Report of Activities: Experimental Passive Mine Water Treatment System | ELY COPPER MINE | VTD988366571 | N/A | N/A | Treatment barrels A and E | Abandoned | Sulfate-reducing bacteria (SRB) with limestone pre-treatment | Passive | Biochemical reactor (BCR) | Pre-treatment | Ely Brook mine | Y | Entire system | Adequate alkalinity and carbon | Vermont, no constraints noted | Pilot | 5 months (June-October 1995) | Calcium | Ca | mg/L | N | N/A |  |  |  | 22.8 | 86.9 | -281.1404 | [6 empty] | Data not provided | Data not provided | Data not provided | Data not provided | Data not provided | Data not provided | Data not provided | Data not provided | Data not provided | Influent | 3.5 | Data not provided | N/A | Data not provided | N/A | Data not provided | N/A | Data not provided | N/A | Data not provided | N/A | Data not provided | N/A | None | N/A | Data not provided | Data not provided | Data not provided | Data not provided | Data not provided | Data not provided | N/A | Goal was to assess the impact of the mine drainage on Ely Brook and propose water treatment options. Effluent WQ generally improved, but data was not consistent enough for a clear trend to develop. | Unit loads removed could not be determined due to inconsistent flows; system was designed for 100ml/min but was not tracked on days other than monitoring days, and during those periods it was inconsistently achieved; fluctuations in effluent water quality are attributed to highly variable influent water quality; maintenance is required to maintain alkaline conditions. | System is limited by limestone's ability to produce alkalinity and needs to be replaced "occasionally". Specific timeframes were not given. | The system needed more frequent maintenance than the 3 days/month it received. More maintenance is required in first months of operations to address debugging and making improvements. This was a very small treatment system, and authors noted that larger systems are less sensitive to infrequent maintenance. | Data not provided | Limestone needs to be replaced occasionally to ensure sufficient alkalinity to generate bacterial sulfate reduction and metal removal. Adding organic carbon was also noted as an option to increase SRB activity; clogging in Barrel D was a problem and was "difficult to remedy" | Inconsistent flow caused issues with the system. Sept 27, 1995 influent appeared to pass through untreated. Possible explanations were due to large flows of acidic drainage decreasing residence time, decrease in bacterial activity or decline in limestone dissolution. Manganese increased through treatment and source is thought to be the organic material used in the treatment. Iron, aluminum, copper, and zinc were removed from the original material; orange iron precipitate coated the limestone and follow-up bench testing revealed that this can inhibit alkalinity production in the barrels. When limestone was replaced and barrel D flushed of iron precipitate, effluent water quality improved slightly; the majority of metals removed were bound to iron and manganese oxides, or formed sulfides or were bound to organic matter. Metals coprecipitated as iron was removed. | Data not provided
Ely Mine Site Report of Activities: Experimental Passive Mine Water Treatment System | ELY COPPER MINE | VTD988366571 | N/A | N/A | Treatment barrels A and E | Abandoned | Sulfate-reducing bacteria (SRB) with limestone pre-treatment | Passive | Biochemical reactor (BCR) | Pre-treatment | Ely Brook mine | Y | Entire system | Adequate alkalinity and carbon | Vermont, no constraints noted | Pilot | 5 months (June-October 1995) | Calcium | Ca | mg/L | N | N/A | [6 empty] | 204.81 | 60.44 | -238.865 |  |  |  | Data not provided | Data not provided | Data not provided | Data not provided | Data not provided | Data not provided | Data not provided | Data not provided | Data not provided | Effluent | 5.07 | Data not provided | N/A | Data not provided | N/A | Data not provided | N/A | Data not provided | N/A | Data not provided | N/A | Data not provided | N/A | None | N/A | Data not provided | Data not provided | Data not provided | Data not provided | Data not provided | Data not provided | N/A | Goal was to assess the impact of the mine drainage on Ely Brook and propose water treatment options. Effluent WQ generally improved, but data was not consistent enough for a clear trend to develop. | Unit loads removed could not be determined due to inconsistent flows; system was designed for 100ml/min but was not tracked on days other than monitoring days, and during those periods it was inconsistently achieved; fluctuations in effluent water quality are attributed to highly variable influent water quality; maintenance is required to maintain alkaline conditions. | System is limited by limestone's ability to produce alkalinity and needs to be replaced "occasionally". Specific timeframes were not given. | The system needed more frequent maintenance than the 3 days/month it received. More maintenance is required in first months of operations to address debugging and making improvements. This was a very small treatment system, and authors noted that larger systems are less sensitive to infrequent maintenance. | Data not provided | Limestone needs to be replaced occasionally to ensure sufficient alkalinity to generate bacterial sulfate reduction and metal removal. Adding organic carbon was also noted as an option to increase SRB activity; clogging in Barrel D was a problem and was "difficult to remedy" | Inconsistent flow caused issues with the system. Sept 27, 1995 influent appeared to pass through untreated. Possible explanations were due to large flows of acidic drainage decreasing residence time, decrease in bacterial activity or decline in limestone dissolution. Manganese increased through treatment and source is thought to be the organic material used in the treatment. Iron, aluminum, copper, and zinc were removed from the original material; orange iron precipitate coated the limestone and follow-up bench testing revealed that this can inhibit alkalinity production in the barrels. When limestone was replaced and barrel D flushed of iron precipitate, effluent water quality improved slightly; the majority of metals removed were bound to iron and manganese oxides, or formed sulfides or were bound to organic matter. Metals coprecipitated as iron was removed. | Data not provided
Ely Mine Site Report of Activities: Experimental Passive Mine Water Treatment System | ELY COPPER MINE | VTD988366571 | N/A | N/A | Treatment barrels A and E | Abandoned | Sulfate-reducing bacteria (SRB) with limestone pre-treatment | Passive | Biochemical reactor (BCR) | Pre-treatment | Ely Brook mine | Y | Entire system | Adequate alkalinity and carbon | Vermont, no constraints noted | Pilot | 5 months (June-October 1995) | Calcium | Ca | mg/L | N | N/A | [9 empty] | 20.62 | 51.87 | 60.2468 | Data not provided | Data not provided | Data not provided | Data not provided | Data not provided | Data not provided | Data not provided | Data not provided | Data not provided | Effluent | 6.74 | Data not provided | N/A | Data not provided | N/A | Data not provided | N/A | Data not provided | N/A | Data not provided | N/A | Data not provided | N/A | None | N/A | Data not provided | Data not provided | Data not provided | Data not provided | Data not provided | Data not provided | N/A | Goal was to assess the impact of the mine drainage on Ely Brook and propose water treatment options. Effluent WQ generally improved, but data was not consistent enough for a clear trend to develop. | Unit loads removed could not be determined due to inconsistent flows; system was designed for 100ml/min but was not tracked on days other than monitoring days, and during those periods it was inconsistently achieved; fluctuations in effluent water quality are attributed to highly variable influent water quality; maintenance is required to maintain alkaline conditions. | System is limited by limestone's ability to produce alkalinity and needs to be replaced "occasionally". Specific timeframes were not given. | The system needed more frequent maintenance than the 3 days/month it received. More maintenance is required in first months of operations to address debugging and making improvements. This was a very small treatment system, and authors noted that larger systems are less sensitive to infrequent maintenance. | Data not provided | Limestone needs to be replaced occasionally to ensure sufficient alkalinity to generate bacterial sulfate reduction and metal removal. Adding organic carbon was also noted as an option to increase SRB activity; clogging in Barrel D was a problem and was "difficult to remedy" | Inconsistent flow caused issues with the system. Sept 27, 1995 influent appeared to pass through untreated. Possible explanations were due to large flows of acidic drainage decreasing residence time, decrease in bacterial activity or decline in limestone dissolution. Manganese increased through treatment and source is thought to be the organic material used in the treatment. Iron, aluminum, copper, and zinc were removed from the original material; orange iron precipitate coated the limestone and follow-up bench testing revealed that this can inhibit alkalinity production in the barrels. When limestone was replaced and barrel D flushed of iron precipitate, effluent water quality improved slightly; the majority of metals removed were bound to iron and manganese oxides, or formed sulfides or were bound to organic matter. Metals coprecipitated as iron was removed. | Data not provided
Ely Mine Site Report of Activities: Experimental Passive Mine Water Treatment System | ELY COPPER MINE | VTD988366571 | N/A | N/A | In-stream, upstream/downstream | Abandoned | Sulfate-reducing bacteria (SRB) with limestone pre-treatment | Passive | Biochemical reactor (BCR) | Pre-treatment | Ely Brook mine | Y | In-stream data | Adequate alkalinity and carbon | Vermont, no constraints noted | Pilot | Single event | Cadmium | Cd | mg/L | N | N/A | 0.02 | <0.01 | 75 | Data not provided | Data not provided | Not Applicable | Data not provided | Data not provided | Not Applicable | Data not provided | Data not provided | Not Applicable | Data not provided | Data not provided | Data not provided | Data not provided | Data not provided | Data not provided | Data not provided | Data not provided | Data not provided | Influent | 7.65 | Data not provided | N/A | Data not provided | N/A | Data not provided | N/A | Data not provided | N/A | Data not provided | N/A | Data not provided | N/A | None | N/A | Data not provided | Data not provided | Data not provided | Data not provided | Data not provided | Data not provided | N/A | Goal was to assess the impact of the mine drainage on Ely Brook and propose water treatment options. Effluent WQ generally improved, but data was not consistent enough for a clear trend to develop. | Unit loads removed could not be determined due to inconsistent flows; system was designed for 100ml/min but was not tracked on days other than monitoring days, and during those periods it was inconsistently achieved; fluctuations in effluent water quality are attributed to highly variable influent water quality; maintenance is required to maintain alkaline conditions. | System is limited by limestone's ability to produce alkalinity and needs to be replaced "occasionally". Specific timeframes were not given. | The system needed more frequent maintenance than the 3 days/month it received. More maintenance is required in first months of operations to address debugging and making improvements. This was a very small treatment system, and authors noted that larger systems are less sensitive to infrequent maintenance. | Data not provided | Limestone needs to be replaced occasionally to ensure sufficient alkalinity to generate bacterial sulfate reduction and metal removal. Adding organic carbon was also noted as an option to increase SRB activity; clogging in Barrel D was a problem and was "difficult to remedy" | Inconsistent flow caused issues with the system. Sept 27, 1995 influent appeared to pass through untreated. Possible explanations were due to large flows of acidic drainage decreasing residence time, decrease in bacterial activity or decline in limestone dissolution. Manganese increased through treatment and source is thought to be the organic material used in the treatment. Iron, aluminum, copper, and zinc were removed from the original material; orange iron precipitate coated the limestone and follow-up bench testing revealed that this can inhibit alkalinity production in the barrels. When limestone was replaced and barrel D flushed of iron precipitate, effluent water quality improved slightly; the majority of metals removed were bound to iron and manganese oxides, or formed sulfides or were bound to organic matter. Metals coprecipitated as iron was removed. | Data not provided
Ely Mine Site Report of Activities: Experimental Passive Mine Water Treatment System | ELY COPPER MINE | VTD988366571 | N/A | N/A | Treatment barrels A and E | Abandoned | Sulfate-reducing bacteria (SRB) with limestone pre-treatment | Passive | Biochemical reactor (BCR) | Pre-treatment | Ely Brook mine | Y | Entire system | Adequate alkalinity and carbon | Vermont, no constraints noted | Pilot | 5 months (June-October 1995) | Cadmium | Cd | mg/L | N | N/A | 0.02 | ND | 75 | [9 empty] | Data not provided | Data not provided | Data not provided | Data not provided | Data not provided | Data not provided | Data not provided | Data not provided | Data not provided | Influent | 2.58 | Data not provided | N/A | Data not provided | N/A | Data not provided | N/A | Data not provided | N/A | Data not provided | N/A | Data not provided | N/A | None | N/A | Data not provided | Data not provided | Data not provided | Data not provided | Data not provided | Data not provided | N/A | Goal was to assess the impact of the mine drainage on Ely Brook and propose water treatment options. Effluent WQ generally improved, but data was not consistent enough for a clear trend to develop. | Unit loads removed could not be determined due to inconsistent flows; system was designed for 100ml/min but was not tracked on days other than monitoring days, and during those periods it was inconsistently achieved; fluctuations in effluent water quality are attributed to highly variable influent water quality; maintenance is required to maintain alkaline conditions. | System is limited by limestone's ability to produce alkalinity and needs to be replaced "occasionally". Specific timeframes were not given. | The system needed more frequent maintenance than the 3 days/month it received. More maintenance is required in first months of operations to address debugging and making improvements. This was a very small treatment system, and authors noted that larger systems are less sensitive to infrequent maintenance. | Data not provided | Limestone needs to be replaced occasionally to ensure sufficient alkalinity to generate bacterial sulfate reduction and metal removal. Adding organic carbon was also noted as an option to increase SRB activity; clogging in Barrel D was a problem and was "difficult to remedy" | Inconsistent flow caused issues with the system. Sept 27, 1995 influent appeared to pass through untreated. Possible explanations were due to large flows of acidic drainage decreasing residence time, decrease in bacterial activity or decline in limestone dissolution. Manganese increased through treatment and source is thought to be the organic material used in the treatment. Iron, aluminum, copper, and zinc were removed from the original material; orange iron precipitate coated the limestone and follow-up bench testing revealed that this can inhibit alkalinity production in the barrels. When limestone was replaced and barrel D flushed of iron precipitate, effluent water quality improved slightly; the majority of metals removed were bound to iron and manganese oxides, or formed sulfides or were bound to organic matter. Metals coprecipitated as iron was removed. | Data not provided | ND is <0.01 mg/l
Ely Mine Site Report of Activities: Experimental Passive Mine Water Treatment System | ELY COPPER MINE | VTD988366571 | N/A | N/A | Treatment barrels A and E | Abandoned | Sulfate-reducing bacteria (SRB) with limestone pre-treatment | Passive | Biochemical reactor (BCR) | Pre-treatment | Ely Brook mine | Y | Entire system | Adequate alkalinity and carbon | Vermont, no constraints noted | Pilot | 5 months (June-October 1995) | Cadmium | Cd | mg/L | N | N/A |  |  |  | ND | ND | Not Applicable | [6 empty] | Data not provided | Data not provided | Data not provided | Data not provided | Data not provided | Data not provided | Data not provided | Data not provided | Data not provided | Influent | 2.36–3.5 | Data not provided | N/A | Data not provided | N/A | Data not provided | N/A | Data not provided | N/A | Data not provided | N/A | Data not provided | N/A | None | N/A | Data not provided | Data not provided | Data not provided | Data not provided | Data not provided | Data not provided | N/A | Goal was to assess the impact of the mine drainage on Ely Brook and propose water treatment options. Effluent WQ generally improved, but data was not consistent enough for a clear trend to develop. | Unit loads removed could not be determined due to inconsistent flows; system was designed for 100ml/min but was not tracked on days other than monitoring days, and during those periods it was inconsistently achieved; fluctuations in effluent water quality are attributed to highly variable influent water quality; maintenance is required to maintain alkaline conditions. | System is limited by limestone's ability to produce alkalinity and needs to be replaced "occasionally". Specific timeframes were not given. | The system needed more frequent maintenance than the 3 days/month it received. More maintenance is required in first months of operations to address debugging and making improvements. This was a very small treatment system, and authors noted that larger systems are less sensitive to infrequent maintenance. | Data not provided | Limestone needs to be replaced occasionally to ensure sufficient alkalinity to generate bacterial sulfate reduction and metal removal. Adding organic carbon was also noted as an option to increase SRB activity; clogging in Barrel D was a problem and was "difficult to remedy" | Inconsistent flow caused issues with the system. Sept 27, 1995 influent appeared to pass through untreated. Possible explanations were due to large flows of acidic drainage decreasing residence time, decrease in bacterial activity or decline in limestone dissolution. Manganese increased through treatment and source is thought to be the organic material used in the treatment. Iron, aluminum, copper, and zinc were removed from the original material; orange iron precipitate coated the limestone and follow-up bench testing revealed that this can inhibit alkalinity production in the barrels. When limestone was replaced and barrel D flushed of iron precipitate, effluent water quality improved slightly; the majority of metals removed were bound to iron and manganese oxides, or formed sulfides or were bound to organic matter. Metals coprecipitated as iron was removed. | Data not provided | ND is <0.01 mg/l
Ely Mine Site Report of Activities: Experimental Passive Mine Water Treatment System | ELY COPPER MINE | VTD988366571 | N/A | N/A | Treatment barrels A and E | Abandoned | Sulfate-reducing bacteria (SRB) with limestone pre-treatment | Passive | Biochemical reactor (BCR) | Pre-treatment | Ely Brook mine | Y | Entire system | Adequate alkalinity and carbon | Vermont, no constraints noted | Pilot | 5 months (June-October 1995) | Cadmium | Cd | mg/L | N | N/A | [6 empty] | 0.05 | 0.01 | -400 |  |  |  | Data not provided | Data not provided | Data not provided | Data not provided | Data not provided | Data not provided | Data not provided | Data not provided | Data not provided | Effluent | 2.94 | Data not provided | N/A | Data not provided | N/A | Data not provided | N/A | Data not provided | N/A | Data not provided | N/A | Data not provided | N/A | None | N/A | Data not provided | Data not provided | Data not provided | Data not provided | Data not provided | Data not provided | N/A | Goal was to assess the impact of the mine drainage on Ely Brook and propose water treatment options. Effluent WQ generally improved, but data was not consistent enough for a clear trend to develop. | Unit loads removed could not be determined due to inconsistent flows; system was designed for 100ml/min but was not tracked on days other than monitoring days, and during those periods it was inconsistently achieved; fluctuations in effluent water quality are attributed to highly variable influent water quality; maintenance is required to maintain alkaline conditions. | System is limited by limestone's ability to produce alkalinity and needs to be replaced "occasionally". Specific timeframes were not given. | The system needed more frequent maintenance than the 3 days/month it received. More maintenance is required in first months of operations to address debugging and making improvements. This was a very small treatment system, and authors noted that larger systems are less sensitive to infrequent maintenance. | Data not provided | Limestone needs to be replaced occasionally to ensure sufficient alkalinity to generate bacterial sulfate reduction and metal removal. Adding organic carbon was also noted as an option to increase SRB activity; clogging in Barrel D was a problem and was "difficult to remedy" | Inconsistent flow caused issues with the system. Sept 27, 1995 influent appeared to pass through untreated. Possible explanations were due to large flows of acidic drainage decreasing residence time, decrease in bacterial activity or decline in limestone dissolution. Manganese increased through treatment and source is thought to be the organic material used in the treatment. Iron, aluminum, copper, and zinc were removed from the original material; orange iron precipitate coated the limestone and follow-up bench testing revealed that this can inhibit alkalinity production in the barrels. When limestone was replaced and barrel D flushed of iron precipitate, effluent water quality improved slightly; the majority of metals removed were bound to iron and manganese oxides, or formed sulfides or were bound to organic matter. Metals coprecipitated as iron was removed. | Data not provided | ND is <0.01 mg/l
Ely Mine Site Report of Activities: Experimental Passive Mine Water Treatment System | ELY COPPER MINE | VTD988366571 | N/A | N/A | Treatment barrels A and E | Abandoned | Sulfate-reducing bacteria (SRB) with limestone pre-treatment | Passive | Biochemical reactor (BCR) | Pre-treatment | Ely Brook mine | Y | Entire system | Adequate alkalinity and carbon | Vermont, no constraints noted | Pilot | 5 months (June-October 1995) | Cadmium | Cd | mg/L | N | N/A | [9 empty] | ND | ND–0.02 | Not Applicable | Data not provided | Data not provided | Data not provided | Data not provided | Data not provided | Data not provided | Data not provided | Data not provided | Data not provided | Effluent | 3.42–7.03 | Data not provided | N/A | Data not provided | N/A | Data not provided | N/A | Data not provided | N/A | Data not provided | N/A | Data not provided | N/A | None | N/A | Data not provided | Data not provided | Data not provided | Data not provided | Data not provided | Data not provided | N/A | Goal was to assess the impact of the mine drainage on Ely Brook and propose water treatment options. Effluent WQ generally improved, but data was not consistent enough for a clear trend to develop. | Unit loads removed could not be determined due to inconsistent flows; system was designed for 100ml/min but was not tracked on days other than monitoring days, and during those periods it was inconsistently achieved; fluctuations in effluent water quality are attributed to highly variable influent water quality; maintenance is required to maintain alkaline conditions. | System is limited by limestone's ability to produce alkalinity and needs to be replaced "occasionally". Specific timeframes were not given. | The system needed more frequent maintenance than the 3 days/month it received. More maintenance is required in first months of operations to address debugging and making improvements. This was a very small treatment system, and authors noted that larger systems are less sensitive to infrequent maintenance. | Data not provided | Limestone needs to be replaced occasionally to ensure sufficient alkalinity to generate bacterial sulfate reduction and metal removal. Adding organic carbon was also noted as an option to increase SRB activity; clogging in Barrel D was a problem and was "difficult to remedy" | Inconsistent flow caused issues with the system. Sept 27, 1995 influent appeared to pass through untreated. Possible explanations were due to large flows of acidic drainage decreasing residence time, decrease in bacterial activity or decline in limestone dissolution. Manganese increased through treatment and source is thought to be the organic material used in the treatment. Iron, aluminum, copper, and zinc were removed from the original material; orange iron precipitate coated the limestone and follow-up bench testing revealed that this can inhibit alkalinity production in the barrels. When limestone was replaced and barrel D flushed of iron precipitate, effluent water quality improved slightly; the majority of metals removed were bound to iron and manganese oxides, or formed sulfides or were bound to organic matter. Metals coprecipitated as iron was removed. | Data not provided | ND is <0.01 mg/l
Ely Mine Site Report of Activities: Experimental Passive Mine Water Treatment System | ELY COPPER MINE | VTD988366571 | N/A | N/A | In-stream, upstream/downstream | Abandoned | Sulfate-reducing bacteria (SRB) with limestone pre-treatment | Passive | Biochemical reactor (BCR) | Pre-treatment | Ely Brook mine | Y | In-stream data | Adequate alkalinity and carbon | Vermont, no constraints noted | Pilot | Single event | Cobalt | Co | mg/L | N | N/A | 0.02 | <0.01 | 75 | Data not provided | Data not provided | Not Applicable | Data not provided | Data not provided | Not Applicable | Data not provided | Data not provided | Not Applicable | Data not provided | Data not provided | Data not provided | Data not provided | Data not provided | Data not provided | Data not provided | Data not provided | Data not provided | Influent | 7.65 | Data not provided | N/A | Data not provided | N/A | Data not provided | N/A | Data not provided | N/A | Data not provided | N/A | Data not provided | N/A | None | N/A | Data not provided | Data not provided | Data not provided | Data not provided | Data not provided | Data not provided | N/A | Goal was to assess the impact of the mine drainage on Ely Brook and propose water treatment options. Effluent WQ generally improved, but data was not consistent enough for a clear trend to develop. | Unit loads removed could not be determined due to inconsistent flows; system was designed for 100ml/min but was not tracked on days other than monitoring days, and during those periods it was inconsistently achieved; fluctuations in effluent water quality are attributed to highly variable influent water quality; maintenance is required to maintain alkaline conditions. | System is limited by limestone's ability to produce alkalinity and needs to be replaced "occasionally". Specific timeframes were not given. | The system needed more frequent maintenance than the 3 days/month it received. More maintenance is required in first months of operations to address debugging and making improvements. This was a very small treatment system, and authors noted that larger systems are less sensitive to infrequent maintenance. | Data not provided | Limestone needs to be replaced occasionally to ensure sufficient alkalinity to generate bacterial sulfate reduction and metal removal. Adding organic carbon was also noted as an option to increase SRB activity; clogging in Barrel D was a problem and was "difficult to remedy" | Inconsistent flow caused issues with the system. Sept 27, 1995 influent appeared to pass through untreated. Possible explanations were due to large flows of acidic drainage decreasing residence time, decrease in bacterial activity or decline in limestone dissolution. Manganese increased through treatment and source is thought to be the organic material used in the treatment. Iron, aluminum, copper, and zinc were removed from the original material; orange iron precipitate coated the limestone and follow-up bench testing revealed that this can inhibit alkalinity production in the barrels. When limestone was replaced and barrel D flushed of iron precipitate, effluent water quality improved slightly; the majority of metals removed were bound to iron and manganese oxides, or formed sulfides or were bound to organic matter. Metals coprecipitated as iron was removed. | Data not provided
Ely Mine Site Report of Activities: Experimental Passive Mine Water Treatment System | ELY COPPER MINE | VTD988366571 | N/A | N/A | Treatment barrels A and E | Abandoned | Sulfate-reducing bacteria (SRB) with limestone pre-treatment | Passive | Biochemical reactor (BCR) | Pre-treatment | Ely Brook mine | Y | Entire system | Adequate alkalinity and carbon | Vermont, no constraints noted | Pilot | 5 months (June-October 1995) | Cobalt | Co | mg/L | N | N/A | 0.56 | 0.2 | 99.1071 | [9 empty] | Data not provided | Data not provided | Data not provided | Data not provided | Data not provided | Data not provided | Data not provided | Data not provided | Data not provided | Influent | 2.6 | Data not provided | N/A | Data not provided | N/A | Data not provided | N/A | Data not provided | N/A | Data not provided | N/A | Data not provided | N/A | None | N/A | Data not provided | Data not provided | Data not provided | Data not provided | Data not provided | Data not provided | N/A | Goal was to assess the impact of the mine drainage on Ely Brook and propose water treatment options. Effluent WQ generally improved, but data was not consistent enough for a clear trend to develop. | Unit loads removed could not be determined due to inconsistent flows; system was designed for 100ml/min but was not tracked on days other than monitoring days, and during those periods it was inconsistently achieved; fluctuations in effluent water quality are attributed to highly variable influent water quality; maintenance is required to maintain alkaline conditions. | System is limited by limestone's ability to produce alkalinity and needs to be replaced "occasionally". Specific timeframes were not given. | The system needed more frequent maintenance than the 3 days/month it received. More maintenance is required in first months of operations to address debugging and making improvements. This was a very small treatment system, and authors noted that larger systems are less sensitive to infrequent maintenance. | Data not provided | Limestone needs to be replaced occasionally to ensure sufficient alkalinity to generate bacterial sulfate reduction and metal removal. Adding organic carbon was also noted as an option to increase SRB activity; clogging in Barrel D was a problem and was "difficult to remedy" | Inconsistent flow caused issues with the system. Sept 27, 1995 influent appeared to pass through untreated. Possible explanations were due to large flows of acidic drainage decreasing residence time, decrease in bacterial activity or decline in limestone dissolution. Manganese increased through treatment and source is thought to be the organic material used in the treatment. Iron, aluminum, copper, and zinc were removed from the original material; orange iron precipitate coated the limestone and follow-up bench testing revealed that this can inhibit alkalinity production in the barrels. When limestone was replaced and barrel D flushed of iron precipitate, effluent water quality improved slightly; the majority of metals removed were bound to iron and manganese oxides, or formed sulfides or were bound to organic matter. Metals coprecipitated as iron was removed. | Data not provided | ND is <0.01 mg/l
Ely Mine Site Report of Activities: Experimental Passive Mine Water Treatment System | ELY COPPER MINE | VTD988366571 | N/A | N/A | Treatment barrels A and E | Abandoned | Sulfate-reducing bacteria (SRB) with limestone pre-treatment | Passive | Biochemical reactor (BCR) | Pre-treatment | Ely Brook mine | Y | Entire system | Adequate alkalinity and carbon | Vermont, no constraints noted | Pilot | 5 months (June-October 1995) | Cobalt | Co | mg/L | N | N/A |  |  |  | 0.08 | ND | 93.75 | [6 empty] | Data not provided | Data not provided | Data not provided | Data not provided | Data not provided | Data not provided | Data not provided | Data not provided | Data not provided | Influent | 3.5 | Data not provided | N/A | Data not provided | N/A | Data not provided | N/A | Data not provided | N/A | Data not provided | N/A | Data not provided | N/A | None | N/A | Data not provided | Data not provided | Data not provided | Data not provided | Data not provided | Data not provided | N/A | Goal was to assess the impact of the mine drainage on Ely Brook and propose water treatment options. Effluent WQ generally improved, but data was not consistent enough for a clear trend to develop. | Unit loads removed could not be determined due to inconsistent flows; system was designed for 100ml/min but was not tracked on days other than monitoring days, and during those periods it was inconsistently achieved; fluctuations in effluent water quality are attributed to highly variable influent water quality; maintenance is required to maintain alkaline conditions. | System is limited by limestone's ability to produce alkalinity and needs to be replaced "occasionally". Specific timeframes were not given. | The system needed more frequent maintenance than the 3 days/month it received. More maintenance is required in first months of operations to address debugging and making improvements. This was a very small treatment system, and authors noted that larger systems are less sensitive to infrequent maintenance. | Data not provided | Limestone needs to be replaced occasionally to ensure sufficient alkalinity to generate bacterial sulfate reduction and metal removal. Adding organic carbon was also noted as an option to increase SRB activity; clogging in Barrel D was a problem and was "difficult to remedy" | Inconsistent flow caused issues with the system. Sept 27, 1995 influent appeared to pass through untreated. Possible explanations were due to large flows of acidic drainage decreasing residence time, decrease in bacterial activity or decline in limestone dissolution. Manganese increased through treatment and source is thought to be the organic material used in the treatment. Iron, aluminum, copper, and zinc were removed from the original material; orange iron precipitate coated the limestone and follow-up bench testing revealed that this can inhibit alkalinity production in the barrels. When limestone was replaced and barrel D flushed of iron precipitate, effluent water quality improved slightly; the majority of metals removed were bound to iron and manganese oxides, or formed sulfides or were bound to organic matter. Metals coprecipitated as iron was removed. | Data not provided | ND is <0.01 mg/l
Ely Mine Site Report of Activities: Experimental Passive Mine Water Treatment System | ELY COPPER MINE | VTD988366571 | N/A | N/A | Treatment barrels A and E | Abandoned | Sulfate-reducing bacteria (SRB) with limestone pre-treatment | Passive | Biochemical reactor (BCR) | Pre-treatment | Ely Brook mine | Y | Entire system | Adequate alkalinity and carbon | Vermont, no constraints noted | Pilot | 5 months (June-October 1995) | Cobalt | Co | mg/L | N | N/A | [6 empty] | 0.36 | 0.32 | -12.5 |  |  |  | Data not provided | Data not provided | Data not provided | Data not provided | Data not provided | Data not provided | Data not provided | Data not provided | Data not provided | Effluent | 2.94 | Data not provided | N/A | Data not provided | N/A | Data not provided | N/A | Data not provided | N/A | Data not provided | N/A | Data not provided | N/A | None | N/A | Data not provided | Data not provided | Data not provided | Data not provided | Data not provided | Data not provided | N/A | Goal was to assess the impact of the mine drainage on Ely Brook and propose water treatment options. Effluent WQ generally improved, but data was not consistent enough for a clear trend to develop. | Unit loads removed could not be determined due to inconsistent flows; system was designed for 100ml/min but was not tracked on days other than monitoring days, and during those periods it was inconsistently achieved; fluctuations in effluent water quality are attributed to highly variable influent water quality; maintenance is required to maintain alkaline conditions. | System is limited by limestone's ability to produce alkalinity and needs to be replaced "occasionally". Specific timeframes were not given. | The system needed more frequent maintenance than the 3 days/month it received. More maintenance is required in first months of operations to address debugging and making improvements. This was a very small treatment system, and authors noted that larger systems are less sensitive to infrequent maintenance. | Data not provided | Limestone needs to be replaced occasionally to ensure sufficient alkalinity to generate bacterial sulfate reduction and metal removal. Adding organic carbon was also noted as an option to increase SRB activity; clogging in Barrel D was a problem and was "difficult to remedy" | Inconsistent flow caused issues with the system. Sept 27, 1995 influent appeared to pass through untreated. Possible explanations were due to large flows of acidic drainage decreasing residence time, decrease in bacterial activity or decline in limestone dissolution. Manganese increased through treatment and source is thought to be the organic material used in the treatment. Iron, aluminum, copper, and zinc were removed from the original material; orange iron precipitate coated the limestone and follow-up bench testing revealed that this can inhibit alkalinity production in the barrels. When limestone was replaced and barrel D flushed of iron precipitate, effluent water quality improved slightly; the majority of metals removed were bound to iron and manganese oxides, or formed sulfides or were bound to organic matter. Metals coprecipitated as iron was removed. | Data not provided | ND is <0.01 mg/l
Ely Mine Site Report of Activities: Experimental Passive Mine Water Treatment System | ELY COPPER MINE | VTD988366571 | N/A | N/A | Treatment barrels A and E | Abandoned | Sulfate-reducing bacteria (SRB) with limestone pre-treatment | Passive | Biochemical reactor (BCR) | Pre-treatment | Ely Brook mine | Y | Entire system | Adequate alkalinity and carbon | Vermont, no constraints noted | Pilot | 5 months (June-October 1995) | Cobalt | Co | mg/L | N | N/A | [9 empty] | ND | 0.12–0.44 | 95.8 - 98.9 | Data not provided | Data not provided | Data not provided | Data not provided | Data not provided | Data not provided | Data not provided | Data not provided | Data not provided | Effluent | 6.24–7.03 | Data not provided | N/A | Data not provided | N/A | Data not provided | N/A | Data not provided | N/A | Data not provided | N/A | Data not provided | N/A | None | N/A | Data not provided | Data not provided | Data not provided | Data not provided | Data not provided | Data not provided | N/A | Goal was to assess the impact of the mine drainage on Ely Brook and propose water treatment options. Effluent WQ generally improved, but data was not consistent enough for a clear trend to develop. | Unit loads removed could not be determined due to inconsistent flows; system was designed for 100ml/min but was not tracked on days other than monitoring days, and during those periods it was inconsistently achieved; fluctuations in effluent water quality are attributed to highly variable influent water quality; maintenance is required to maintain alkaline conditions. | System is limited by limestone's ability to produce alkalinity and needs to be replaced "occasionally". Specific timeframes were not given. | The system needed more frequent maintenance than the 3 days/month it received. More maintenance is required in first months of operations to address debugging and making improvements. This was a very small treatment system, and authors noted that larger systems are less sensitive to infrequent maintenance. | Data not provided | Limestone needs to be replaced occasionally to ensure sufficient alkalinity to generate bacterial sulfate reduction and metal removal. Adding organic carbon was also noted as an option to increase SRB activity; clogging in Barrel D was a problem and was "difficult to remedy" | Inconsistent flow caused issues with the system. Sept 27, 1995 influent appeared to pass through untreated. Possible explanations were due to large flows of acidic drainage decreasing residence time, decrease in bacterial activity or decline in limestone dissolution. Manganese increased through treatment and source is thought to be the organic material used in the treatment. Iron, aluminum, copper, and zinc were removed from the original material; orange iron precipitate coated the limestone and follow-up bench testing revealed that this can inhibit alkalinity production in the barrels. When limestone was replaced and barrel D flushed of iron precipitate, effluent water quality improved slightly; the majority of metals removed were bound to iron and manganese oxides, or formed sulfides or were bound to organic matter. Metals coprecipitated as iron was removed. | Data not provided | ND is <0.01 mg/l
Ely Mine Site Report of Activities: Experimental Passive Mine Water Treatment System | ELY COPPER MINE | VTD988366571 | N/A | N/A | In-stream, upstream/downstream | Abandoned | Sulfate-reducing bacteria (SRB) with limestone pre-treatment | Passive | Biochemical reactor (BCR) | Pre-treatment | Ely Brook mine | Y | In-stream data | Adequate alkalinity and carbon | Vermont, no constraints noted | Pilot | Single event | Chromium | Cr | mg/L | N | N/A | 0.03 | 0.01 | 66.6667 | Data not provided | Data not provided | Not Applicable | Data not provided | Data not provided | Not Applicable | Data not provided | Data not provided | Not Applicable | Data not provided | Data not provided | Data not provided | Data not provided | Data not provided | Data not provided | Data not provided | Data not provided | Data not provided | Influent | 7.65 | Data not provided | N/A | Data not provided | N/A | Data not provided | N/A | Data not provided | N/A | Data not provided | N/A | Data not provided | N/A | None | N/A | Data not provided | Data not provided | Data not provided | Data not provided | Data not provided | Data not provided | N/A | Goal was to assess the impact of the mine drainage on Ely Brook and propose water treatment options. Effluent WQ generally improved, but data was not consistent enough for a clear trend to develop. | Unit loads removed could not be determined due to inconsistent flows; system was designed for 100ml/min but was not tracked on days other than monitoring days, and during those periods it was inconsistently achieved; fluctuations in effluent water quality are attributed to highly variable influent water quality; maintenance is required to maintain alkaline conditions. | System is limited by limestone's ability to produce alkalinity and needs to be replaced "occasionally". Specific timeframes were not given. | The system needed more frequent maintenance than the 3 days/month it received. More maintenance is required in first months of operations to address debugging and making improvements. This was a very small treatment system, and authors noted that larger systems are less sensitive to infrequent maintenance. | Data not provided | Limestone needs to be replaced occasionally to ensure sufficient alkalinity to generate bacterial sulfate reduction and metal removal. Adding organic carbon was also noted as an option to increase SRB activity; clogging in Barrel D was a problem and was "difficult to remedy" | Inconsistent flow caused issues with the system. Sept 27, 1995 influent appeared to pass through untreated. Possible explanations were due to large flows of acidic drainage decreasing residence time, decrease in bacterial activity or decline in limestone dissolution. Manganese increased through treatment and source is thought to be the organic material used in the treatment. Iron, aluminum, copper, and zinc were removed from the original material; orange iron precipitate coated the limestone and follow-up bench testing revealed that this can inhibit alkalinity production in the barrels. When limestone was replaced and barrel D flushed of iron precipitate, effluent water quality improved slightly; the majority of metals removed were bound to iron and manganese oxides, or formed sulfides or were bound to organic matter. Metals coprecipitated as iron was removed. | Data not provided
Ely Mine Site Report of Activities: Experimental Passive Mine Water Treatment System | ELY COPPER MINE | VTD988366571 | N/A | N/A | Treatment barrels A and E | Abandoned | Sulfate-reducing bacteria (SRB) with limestone pre-treatment | Passive | Biochemical reactor (BCR) | Pre-treatment | Ely Brook mine | Y | Entire system | Adequate alkalinity and carbon | Vermont, no constraints noted | Pilot | 5 months (June-October 1995) | Chromium | Cr | mg/L | N | N/A | 0.05 | 0.02 | 90 | [9 empty] | Data not provided | Data not provided | Data not provided | Data not provided | Data not provided | Data not provided | Data not provided | Data not provided | Data not provided | Influent | 2.58 | Data not provided | N/A | Data not provided | N/A | Data not provided | N/A | Data not provided | N/A | Data not provided | N/A | Data not provided | N/A | None | N/A | Data not provided | Data not provided | Data not provided | Data not provided | Data not provided | Data not provided | N/A | Goal was to assess the impact of the mine drainage on Ely Brook and propose water treatment options. Effluent WQ generally improved, but data was not consistent enough for a clear trend to develop. | Unit loads removed could not be determined due to inconsistent flows; system was designed for 100ml/min but was not tracked on days other than monitoring days, and during those periods it was inconsistently achieved; fluctuations in effluent water quality are attributed to highly variable influent water quality; maintenance is required to maintain alkaline conditions. | System is limited by limestone's ability to produce alkalinity and needs to be replaced "occasionally". Specific timeframes were not given. | The system needed more frequent maintenance than the 3 days/month it received. More maintenance is required in first months of operations to address debugging and making improvements. This was a very small treatment system, and authors noted that larger systems are less sensitive to infrequent maintenance. | Data not provided | Limestone needs to be replaced occasionally to ensure sufficient alkalinity to generate bacterial sulfate reduction and metal removal. Adding organic carbon was also noted as an option to increase SRB activity; clogging in Barrel D was a problem and was "difficult to remedy" | Inconsistent flow caused issues with the system. Sept 27, 1995 influent appeared to pass through untreated. Possible explanations were due to large flows of acidic drainage decreasing residence time, decrease in bacterial activity or decline in limestone dissolution. Manganese increased through treatment and source is thought to be the organic material used in the treatment. Iron, aluminum, copper, and zinc were removed from the original material; orange iron precipitate coated the limestone and follow-up bench testing revealed that this can inhibit alkalinity production in the barrels. When limestone was replaced and barrel D flushed of iron precipitate, effluent water quality improved slightly; the majority of metals removed were bound to iron and manganese oxides, or formed sulfides or were bound to organic matter. Metals coprecipitated as iron was removed. | Data not provided | ND is <0.01 mg/l
Ely Mine Site Report of Activities: Experimental Passive Mine Water Treatment System | ELY COPPER MINE | VTD988366571 | N/A | N/A | Treatment barrels A and E | Abandoned | Sulfate-reducing bacteria (SRB) with limestone pre-treatment | Passive | Biochemical reactor (BCR) | Pre-treatment | Ely Brook mine | Y | Entire system | Adequate alkalinity and carbon | Vermont, no constraints noted | Pilot | 5 months (June-October 1995) | Chromium | Cr | mg/L | N | N/A |  |  |  | ND | ND | Not Applicable | [6 empty] | Data not provided | Data not provided | Data not provided | Data not provided | Data not provided | Data not provided | Data not provided | Data not provided | Data not provided | Influent | 2.61–2.96 | Data not provided | N/A | Data not provided | N/A | Data not provided | N/A | Data not provided | N/A | Data not provided | N/A | Data not provided | N/A | None | N/A | Data not provided | Data not provided | Data not provided | Data not provided | Data not provided | Data not provided | N/A | Goal was to assess the impact of the mine drainage on Ely Brook and propose water treatment options. Effluent WQ generally improved, but data was not consistent enough for a clear trend to develop. | Unit loads removed could not be determined due to inconsistent flows; system was designed for 100ml/min but was not tracked on days other than monitoring days, and during those periods it was inconsistently achieved; fluctuations in effluent water quality are attributed to highly variable influent water quality; maintenance is required to maintain alkaline conditions. | System is limited by limestone's ability to produce alkalinity and needs to be replaced "occasionally". Specific timeframes were not given. | The system needed more frequent maintenance than the 3 days/month it received. More maintenance is required in first months of operations to address debugging and making improvements. This was a very small treatment system, and authors noted that larger systems are less sensitive to infrequent maintenance. | Data not provided | Limestone needs to be replaced occasionally to ensure sufficient alkalinity to generate bacterial sulfate reduction and metal removal. Adding organic carbon was also noted as an option to increase SRB activity; clogging in Barrel D was a problem and was "difficult to remedy" | Inconsistent flow caused issues with the system. Sept 27, 1995 influent appeared to pass through untreated. Possible explanations were due to large flows of acidic drainage decreasing residence time, decrease in bacterial activity or decline in limestone dissolution. Manganese increased through treatment and source is thought to be the organic material used in the treatment. Iron, aluminum, copper, and zinc were removed from the original material; orange iron precipitate coated the limestone and follow-up bench testing revealed that this can inhibit alkalinity production in the barrels. When limestone was replaced and barrel D flushed of iron precipitate, effluent water quality improved slightly; the majority of metals removed were bound to iron and manganese oxides, or formed sulfides or were bound to organic matter. Metals coprecipitated as iron was removed. | Data not provided | ND is <0.01 mg/l
Ely Mine Site Report of Activities: Experimental Passive Mine Water Treatment System | ELY COPPER MINE | VTD988366571 | N/A | N/A | Treatment barrels A and E | Abandoned | Sulfate-reducing bacteria (SRB) with limestone pre-treatment | Passive | Biochemical reactor (BCR) | Pre-treatment | Ely Brook mine | Y | Entire system | Adequate alkalinity and carbon | Vermont, no constraints noted | Pilot | 5 months (June-October 1995) | Chromium | Cr | mg/L | N | N/A | [6 empty] | 0.07 | 0.02 | -250 |  |  |  | Data not provided | Data not provided | Data not provided | Data not provided | Data not provided | Data not provided | Data not provided | Data not provided | Data not provided | Effluent | 2.94 | Data not provided | N/A | Data not provided | N/A | Data not provided | N/A | Data not provided | N/A | Data not provided | N/A | Data not provided | N/A | None | N/A | Data not provided | Data not provided | Data not provided | Data not provided | Data not provided | Data not provided | N/A | Goal was to assess the impact of the mine drainage on Ely Brook and propose water treatment options. Effluent WQ generally improved, but data was not consistent enough for a clear trend to develop. | Unit loads removed could not be determined due to inconsistent flows; system was designed for 100ml/min but was not tracked on days other than monitoring days, and during those periods it was inconsistently achieved; fluctuations in effluent water quality are attributed to highly variable influent water quality; maintenance is required to maintain alkaline conditions. | System is limited by limestone's ability to produce alkalinity and needs to be replaced "occasionally". Specific timeframes were not given. | The system needed more frequent maintenance than the 3 days/month it received. More maintenance is required in first months of operations to address debugging and making improvements. This was a very small treatment system, and authors noted that larger systems are less sensitive to infrequent maintenance. | Data not provided | Limestone needs to be replaced occasionally to ensure sufficient alkalinity to generate bacterial sulfate reduction and metal removal. Adding organic carbon was also noted as an option to increase SRB activity; clogging in Barrel D was a problem and was "difficult to remedy" | Inconsistent flow caused issues with the system. Sept 27, 1995 influent appeared to pass through untreated. Possible explanations were due to large flows of acidic drainage decreasing residence time, decrease in bacterial activity or decline in limestone dissolution. Manganese increased through treatment and source is thought to be the organic material used in the treatment. Iron, aluminum, copper, and zinc were removed from the original material; orange iron precipitate coated the limestone and follow-up bench testing revealed that this can inhibit alkalinity production in the barrels. When limestone was replaced and barrel D flushed of iron precipitate, effluent water quality improved slightly; the majority of metals removed were bound to iron and manganese oxides, or formed sulfides or were bound to organic matter. Metals coprecipitated as iron was removed. | Data not provided | ND is <0.01 mg/l
Ely Mine Site Report of Activities: Experimental Passive Mine Water Treatment System | ELY COPPER MINE | VTD988366571 | N/A | N/A | Treatment barrels A and E | Abandoned | Sulfate-reducing bacteria (SRB) with limestone pre-treatment | Passive | Biochemical reactor (BCR) | Pre-treatment | Ely Brook mine | Y | Entire system | Adequate alkalinity and carbon | Vermont, no constraints noted | Pilot | 5 months (June-October 1995) | Chromium | Cr | mg/L | N | N/A | [9 empty] | ND | ND–0.04 | Not Applicable | Data not provided | Data not provided | Data not provided | Data not provided | Data not provided | Data not provided | Data not provided | Data not provided | Data not provided | Effluent | 3.42–7.03 | Data not provided | N/A | Data not provided | N/A | Data not provided | N/A | Data not provided | N/A | Data not provided | N/A | Data not provided | N/A | None | N/A | Data not provided | Data not provided | Data not provided | Data not provided | Data not provided | Data not provided | N/A | Goal was to assess the impact of the mine drainage on Ely Brook and propose water treatment options. Effluent WQ generally improved, but data was not consistent enough for a clear trend to develop. | Unit loads removed could not be determined due to inconsistent flows; system was designed for 100ml/min but was not tracked on days other than monitoring days, and during those periods it was inconsistently achieved; fluctuations in effluent water quality are attributed to highly variable influent water quality; maintenance is required to maintain alkaline conditions. | System is limited by limestone's ability to produce alkalinity and needs to be replaced "occasionally". Specific timeframes were not given. | The system needed more frequent maintenance than the 3 days/month it received. More maintenance is required in first months of operations to address debugging and making improvements. This was a very small treatment system, and authors noted that larger systems are less sensitive to infrequent maintenance. | Data not provided | Limestone needs to be replaced occasionally to ensure sufficient alkalinity to generate bacterial sulfate reduction and metal removal. Adding organic carbon was also noted as an option to increase SRB activity; clogging in Barrel D was a problem and was "difficult to remedy" | Inconsistent flow caused issues with the system. Sept 27, 1995 influent appeared to pass through untreated. Possible explanations were due to large flows of acidic drainage decreasing residence time, decrease in bacterial activity or decline in limestone dissolution. Manganese increased through treatment and source is thought to be the organic material used in the treatment. Iron, aluminum, copper, and zinc were removed from the original material; orange iron precipitate coated the limestone and follow-up bench testing revealed that this can inhibit alkalinity production in the barrels. When limestone was replaced and barrel D flushed of iron precipitate, effluent water quality improved slightly; the majority of metals removed were bound to iron and manganese oxides, or formed sulfides or were bound to organic matter. Metals coprecipitated as iron was removed. | Data not provided | ND is <0.01 mg/l
Ely Mine Site Report of Activities: Experimental Passive Mine Water Treatment System | ELY COPPER MINE | VTD988366571 | N/A | N/A | In-stream, upstream/downstream | Abandoned | Sulfate-reducing bacteria (SRB) with limestone pre-treatment | Passive | Biochemical reactor (BCR) | Pre-treatment | Ely Brook mine | Y | In-stream data | Adequate alkalinity and carbon | Vermont, no constraints noted | Pilot | Single event | Copper | Cu | mg/L | N | N/A | 0.11 | 0.02 | 81.8182 | Data not provided | Data not provided | Not Applicable | Data not provided | Data not provided | Not Applicable | Data not provided | Data not provided | Not Applicable | Data not provided | Data not provided | Data not provided | Data not provided | Data not provided | Data not provided | Data not provided | Data not provided | Data not provided | Influent | 7.65 | Data not provided | N/A | Data not provided | N/A | Data not provided | N/A | Data not provided | N/A | Data not provided | N/A | Data not provided | N/A | None | N/A | Data not provided | Data not provided | Data not provided | Data not provided | Data not provided | Data not provided | N/A | Goal was to assess the impact of the mine drainage on Ely Brook and propose water treatment options. Effluent WQ generally improved, but data was not consistent enough for a clear trend to develop. | Unit loads removed could not be determined due to inconsistent flows; system was designed for 100ml/min but was not tracked on days other than monitoring days, and during those periods it was inconsistently achieved; fluctuations in effluent water quality are attributed to highly variable influent water quality; maintenance is required to maintain alkaline conditions. | System is limited by limestone's ability to produce alkalinity and needs to be replaced "occasionally". Specific timeframes were not given. | The system needed more frequent maintenance than the 3 days/month it received. More maintenance is required in first months of operations to address debugging and making improvements. This was a very small treatment system, and authors noted that larger systems are less sensitive to infrequent maintenance. | Data not provided | Limestone needs to be replaced occasionally to ensure sufficient alkalinity to generate bacterial sulfate reduction and metal removal. Adding organic carbon was also noted as an option to increase SRB activity; clogging in Barrel D was a problem and was "difficult to remedy" | Inconsistent flow caused issues with the system. Sept 27, 1995 influent appeared to pass through untreated. Possible explanations were due to large flows of acidic drainage decreasing residence time, decrease in bacterial activity or decline in limestone dissolution. Manganese increased through treatment and source is thought to be the organic material used in the treatment. Iron, aluminum, copper, and zinc were removed from the original material; orange iron precipitate coated the limestone and follow-up bench testing revealed that this can inhibit alkalinity production in the barrels. When limestone was replaced and barrel D flushed of iron precipitate, effluent water quality improved slightly; the majority of metals removed were bound to iron and manganese oxides, or formed sulfides or were bound to organic matter. Metals coprecipitated as iron was removed. | Data not provided
Ely Mine Site Report of Activities: Experimental Passive Mine Water Treatment System | ELY COPPER MINE | VTD988366571 | N/A | N/A | Treatment barrels A and E | Abandoned | Sulfate-reducing bacteria (SRB) with limestone pre-treatment | Passive | Biochemical reactor (BCR) | Pre-treatment | Ely Brook mine | Y | Entire system | Adequate alkalinity and carbon | Vermont, no constraints noted | Pilot | 5 months (June-October 1995) | Copper | Cu | mg/L | N | N/A | 13.24 | 0.17 | 99.9622 | [9 empty] | Data not provided | Data not provided | Data not provided | Data not provided | Data not provided | Data not provided | Data not provided | Data not provided | Data not provided | Influent | 2.58 | Data not provided | N/A | Data not provided | N/A | Data not provided | N/A | Data not provided | N/A | Data not provided | N/A | Data not provided | N/A | None | N/A | Data not provided | Data not provided | Data not provided | Data not provided | Data not provided | Data not provided | N/A | Goal was to assess the impact of the mine drainage on Ely Brook and propose water treatment options. Effluent WQ generally improved, but data was not consistent enough for a clear trend to develop. | Unit loads removed could not be determined due to inconsistent flows; system was designed for 100ml/min but was not tracked on days other than monitoring days, and during those periods it was inconsistently achieved; fluctuations in effluent water quality are attributed to highly variable influent water quality; maintenance is required to maintain alkaline conditions. | System is limited by limestone's ability to produce alkalinity and needs to be replaced "occasionally". Specific timeframes were not given. | The system needed more frequent maintenance than the 3 days/month it received. More maintenance is required in first months of operations to address debugging and making improvements. This was a very small treatment system, and authors noted that larger systems are less sensitive to infrequent maintenance. | Data not provided | Limestone needs to be replaced occasionally to ensure sufficient alkalinity to generate bacterial sulfate reduction and metal removal. Adding organic carbon was also noted as an option to increase SRB activity; clogging in Barrel D was a problem and was "difficult to remedy" | Inconsistent flow caused issues with the system. Sept 27, 1995 influent appeared to pass through untreated. Possible explanations were due to large flows of acidic drainage decreasing residence time, decrease in bacterial activity or decline in limestone dissolution. Manganese increased through treatment and source is thought to be the organic material used in the treatment. Iron, aluminum, copper, and zinc were removed from the original material; orange iron precipitate coated the limestone and follow-up bench testing revealed that this can inhibit alkalinity production in the barrels. When limestone was replaced and barrel D flushed of iron precipitate, effluent water quality improved slightly; the majority of metals removed were bound to iron and manganese oxides, or formed sulfides or were bound to organic matter. Metals coprecipitated as iron was removed. | Data not provided | ND is <0.01 mg/l
Ely Mine Site Report of Activities: Experimental Passive Mine Water Treatment System | ELY COPPER MINE | VTD988366571 | N/A | N/A | Treatment barrels A and E | Abandoned | Sulfate-reducing bacteria (SRB) with limestone pre-treatment | Passive | Biochemical reactor (BCR) | Pre-treatment | Ely Brook mine | Y | Entire system | Adequate alkalinity and carbon | Vermont, no constraints noted | Pilot | 5 months (June-October 1995) | Copper | Cu | mg/L | N | N/A |  |  |  | 1.45 | ND | 99.6552 | [6 empty] | Data not provided | Data not provided | Data not provided | Data not provided | Data not provided | Data not provided | Data not provided | Data not provided | Data not provided | Influent | 3.5 | Data not provided | N/A | Data not provided | N/A | Data not provided | N/A | Data not provided | N/A | Data not provided | N/A | Data not provided | N/A | None | N/A | Data not provided | Data not provided | Data not provided | Data not provided | Data not provided | Data not provided | N/A | Goal was to assess the impact of the mine drainage on Ely Brook and propose water treatment options. Effluent WQ generally improved, but data was not consistent enough for a clear trend to develop. | Unit loads removed could not be determined due to inconsistent flows; system was designed for 100ml/min but was not tracked on days other than monitoring days, and during those periods it was inconsistently achieved; fluctuations in effluent water quality are attributed to highly variable influent water quality; maintenance is required to maintain alkaline conditions. | System is limited by limestone's ability to produce alkalinity and needs to be replaced "occasionally". Specific timeframes were not given. | The system needed more frequent maintenance than the 3 days/month it received. More maintenance is required in first months of operations to address debugging and making improvements. This was a very small treatment system, and authors noted that larger systems are less sensitive to infrequent maintenance. | Data not provided | Limestone needs to be replaced occasionally to ensure sufficient alkalinity to generate bacterial sulfate reduction and metal removal. Adding organic carbon was also noted as an option to increase SRB activity; clogging in Barrel D was a problem and was "difficult to remedy" | Inconsistent flow caused issues with the system. Sept 27, 1995 influent appeared to pass through untreated. Possible explanations were due to large flows of acidic drainage decreasing residence time, decrease in bacterial activity or decline in limestone dissolution. Manganese increased through treatment and source is thought to be the organic material used in the treatment. Iron, aluminum, copper, and zinc were removed from the original material; orange iron precipitate coated the limestone and follow-up bench testing revealed that this can inhibit alkalinity production in the barrels. When limestone was replaced and barrel D flushed of iron precipitate, effluent water quality improved slightly; the majority of metals removed were bound to iron and manganese oxides, or formed sulfides or were bound to organic matter. Metals coprecipitated as iron was removed. | Data not provided | ND is <0.01 mg/l
Ely Mine Site Report of Activities: Experimental Passive Mine Water Treatment System | ELY COPPER MINE | VTD988366571 | N/A | N/A | Treatment barrels A and E | Abandoned | Sulfate-reducing bacteria (SRB) with limestone pre-treatment | Passive | Biochemical reactor (BCR) | Pre-treatment | Ely Brook mine | Y | Entire system | Adequate alkalinity and carbon | Vermont, no constraints noted | Pilot | 5 months (June-October 1995) | Copper | Cu | mg/L | N | N/A | [6 empty] | 5 | 4.99 | -0.2004 |  |  |  | Data not provided | Data not provided | Data not provided | Data not provided | Data not provided | Data not provided | Data not provided | Data not provided | Data not provided | Effluent | 2.94 | Data not provided | N/A | Data not provided | N/A | Data not provided | N/A | Data not provided | N/A | Data not provided | N/A | Data not provided | N/A | None | N/A | Data not provided | Data not provided | Data not provided | Data not provided | Data not provided | Data not provided | N/A | Goal was to assess the impact of the mine drainage on Ely Brook and propose water treatment options. Effluent WQ generally improved, but data was not consistent enough for a clear trend to develop. | Unit loads removed could not be determined due to inconsistent flows; system was designed for 100ml/min but was not tracked on days other than monitoring days, and during those periods it was inconsistently achieved; fluctuations in effluent water quality are attributed to highly variable influent water quality; maintenance is required to maintain alkaline conditions. | System is limited by limestone's ability to produce alkalinity and needs to be replaced "occasionally". Specific timeframes were not given. | The system needed more frequent maintenance than the 3 days/month it received. More maintenance is required in first months of operations to address debugging and making improvements. This was a very small treatment system, and authors noted that larger systems are less sensitive to infrequent maintenance. | Data not provided | Limestone needs to be replaced occasionally to ensure sufficient alkalinity to generate bacterial sulfate reduction and metal removal. Adding organic carbon was also noted as an option to increase SRB activity; clogging in Barrel D was a problem and was "difficult to remedy" | Inconsistent flow caused issues with the system. Sept 27, 1995 influent appeared to pass through untreated. Possible explanations were due to large flows of acidic drainage decreasing residence time, decrease in bacterial activity or decline in limestone dissolution. Manganese increased through treatment and source is thought to be the organic material used in the treatment. Iron, aluminum, copper, and zinc were removed from the original material; orange iron precipitate coated the limestone and follow-up bench testing revealed that this can inhibit alkalinity production in the barrels. When limestone was replaced and barrel D flushed of iron precipitate, effluent water quality improved slightly; the majority of metals removed were bound to iron and manganese oxides, or formed sulfides or were bound to organic matter. Metals coprecipitated as iron was removed. | Data not provided | ND is <0.01 mg/l
Ely Mine Site Report of Activities: Experimental Passive Mine Water Treatment System | ELY COPPER MINE | VTD988366571 | N/A | N/A | Treatment barrels A and E | Abandoned | Sulfate-reducing bacteria (SRB) with limestone pre-treatment | Passive | Biochemical reactor (BCR) | Pre-treatment | Ely Brook mine | Y | Entire system | Adequate alkalinity and carbon | Vermont, no constraints noted | Pilot | 5 months (June-October 1995) | Copper | Cu | mg/L | N | N/A | [9 empty] | ND | 2.53–10.17 | 99.8 - 99.99 | Data not provided | Data not provided | Data not provided | Data not provided | Data not provided | Data not provided | Data not provided | Data not provided | Data not provided | Effluent | 6.24–7.03 | Data not provided | N/A | Data not provided | N/A | Data not provided | N/A | Data not provided | N/A | Data not provided | N/A | Data not provided | N/A | None | N/A | Data not provided | Data not provided | Data not provided | Data not provided | Data not provided | Data not provided | N/A | Goal was to assess the impact of the mine drainage on Ely Brook and propose water treatment options. Effluent WQ generally improved, but data was not consistent enough for a clear trend to develop. | Unit loads removed could not be determined due to inconsistent flows; system was designed for 100ml/min but was not tracked on days other than monitoring days, and during those periods it was inconsistently achieved; fluctuations in effluent water quality are attributed to highly variable influent water quality; maintenance is required to maintain alkaline conditions. | System is limited by limestone's ability to produce alkalinity and needs to be replaced "occasionally". Specific timeframes were not given. | The system needed more frequent maintenance than the 3 days/month it received. More maintenance is required in first months of operations to address debugging and making improvements. This was a very small treatment system, and authors noted that larger systems are less sensitive to infrequent maintenance. | Data not provided | Limestone needs to be replaced occasionally to ensure sufficient alkalinity to generate bacterial sulfate reduction and metal removal. Adding organic carbon was also noted as an option to increase SRB activity; clogging in Barrel D was a problem and was "difficult to remedy" | Inconsistent flow caused issues with the system. Sept 27, 1995 influent appeared to pass through untreated. Possible explanations were due to large flows of acidic drainage decreasing residence time, decrease in bacterial activity or decline in limestone dissolution. Manganese increased through treatment and source is thought to be the organic material used in the treatment. Iron, aluminum, copper, and zinc were removed from the original material; orange iron precipitate coated the limestone and follow-up bench testing revealed that this can inhibit alkalinity production in the barrels. When limestone was replaced and barrel D flushed of iron precipitate, effluent water quality improved slightly; the majority of metals removed were bound to iron and manganese oxides, or formed sulfides or were bound to organic matter. Metals coprecipitated as iron was removed. | Data not provided | ND is <0.01 mg/l
Ely Mine Site Report of Activities: Experimental Passive Mine Water Treatment System | ELY COPPER MINE | VTD988366571 | N/A | N/A | In-stream, upstream/downstream | Abandoned | Sulfate-reducing bacteria (SRB) with limestone pre-treatment | Passive | Biochemical reactor (BCR) | Pre-treatment | Ely Brook mine | Y | In-stream data | Adequate alkalinity and carbon | Vermont, no constraints noted | Pilot | Single event | Iron | Fe2+ | mg/L | N | N/A | 0 | 0 | Not Applicable | Data not provided | Data not provided | Not Applicable | Data not provided | Data not provided | Not Applicable | Data not provided | Data not provided | Not Applicable | Data not provided | Data not provided | Data not provided | Data not provided | Data not provided | Data not provided | Data not provided | Data not provided | Data not provided | Influent | 7.65 | Data not provided | N/A | Data not provided | N/A | Data not provided | N/A | Data not provided | N/A | Data not provided | N/A | Data not provided | N/A | None | N/A | Data not provided | Data not provided | Data not provided | Data not provided | Data not provided | Data not provided | N/A | Goal was to assess the impact of the mine drainage on Ely Brook and propose water treatment options. Effluent WQ generally improved, but data was not consistent enough for a clear trend to develop. | Unit loads removed could not be determined due to inconsistent flows; system was designed for 100ml/min but was not tracked on days other than monitoring days, and during those periods it was inconsistently achieved; fluctuations in effluent water quality are attributed to highly variable influent water quality; maintenance is required to maintain alkaline conditions. | System is limited by limestone's ability to produce alkalinity and needs to be replaced "occasionally". Specific timeframes were not given. | The system needed more frequent maintenance than the 3 days/month it received. More maintenance is required in first months of operations to address debugging and making improvements. This was a very small treatment system, and authors noted that larger systems are less sensitive to infrequent maintenance. | Data not provided | Limestone needs to be replaced occasionally to ensure sufficient alkalinity to generate bacterial sulfate reduction and metal removal. Adding organic carbon was also noted as an option to increase SRB activity; clogging in Barrel D was a problem and was "difficult to remedy" | Inconsistent flow caused issues with the system. Sept 27, 1995 influent appeared to pass through untreated. Possible explanations were due to large flows of acidic drainage decreasing residence time, decrease in bacterial activity or decline in limestone dissolution. Manganese increased through treatment and source is thought to be the organic material used in the treatment. Iron, aluminum, copper, and zinc were removed from the original material; orange iron precipitate coated the limestone and follow-up bench testing revealed that this can inhibit alkalinity production in the barrels. When limestone was replaced and barrel D flushed of iron precipitate, effluent water quality improved slightly; the majority of metals removed were bound to iron and manganese oxides, or formed sulfides or were bound to organic matter. Metals coprecipitated as iron was removed. | Data not provided
Ely Mine Site Report of Activities: Experimental Passive Mine Water Treatment System | ELY COPPER MINE | VTD988366571 | N/A | N/A | Treatment barrels A and E | Abandoned | Sulfate-reducing bacteria (SRB) with limestone pre-treatment | Passive | Biochemical reactor (BCR) | Pre-treatment | Ely Brook mine | Y | Entire system | Adequate alkalinity and carbon | Vermont, no constraints noted | Pilot | 5 months (June-October 1995) | Iron | Fe2+ | mg/L | N | N/A | 98.2 | 0.12 | 99.8778 | [9 empty] | Data not provided | Data not provided | Data not provided | Data not provided | Data not provided | Data not provided | Data not provided | Data not provided | Data not provided | Influent | 2.62 | Data not provided | N/A | Data not provided | N/A | Data not provided | N/A | Data not provided | N/A | Data not provided | N/A | Data not provided | N/A | None | N/A | Data not provided | Data not provided | Data not provided | Data not provided | Data not provided | Data not provided | N/A | Goal was to assess the impact of the mine drainage on Ely Brook and propose water treatment options. Effluent WQ generally improved, but data was not consistent enough for a clear trend to develop. | Unit loads removed could not be determined due to inconsistent flows; system was designed for 100ml/min but was not tracked on days other than monitoring days, and during those periods it was inconsistently achieved; fluctuations in effluent water quality are attributed to highly variable influent water quality; maintenance is required to maintain alkaline conditions. | System is limited by limestone's ability to produce alkalinity and needs to be replaced "occasionally". Specific timeframes were not given. | The system needed more frequent maintenance than the 3 days/month it received. More maintenance is required in first months of operations to address debugging and making improvements. This was a very small treatment system, and authors noted that larger systems are less sensitive to infrequent maintenance. | Data not provided | Limestone needs to be replaced occasionally to ensure sufficient alkalinity to generate bacterial sulfate reduction and metal removal. Adding organic carbon was also noted as an option to increase SRB activity; clogging in Barrel D was a problem and was "difficult to remedy" | Inconsistent flow caused issues with the system. Sept 27, 1995 influent appeared to pass through untreated. Possible explanations were due to large flows of acidic drainage decreasing residence time, decrease in bacterial activity or decline in limestone dissolution. Manganese increased through treatment and source is thought to be the organic material used in the treatment. Iron, aluminum, copper, and zinc were removed from the original material; orange iron precipitate coated the limestone and follow-up bench testing revealed that this can inhibit alkalinity production in the barrels. When limestone was replaced and barrel D flushed of iron precipitate, effluent water quality improved slightly; the majority of metals removed were bound to iron and manganese oxides, or formed sulfides or were bound to organic matter. Metals coprecipitated as iron was removed. | Data not provided
Ely Mine Site Report of Activities: Experimental Passive Mine Water Treatment System | ELY COPPER MINE | VTD988366571 | N/A | N/A | Treatment barrels A and E | Abandoned | Sulfate-reducing bacteria (SRB) with limestone pre-treatment | Passive | Biochemical reactor (BCR) | Pre-treatment | Ely Brook mine | Y | Entire system | Adequate alkalinity and carbon | Vermont, no constraints noted | Pilot | 5 months (June-October 1995) | Iron | Fe2+ | mg/L | N | N/A |  |  |  | 6 | 4.67 | 22.1667 | [6 empty] | Data not provided | Data not provided | Data not provided | Data not provided | Data not provided | Data not provided | Data not provided | Data not provided | Data not provided | Influent | 2.36 | Data not provided | N/A | Data not provided | N/A | Data not provided | N/A | Data not provided | N/A | Data not provided | N/A | Data not provided | N/A | None | N/A | Data not provided | Data not provided | Data not provided | Data not provided | Data not provided | Data not provided | N/A | Goal was to assess the impact of the mine drainage on Ely Brook and propose water treatment options. Effluent WQ generally improved, but data was not consistent enough for a clear trend to develop. | Unit loads removed could not be determined due to inconsistent flows; system was designed for 100ml/min but was not tracked on days other than monitoring days, and during those periods it was inconsistently achieved; fluctuations in effluent water quality are attributed to highly variable influent water quality; maintenance is required to maintain alkaline conditions. | System is limited by limestone's ability to produce alkalinity and needs to be replaced "occasionally". Specific timeframes were not given. | The system needed more frequent maintenance than the 3 days/month it received. More maintenance is required in first months of operations to address debugging and making improvements. This was a very small treatment system, and authors noted that larger systems are less sensitive to infrequent maintenance. | Data not provided | Limestone needs to be replaced occasionally to ensure sufficient alkalinity to generate bacterial sulfate reduction and metal removal. Adding organic carbon was also noted as an option to increase SRB activity; clogging in Barrel D was a problem and was "difficult to remedy" | Inconsistent flow caused issues with the system. Sept 27, 1995 influent appeared to pass through untreated. Possible explanations were due to large flows of acidic drainage decreasing residence time, decrease in bacterial activity or decline in limestone dissolution. Manganese increased through treatment and source is thought to be the organic material used in the treatment. Iron, aluminum, copper, and zinc were removed from the original material; orange iron precipitate coated the limestone and follow-up bench testing revealed that this can inhibit alkalinity production in the barrels. When limestone was replaced and barrel D flushed of iron precipitate, effluent water quality improved slightly; the majority of metals removed were bound to iron and manganese oxides, or formed sulfides or were bound to organic matter. Metals coprecipitated as iron was removed. | Data not provided
Ely Mine Site Report of Activities: Experimental Passive Mine Water Treatment System | ELY COPPER MINE | VTD988366571 | N/A | N/A | Treatment barrels A and E | Abandoned | Sulfate-reducing bacteria (SRB) with limestone pre-treatment | Passive | Biochemical reactor (BCR) | Pre-treatment | Ely Brook mine | Y | Entire system | Adequate alkalinity and carbon | Vermont, no constraints noted | Pilot | 5 months (June-October 1995) | Iron | Fe2+ | mg/L | N | N/A | [6 empty] | 36.7 | 77 | 52.3377 |  |  |  | Data not provided | Data not provided | Data not provided | Data not provided | Data not provided | Data not provided | Data not provided | Data not provided | Data not provided | Effluent | 3.42 | Data not provided | N/A | Data not provided | N/A | Data not provided | N/A | Data not provided | N/A | Data not provided | N/A | Data not provided | N/A | None | N/A | Data not provided | Data not provided | Data not provided | Data not provided | Data not provided | Data not provided | N/A | Goal was to assess the impact of the mine drainage on Ely Brook and propose water treatment options. Effluent WQ generally improved, but data was not consistent enough for a clear trend to develop. | Unit loads removed could not be determined due to inconsistent flows; system was designed for 100ml/min but was not tracked on days other than monitoring days, and during those periods it was inconsistently achieved; fluctuations in effluent water quality are attributed to highly variable influent water quality; maintenance is required to maintain alkaline conditions. | System is limited by limestone's ability to produce alkalinity and needs to be replaced "occasionally". Specific timeframes were not given. | The system needed more frequent maintenance than the 3 days/month it received. More maintenance is required in first months of operations to address debugging and making improvements. This was a very small treatment system, and authors noted that larger systems are less sensitive to infrequent maintenance. | Data not provided | Limestone needs to be replaced occasionally to ensure sufficient alkalinity to generate bacterial sulfate reduction and metal removal. Adding organic carbon was also noted as an option to increase SRB activity; clogging in Barrel D was a problem and was "difficult to remedy" | Inconsistent flow caused issues with the system. Sept 27, 1995 influent appeared to pass through untreated. Possible explanations were due to large flows of acidic drainage decreasing residence time, decrease in bacterial activity or decline in limestone dissolution. Manganese increased through treatment and source is thought to be the organic material used in the treatment. Iron, aluminum, copper, and zinc were removed from the original material; orange iron precipitate coated the limestone and follow-up bench testing revealed that this can inhibit alkalinity production in the barrels. When limestone was replaced and barrel D flushed of iron precipitate, effluent water quality improved slightly; the majority of metals removed were bound to iron and manganese oxides, or formed sulfides or were bound to organic matter. Metals coprecipitated as iron was removed. | Data not provided
Ely Mine Site Report of Activities: Experimental Passive Mine Water Treatment System | ELY COPPER MINE | VTD988366571 | N/A | N/A | Treatment barrels A and E | Abandoned | Sulfate-reducing bacteria (SRB) with limestone pre-treatment | Passive | Biochemical reactor (BCR) | Pre-treatment | Ely Brook mine | Y | Entire system | Adequate alkalinity and carbon | Vermont, no constraints noted | Pilot | 5 months (June-October 1995) | Iron | Fe2+ | mg/L | N | N/A | [9 empty] | 0.12 | 98.2 | 99.8778 | Data not provided | Data not provided | Data not provided | Data not provided | Data not provided | Data not provided | Data not provided | Data not provided | Data not provided | Effluent | 6.74 | Data not provided | N/A | Data not provided | N/A | Data not provided | N/A | Data not provided | N/A | Data not provided | N/A | Data not provided | N/A | None | N/A | Data not provided | Data not provided | Data not provided | Data not provided | Data not provided | Data not provided | N/A | Goal was to assess the impact of the mine drainage on Ely Brook and propose water treatment options. Effluent WQ generally improved, but data was not consistent enough for a clear trend to develop. | Unit loads removed could not be determined due to inconsistent flows; system was designed for 100ml/min but was not tracked on days other than monitoring days, and during those periods it was inconsistently achieved; fluctuations in effluent water quality are attributed to highly variable influent water quality; maintenance is required to maintain alkaline conditions. | System is limited by limestone's ability to produce alkalinity and needs to be replaced "occasionally". Specific timeframes were not given. | The system needed more frequent maintenance than the 3 days/month it received. More maintenance is required in first months of operations to address debugging and making improvements. This was a very small treatment system, and authors noted that larger systems are less sensitive to infrequent maintenance. | Data not provided | Limestone needs to be replaced occasionally to ensure sufficient alkalinity to generate bacterial sulfate reduction and metal removal. Adding organic carbon was also noted as an option to increase SRB activity; clogging in Barrel D was a problem and was "difficult to remedy" | Inconsistent flow caused issues with the system. Sept 27, 1995 influent appeared to pass through untreated. Possible explanations were due to large flows of acidic drainage decreasing residence time, decrease in bacterial activity or decline in limestone dissolution. Manganese increased through treatment and source is thought to be the organic material used in the treatment. Iron, aluminum, copper, and zinc were removed from the original material; orange iron precipitate coated the limestone and follow-up bench testing revealed that this can inhibit alkalinity production in the barrels. When limestone was replaced and barrel D flushed of iron precipitate, effluent water quality improved slightly; the majority of metals removed were bound to iron and manganese oxides, or formed sulfides or were bound to organic matter. Metals coprecipitated as iron was removed. | Data not provided
Ely Mine Site Report of Activities: Experimental Passive Mine Water Treatment System | ELY COPPER MINE | VTD988366571 | N/A | N/A | Treatment barrels A and E | Abandoned | Sulfate-reducing bacteria (SRB) with limestone pre-treatment | Passive | Biochemical reactor (BCR) | Pre-treatment | Ely Brook mine | Y | Entire system | Adequate alkalinity and carbon | Vermont, no constraints noted | Pilot | 5 months (June-October 1995) | Iron | Fe, total | mg/L | N | N/A | 133.59 | 180.7 | -35.2646 | [9 empty] | Data not provided | Data not provided | Data not provided | Data not provided | Data not provided | Data not provided | Data not provided | Data not provided | Data not provided | Influent | 2.62 | Data not provided | N/A | Data not provided | N/A | Data not provided | N/A | Data not provided | N/A | Data not provided | N/A | Data not provided | N/A | None | N/A | Data not provided | Data not provided | Data not provided | Data not provided | Data not provided | Data not provided | N/A | Goal was to assess the impact of the mine drainage on Ely Brook and propose water treatment options. Effluent WQ generally improved, but data was not consistent enough for a clear trend to develop. | Unit loads removed could not be determined due to inconsistent flows; system was designed for 100ml/min but was not tracked on days other than monitoring days, and during those periods it was inconsistently achieved; fluctuations in effluent water quality are attributed to highly variable influent water quality; maintenance is required to maintain alkaline conditions. | System is limited by limestone's ability to produce alkalinity and needs to be replaced "occasionally". Specific timeframes were not given. | The system needed more frequent maintenance than the 3 days/month it received. More maintenance is required in first months of operations to address debugging and making improvements. This was a very small treatment system, and authors noted that larger systems are less sensitive to infrequent maintenance. | Data not provided | Limestone needs to be replaced occasionally to ensure sufficient alkalinity to generate bacterial sulfate reduction and metal removal. Adding organic carbon was also noted as an option to increase SRB activity; clogging in Barrel D was a problem and was "difficult to remedy" | Inconsistent flow caused issues with the system. Sept 27, 1995 influent appeared to pass through untreated. Possible explanations were due to large flows of acidic drainage decreasing residence time, decrease in bacterial activity or decline in limestone dissolution. Manganese increased through treatment and source is thought to be the organic material used in the treatment. Iron, aluminum, copper, and zinc were removed from the original material; orange iron precipitate coated the limestone and follow-up bench testing revealed that this can inhibit alkalinity production in the barrels. When limestone was replaced and barrel D flushed of iron precipitate, effluent water quality improved slightly; the majority of metals removed were bound to iron and manganese oxides, or formed sulfides or were bound to organic matter. Metals coprecipitated as iron was removed. | Data not provided
Ely Mine Site Report of Activities: Experimental Passive Mine Water Treatment System | ELY COPPER MINE | VTD988366571 | N/A | N/A | Treatment barrels A and E | Abandoned | Sulfate-reducing bacteria (SRB) with limestone pre-treatment | Passive | Biochemical reactor (BCR) | Pre-treatment | Ely Brook mine | Y | Entire system | Adequate alkalinity and carbon | Vermont, no constraints noted | Pilot | 5 months (June-October 1995) | Iron | Fe, total | mg/L | N | N/A |  |  |  | 11.6 | 1.32 | 88.6207 | [6 empty] | Data not provided | Data not provided | Data not provided | Data not provided | Data not provided | Data not provided | Data not provided | Data not provided | Data not provided | Influent | 3.5 | Data not provided | N/A | Data not provided | N/A | Data not provided | N/A | Data not provided | N/A | Data not provided | N/A | Data not provided | N/A | None | N/A | Data not provided | Data not provided | Data not provided | Data not provided | Data not provided | Data not provided | N/A | Goal was to assess the impact of the mine drainage on Ely Brook and propose water treatment options. Effluent WQ generally improved, but data was not consistent enough for a clear trend to develop. | Unit loads removed could not be determined due to inconsistent flows; system was designed for 100ml/min but was not tracked on days other than monitoring days, and during those periods it was inconsistently achieved; fluctuations in effluent water quality are attributed to highly variable influent water quality; maintenance is required to maintain alkaline conditions. | System is limited by limestone's ability to produce alkalinity and needs to be replaced "occasionally". Specific timeframes were not given. | The system needed more frequent maintenance than the 3 days/month it received. More maintenance is required in first months of operations to address debugging and making improvements. This was a very small treatment system, and authors noted that larger systems are less sensitive to infrequent maintenance. | Data not provided | Limestone needs to be replaced occasionally to ensure sufficient alkalinity to generate bacterial sulfate reduction and metal removal. Adding organic carbon was also noted as an option to increase SRB activity; clogging in Barrel D was a problem and was "difficult to remedy" | Inconsistent flow caused issues with the system. Sept 27, 1995 influent appeared to pass through untreated. Possible explanations were due to large flows of acidic drainage decreasing residence time, decrease in bacterial activity or decline in limestone dissolution. Manganese increased through treatment and source is thought to be the organic material used in the treatment. Iron, aluminum, copper, and zinc were removed from the original material; orange iron precipitate coated the limestone and follow-up bench testing revealed that this can inhibit alkalinity production in the barrels. When limestone was replaced and barrel D flushed of iron precipitate, effluent water quality improved slightly; the majority of metals removed were bound to iron and manganese oxides, or formed sulfides or were bound to organic matter. Metals coprecipitated as iron was removed. | Data not provided
Ely Mine Site Report of Activities: Experimental Passive Mine Water Treatment System | ELY COPPER MINE | VTD988366571 | N/A | N/A | Treatment barrels A and E | Abandoned | Sulfate-reducing bacteria (SRB) with limestone pre-treatment | Passive | Biochemical reactor (BCR) | Pre-treatment | Ely Brook mine | Y | Entire system | Adequate alkalinity and carbon | Vermont, no constraints noted | Pilot | 5 months (June-October 1995) | Iron | Fe, total | mg/L | N | N/A | [6 empty] | 180.7 | 133.59 | -35.2646 |  |  |  | Data not provided | Data not provided | Data not provided | Data not provided | Data not provided | Data not provided | Data not provided | Data not provided | Data not provided | Effluent | 6.74 | Data not provided | N/A | Data not provided | N/A | Data not provided | N/A | Data not provided | N/A | Data not provided | N/A | Data not provided | N/A | None | N/A | Data not provided | Data not provided | Data not provided | Data not provided | Data not provided | Data not provided | N/A | Goal was to assess the impact of the mine drainage on Ely Brook and propose water treatment options. Effluent WQ generally improved, but data was not consistent enough for a clear trend to develop. | Unit loads removed could not be determined due to inconsistent flows; system was designed for 100ml/min but was not tracked on days other than monitoring days, and during those periods it was inconsistently achieved; fluctuations in effluent water quality are attributed to highly variable influent water quality; maintenance is required to maintain alkaline conditions. | System is limited by limestone's ability to produce alkalinity and needs to be replaced "occasionally". Specific timeframes were not given. | The system needed more frequent maintenance than the 3 days/month it received. More maintenance is required in first months of operations to address debugging and making improvements. This was a very small treatment system, and authors noted that larger systems are less sensitive to infrequent maintenance. | Data not provided | Limestone needs to be replaced occasionally to ensure sufficient alkalinity to generate bacterial sulfate reduction and metal removal. Adding organic carbon was also noted as an option to increase SRB activity; clogging in Barrel D was a problem and was "difficult to remedy" | Inconsistent flow caused issues with the system. Sept 27, 1995 influent appeared to pass through untreated. Possible explanations were due to large flows of acidic drainage decreasing residence time, decrease in bacterial activity or decline in limestone dissolution. Manganese increased through treatment and source is thought to be the organic material used in the treatment. Iron, aluminum, copper, and zinc were removed from the original material; orange iron precipitate coated the limestone and follow-up bench testing revealed that this can inhibit alkalinity production in the barrels. When limestone was replaced and barrel D flushed of iron precipitate, effluent water quality improved slightly; the majority of metals removed were bound to iron and manganese oxides, or formed sulfides or were bound to organic matter. Metals coprecipitated as iron was removed. | Data not provided
Ely Mine Site Report of Activities: Experimental Passive Mine Water Treatment System | ELY COPPER MINE | VTD988366571 | N/A | N/A | Treatment barrels A and E | Abandoned | Sulfate-reducing bacteria (SRB) with limestone pre-treatment | Passive | Biochemical reactor (BCR) | Pre-treatment | Ely Brook mine | Y | Entire system | Adequate alkalinity and carbon | Vermont, no constraints noted | Pilot | 5 months (June-October 1995) | Iron | Fe, total | mg/L | N | N/A | [9 empty] | 0.18 | 131.64 | 99.8633 | Data not provided | Data not provided | Data not provided | Data not provided | Data not provided | Data not provided | Data not provided | Data not provided | Data not provided | Effluent | 6.95 | Data not provided | N/A | Data not provided | N/A | Data not provided | N/A | Data not provided | N/A | Data not provided | N/A | Data not provided | N/A | None | N/A | Data not provided | Data not provided | Data not provided | Data not provided | Data not provided | Data not provided | N/A | Goal was to assess the impact of the mine drainage on Ely Brook and propose water treatment options. Effluent WQ generally improved, but data was not consistent enough for a clear trend to develop. | Unit loads removed could not be determined due to inconsistent flows; system was designed for 100ml/min but was not tracked on days other than monitoring days, and during those periods it was inconsistently achieved; fluctuations in effluent water quality are attributed to highly variable influent water quality; maintenance is required to maintain alkaline conditions. | System is limited by limestone's ability to produce alkalinity and needs to be replaced "occasionally". Specific timeframes were not given. | The system needed more frequent maintenance than the 3 days/month it received. More maintenance is required in first months of operations to address debugging and making improvements. This was a very small treatment system, and authors noted that larger systems are less sensitive to infrequent maintenance. | Data not provided | Limestone needs to be replaced occasionally to ensure sufficient alkalinity to generate bacterial sulfate reduction and metal removal. Adding organic carbon was also noted as an option to increase SRB activity; clogging in Barrel D was a problem and was "difficult to remedy" | Inconsistent flow caused issues with the system. Sept 27, 1995 influent appeared to pass through untreated. Possible explanations were due to large flows of acidic drainage decreasing residence time, decrease in bacterial activity or decline in limestone dissolution. Manganese increased through treatment and source is thought to be the organic material used in the treatment. Iron, aluminum, copper, and zinc were removed from the original material; orange iron precipitate coated the limestone and follow-up bench testing revealed that this can inhibit alkalinity production in the barrels. When limestone was replaced and barrel D flushed of iron precipitate, effluent water quality improved slightly; the majority of metals removed were bound to iron and manganese oxides, or formed sulfides or were bound to organic matter. Metals coprecipitated as iron was removed. | Data not provided
Ely Mine Site Report of Activities: Experimental Passive Mine Water Treatment System | ELY COPPER MINE | VTD988366571 | N/A | N/A | In-stream, upstream/downstream | Abandoned | Sulfate-reducing bacteria (SRB) with limestone pre-treatment | Passive | Biochemical reactor (BCR) | Pre-treatment | Ely Brook mine | Y | In-stream data | Adequate alkalinity and carbon | Vermont, no constraints noted | Pilot | Single event | Iron | Fe, total | mg/L | N | N/A | 0.7 | 0.24 | 65.7143 | Data not provided | Data not provided | Not Applicable | Data not provided | Data not provided | Not Applicable | Data not provided | Data not provided | Not Applicable | Data not provided | Data not provided | Data not provided | Data not provided | Data not provided | Data not provided | Data not provided | Data not provided | Data not provided | Influent | 7.65 | Data not provided | N/A | Data not provided | N/A | Data not provided | N/A | Data not provided | N/A | Data not provided | N/A | Data not provided | N/A | None | N/A | Data not provided | Data not provided | Data not provided | Data not provided | Data not provided | Data not provided | N/A | Goal was to assess the impact of the mine drainage on Ely Brook and propose water treatment options. Effluent WQ generally improved, but data was not consistent enough for a clear trend to develop. | Unit loads removed could not be determined due to inconsistent flows; system was designed for 100ml/min but was not tracked on days other than monitoring days, and during those periods it was inconsistently achieved; fluctuations in effluent water quality are attributed to highly variable influent water quality; maintenance is required to maintain alkaline conditions. | System is limited by limestone's ability to produce alkalinity and needs to be replaced "occasionally". Specific timeframes were not given. | The system needed more frequent maintenance than the 3 days/month it received. More maintenance is required in first months of operations to address debugging and making improvements. This was a very small treatment system, and authors noted that larger systems are less sensitive to infrequent maintenance. | Data not provided | Limestone needs to be replaced occasionally to ensure sufficient alkalinity to generate bacterial sulfate reduction and metal removal. Adding organic carbon was also noted as an option to increase SRB activity; clogging in Barrel D was a problem and was "difficult to remedy" | Inconsistent flow caused issues with the system. Sept 27, 1995 influent appeared to pass through untreated. Possible explanations were due to large flows of acidic drainage decreasing residence time, decrease in bacterial activity or decline in limestone dissolution. Manganese increased through treatment and source is thought to be the organic material used in the treatment. Iron, aluminum, copper, and zinc were removed from the original material; orange iron precipitate coated the limestone and follow-up bench testing revealed that this can inhibit alkalinity production in the barrels. When limestone was replaced and barrel D flushed of iron precipitate, effluent water quality improved slightly; the majority of metals removed were bound to iron and manganese oxides, or formed sulfides or were bound to organic matter. Metals coprecipitated as iron was removed. | Data not provided
Ely Mine Site Report of Activities: Experimental Passive Mine Water Treatment System | ELY COPPER MINE | VTD988366571 | N/A | N/A | Treatment barrels A and E | Abandoned | Sulfate-reducing bacteria (SRB) with limestone pre-treatment | Passive | Biochemical reactor (BCR) | Pre-treatment | Ely Brook mine | Y | Entire system | Adequate alkalinity and carbon | Vermont, no constraints noted | Pilot | 5 months (June-October 1995) | Potassium | K | mg/L | N | N/A | 4.47 | 5.01 | -12.0805 | [9 empty] | Data not provided | Data not provided | Data not provided | Data not provided | Data not provided | Data not provided | Data not provided | Data not provided | Data not provided | Influent | 2.7 | Data not provided | N/A | Data not provided | N/A | Data not provided | N/A | Data not provided | N/A | Data not provided | N/A | Data not provided | N/A | None | N/A | Data not provided | Data not provided | Data not provided | Data not provided | Data not provided | Data not provided | N/A | Goal was to assess the impact of the mine drainage on Ely Brook and propose water treatment options. Effluent WQ generally improved, but data was not consistent enough for a clear trend to develop. | Unit loads removed could not be determined due to inconsistent flows; system was designed for 100ml/min but was not tracked on days other than monitoring days, and during those periods it was inconsistently achieved; fluctuations in effluent water quality are attributed to highly variable influent water quality; maintenance is required to maintain alkaline conditions. | System is limited by limestone's ability to produce alkalinity and needs to be replaced "occasionally". Specific timeframes were not given. | The system needed more frequent maintenance than the 3 days/month it received. More maintenance is required in first months of operations to address debugging and making improvements. This was a very small treatment system, and authors noted that larger systems are less sensitive to infrequent maintenance. | Data not provided | Limestone needs to be replaced occasionally to ensure sufficient alkalinity to generate bacterial sulfate reduction and metal removal. Adding organic carbon was also noted as an option to increase SRB activity; clogging in Barrel D was a problem and was "difficult to remedy" | Inconsistent flow caused issues with the system. Sept 27, 1995 influent appeared to pass through untreated. Possible explanations were due to large flows of acidic drainage decreasing residence time, decrease in bacterial activity or decline in limestone dissolution. Manganese increased through treatment and source is thought to be the organic material used in the treatment. Iron, aluminum, copper, and zinc were removed from the original material; orange iron precipitate coated the limestone and follow-up bench testing revealed that this can inhibit alkalinity production in the barrels. When limestone was replaced and barrel D flushed of iron precipitate, effluent water quality improved slightly; the majority of metals removed were bound to iron and manganese oxides, or formed sulfides or were bound to organic matter. Metals coprecipitated as iron was removed. | Data not provided
Ely Mine Site Report of Activities: Experimental Passive Mine Water Treatment System | ELY COPPER MINE | VTD988366571 | N/A | N/A | Treatment barrels A and E | Abandoned | Sulfate-reducing bacteria (SRB) with limestone pre-treatment | Passive | Biochemical reactor (BCR) | Pre-treatment | Ely Brook mine | Y | Entire system | Adequate alkalinity and carbon | Vermont, no constraints noted | Pilot | 5 months (June-October 1995) | Potassium | K | mg/L | N | N/A |  |  |  | 3.2 | 10.57 | -230.3125 | [6 empty] | Data not provided | Data not provided | Data not provided | Data not provided | Data not provided | Data not provided | Data not provided | Data not provided | Data not provided | Influent | 3.5 | Data not provided | N/A | Data not provided | N/A | Data not provided | N/A | Data not provided | N/A | Data not provided | N/A | Data not provided | N/A | None | N/A | Data not provided | Data not provided | Data not provided | Data not provided | Data not provided | Data not provided | N/A | Goal was to assess the impact of the mine drainage on Ely Brook and propose water treatment options. Effluent WQ generally improved, but data was not consistent enough for a clear trend to develop. | Unit loads removed could not be determined due to inconsistent flows; system was designed for 100ml/min but was not tracked on days other than monitoring days, and during those periods it was inconsistently achieved; fluctuations in effluent water quality are attributed to highly variable influent water quality; maintenance is required to maintain alkaline conditions. | System is limited by limestone's ability to produce alkalinity and needs to be replaced "occasionally". Specific timeframes were not given. | The system needed more frequent maintenance than the 3 days/month it received. More maintenance is required in first months of operations to address debugging and making improvements. This was a very small treatment system, and authors noted that larger systems are less sensitive to infrequent maintenance. | Data not provided | Limestone needs to be replaced occasionally to ensure sufficient alkalinity to generate bacterial sulfate reduction and metal removal. Adding organic carbon was also noted as an option to increase SRB activity; clogging in Barrel D was a problem and was "difficult to remedy" | Inconsistent flow caused issues with the system. Sept 27, 1995 influent appeared to pass through untreated. Possible explanations were due to large flows of acidic drainage decreasing residence time, decrease in bacterial activity or decline in limestone dissolution. Manganese increased through treatment and source is thought to be the organic material used in the treatment. Iron, aluminum, copper, and zinc were removed from the original material; orange iron precipitate coated the limestone and follow-up bench testing revealed that this can inhibit alkalinity production in the barrels. When limestone was replaced and barrel D flushed of iron precipitate, effluent water quality improved slightly; the majority of metals removed were bound to iron and manganese oxides, or formed sulfides or were bound to organic matter. Metals coprecipitated as iron was removed. | Data not provided
Ely Mine Site Report of Activities: Experimental Passive Mine Water Treatment System | ELY COPPER MINE | VTD988366571 | N/A | N/A | Treatment barrels A and E | Abandoned | Sulfate-reducing bacteria (SRB) with limestone pre-treatment | Passive | Biochemical reactor (BCR) | Pre-treatment | Ely Brook mine | Y | Entire system | Adequate alkalinity and carbon | Vermont, no constraints noted | Pilot | 5 months (June-October 1995) | Potassium | K | mg/L | N | N/A | [6 empty] | 12.43 | 4.2 | -195.9524 |  |  |  | Data not provided | Data not provided | Data not provided | Data not provided | Data not provided | Data not provided | Data not provided | Data not provided | Data not provided | Effluent | 6.9 | Data not provided | N/A | Data not provided | N/A | Data not provided | N/A | Data not provided | N/A | Data not provided | N/A | Data not provided | N/A | None | N/A | Data not provided | Data not provided | Data not provided | Data not provided | Data not provided | Data not provided | N/A | Goal was to assess the impact of the mine drainage on Ely Brook and propose water treatment options. Effluent WQ generally improved, but data was not consistent enough for a clear trend to develop. | Unit loads removed could not be determined due to inconsistent flows; system was designed for 100ml/min but was not tracked on days other than monitoring days, and during those periods it was inconsistently achieved; fluctuations in effluent water quality are attributed to highly variable influent water quality; maintenance is required to maintain alkaline conditions. | System is limited by limestone's ability to produce alkalinity and needs to be replaced "occasionally". Specific timeframes were not given. | The system needed more frequent maintenance than the 3 days/month it received. More maintenance is required in first months of operations to address debugging and making improvements. This was a very small treatment system, and authors noted that larger systems are less sensitive to infrequent maintenance. | Data not provided | Limestone needs to be replaced occasionally to ensure sufficient alkalinity to generate bacterial sulfate reduction and metal removal. Adding organic carbon was also noted as an option to increase SRB activity; clogging in Barrel D was a problem and was "difficult to remedy" | Inconsistent flow caused issues with the system. Sept 27, 1995 influent appeared to pass through untreated. Possible explanations were due to large flows of acidic drainage decreasing residence time, decrease in bacterial activity or decline in limestone dissolution. Manganese increased through treatment and source is thought to be the organic material used in the treatment. Iron, aluminum, copper, and zinc were removed from the original material; orange iron precipitate coated the limestone and follow-up bench testing revealed that this can inhibit alkalinity production in the barrels. When limestone was replaced and barrel D flushed of iron precipitate, effluent water quality improved slightly; the majority of metals removed were bound to iron and manganese oxides, or formed sulfides or were bound to organic matter. Metals coprecipitated as iron was removed. | Data not provided | Higher effluent K (14.50) does not have an associated influent result
Ely Mine Site Report of Activities: Experimental Passive Mine Water Treatment System | ELY COPPER MINE | VTD988366571 | N/A | N/A | Treatment barrels A and E | Abandoned | Sulfate-reducing bacteria (SRB) with limestone pre-treatment | Passive | Biochemical reactor (BCR) | Pre-treatment | Ely Brook mine | Y | Entire system | Adequate alkalinity and carbon | Vermont, no constraints noted | Pilot | 5 months (June-October 1995) | Potassium | K | mg/L | N | N/A | [9 empty] | ND | 4.26 | -134.7418 | Data not provided | Data not provided | Data not provided | Data not provided | Data not provided | Data not provided | Data not provided | Data not provided | Data not provided | Effluent | 6.74 | Data not provided | N/A | Data not provided | N/A | Data not provided | N/A | Data not provided | N/A | Data not provided | N/A | Data not provided | N/A | None | N/A | Data not provided | Data not provided | Data not provided | Data not provided | Data not provided | Data not provided | N/A | Goal was to assess the impact of the mine drainage on Ely Brook and propose water treatment options. Effluent WQ generally improved, but data was not consistent enough for a clear trend to develop. | Unit loads removed could not be determined due to inconsistent flows; system was designed for 100ml/min but was not tracked on days other than monitoring days, and during those periods it was inconsistently achieved; fluctuations in effluent water quality are attributed to highly variable influent water quality; maintenance is required to maintain alkaline conditions. | System is limited by limestone's ability to produce alkalinity and needs to be replaced "occasionally". Specific timeframes were not given. | The system needed more frequent maintenance than the 3 days/month it received. More maintenance is required in first months of operations to address debugging and making improvements. This was a very small treatment system, and authors noted that larger systems are less sensitive to infrequent maintenance. | Data not provided | Limestone needs to be replaced occasionally to ensure sufficient alkalinity to generate bacterial sulfate reduction and metal removal. Adding organic carbon was also noted as an option to increase SRB activity; clogging in Barrel D was a problem and was "difficult to remedy" | Inconsistent flow caused issues with the system. Sept 27, 1995 influent appeared to pass through untreated. Possible explanations were due to large flows of acidic drainage decreasing residence time, decrease in bacterial activity or decline in limestone dissolution. Manganese increased through treatment and source is thought to be the organic material used in the treatment. Iron, aluminum, copper, and zinc were removed from the original material; orange iron precipitate coated the limestone and follow-up bench testing revealed that this can inhibit alkalinity production in the barrels. When limestone was replaced and barrel D flushed of iron precipitate, effluent water quality improved slightly; the majority of metals removed were bound to iron and manganese oxides, or formed sulfides or were bound to organic matter. Metals coprecipitated as iron was removed. | Data not provided | ND is <20mg/l
Ely Mine Site Report of Activities: Experimental Passive Mine Water Treatment System | ELY COPPER MINE | VTD988366571 | N/A | N/A | In-stream, upstream/downstream | Abandoned | Sulfate-reducing bacteria (SRB) with limestone pre-treatment | Passive | Biochemical reactor (BCR) | Pre-treatment | Ely Brook mine | Y | In-stream data | Adequate alkalinity and carbon | Vermont, no constraints noted | Pilot | Single event | Magnesium | Mg | mg/L | N | N/A | 1.46 | 1.27 | 13.0137 | Data not provided | Data not provided | Not Applicable | Data not provided | Data not provided | Not Applicable | Data not provided | Data not provided | Not Applicable | Data not provided | Data not provided | Data not provided | Data not provided | Data not provided | Data not provided | Data not provided | Data not provided | Data not provided | Influent | 7.65 | Data not provided | N/A | Data not provided | N/A | Data not provided | N/A | Data not provided | N/A | Data not provided | N/A | Data not provided | N/A | None | N/A | Data not provided | Data not provided | Data not provided | Data not provided | Data not provided | Data not provided | N/A | Goal was to assess the impact of the mine drainage on Ely Brook and propose water treatment options. Effluent WQ generally improved, but data was not consistent enough for a clear trend to develop. | Unit loads removed could not be determined due to inconsistent flows; system was designed for 100ml/min but was not tracked on days other than monitoring days, and during those periods it was inconsistently achieved; fluctuations in effluent water quality are attributed to highly variable influent water quality; maintenance is required to maintain alkaline conditions. | System is limited by limestone's ability to produce alkalinity and needs to be replaced "occasionally". Specific timeframes were not given. | The system needed more frequent maintenance than the 3 days/month it received. More maintenance is required in first months of operations to address debugging and making improvements. This was a very small treatment system, and authors noted that larger systems are less sensitive to infrequent maintenance. | Data not provided | Limestone needs to be replaced occasionally to ensure sufficient alkalinity to generate bacterial sulfate reduction and metal removal. Adding organic carbon was also noted as an option to increase SRB activity; clogging in Barrel D was a problem and was "difficult to remedy" | Inconsistent flow caused issues with the system. Sept 27, 1995 influent appeared to pass through untreated. Possible explanations were due to large flows of acidic drainage decreasing residence time, decrease in bacterial activity or decline in limestone dissolution. Manganese increased through treatment and source is thought to be the organic material used in the treatment. Iron, aluminum, copper, and zinc were removed from the original material; orange iron precipitate coated the limestone and follow-up bench testing revealed that this can inhibit alkalinity production in the barrels. When limestone was replaced and barrel D flushed of iron precipitate, effluent water quality improved slightly; the majority of metals removed were bound to iron and manganese oxides, or formed sulfides or were bound to organic matter. Metals coprecipitated as iron was removed. | Data not provided
Ely Mine Site Report of Activities: Experimental Passive Mine Water Treatment System | ELY COPPER MINE | VTD988366571 | N/A | N/A | Treatment barrels A and E | Abandoned | Sulfate-reducing bacteria (SRB) with limestone pre-treatment | Passive | Biochemical reactor (BCR) | Pre-treatment | Ely Brook mine | Y | Entire system | Adequate alkalinity and carbon | Vermont, no constraints noted | Pilot | 5 months (June-October 1995) | Magnesium | Mg | mg/L | N | N/A | 29.84 | 29.33 | 1.7091 | [9 empty] | Data not provided | Data not provided | Data not provided | Data not provided | Data not provided | Data not provided | Data not provided | Data not provided | Data not provided | Influent | 2.58 | Data not provided | N/A | Data not provided | N/A | Data not provided | N/A | Data not provided | N/A | Data not provided | N/A | Data not provided | N/A | None | N/A | Data not provided | Data not provided | Data not provided | Data not provided | Data not provided | Data not provided | N/A | Goal was to assess the impact of the mine drainage on Ely Brook and propose water treatment options. Effluent WQ generally improved, but data was not consistent enough for a clear trend to develop. | Unit loads removed could not be determined due to inconsistent flows; system was designed for 100ml/min but was not tracked on days other than monitoring days, and during those periods it was inconsistently achieved; fluctuations in effluent water quality are attributed to highly variable influent water quality; maintenance is required to maintain alkaline conditions. | System is limited by limestone's ability to produce alkalinity and needs to be replaced "occasionally". Specific timeframes were not given. | The system needed more frequent maintenance than the 3 days/month it received. More maintenance is required in first months of operations to address debugging and making improvements. This was a very small treatment system, and authors noted that larger systems are less sensitive to infrequent maintenance. | Data not provided | Limestone needs to be replaced occasionally to ensure sufficient alkalinity to generate bacterial sulfate reduction and metal removal. Adding organic carbon was also noted as an option to increase SRB activity; clogging in Barrel D was a problem and was "difficult to remedy" | Inconsistent flow caused issues with the system. Sept 27, 1995 influent appeared to pass through untreated. Possible explanations were due to large flows of acidic drainage decreasing residence time, decrease in bacterial activity or decline in limestone dissolution. Manganese increased through treatment and source is thought to be the organic material used in the treatment. Iron, aluminum, copper, and zinc were removed from the original material; orange iron precipitate coated the limestone and follow-up bench testing revealed that this can inhibit alkalinity production in the barrels. When limestone was replaced and barrel D flushed of iron precipitate, effluent water quality improved slightly; the majority of metals removed were bound to iron and manganese oxides, or formed sulfides or were bound to organic matter. Metals coprecipitated as iron was removed. | Data not provided
Ely Mine Site Report of Activities: Experimental Passive Mine Water Treatment System | ELY COPPER MINE | VTD988366571 | N/A | N/A | Treatment barrels A and E | Abandoned | Sulfate-reducing bacteria (SRB) with limestone pre-treatment | Passive | Biochemical reactor (BCR) | Pre-treatment | Ely Brook mine | Y | Entire system | Adequate alkalinity and carbon | Vermont, no constraints noted | Pilot | 5 months (June-October 1995) | Magnesium | Mg | mg/L | N | N/A |  |  |  | 6.75 | 10.64 | -57.6296 | [6 empty] | Data not provided | Data not provided | Data not provided | Data not provided | Data not provided | Data not provided | Data not provided | Data not provided | Data not provided | Influent | 3.5 | Data not provided | N/A | Data not provided | N/A | Data not provided | N/A | Data not provided | N/A | Data not provided | N/A | Data not provided | N/A | None | N/A | Data not provided | Data not provided | Data not provided | Data not provided | Data not provided | Data not provided | N/A | Goal was to assess the impact of the mine drainage on Ely Brook and propose water treatment options. Effluent WQ generally improved, but data was not consistent enough for a clear trend to develop. | Unit loads removed could not be determined due to inconsistent flows; system was designed for 100ml/min but was not tracked on days other than monitoring days, and during those periods it was inconsistently achieved; fluctuations in effluent water quality are attributed to highly variable influent water quality; maintenance is required to maintain alkaline conditions. | System is limited by limestone's ability to produce alkalinity and needs to be replaced "occasionally". Specific timeframes were not given. | The system needed more frequent maintenance than the 3 days/month it received. More maintenance is required in first months of operations to address debugging and making improvements. This was a very small treatment system, and authors noted that larger systems are less sensitive to infrequent maintenance. | Data not provided | Limestone needs to be replaced occasionally to ensure sufficient alkalinity to generate bacterial sulfate reduction and metal removal. Adding organic carbon was also noted as an option to increase SRB activity; clogging in Barrel D was a problem and was "difficult to remedy" | Inconsistent flow caused issues with the system. Sept 27, 1995 influent appeared to pass through untreated. Possible explanations were due to large flows of acidic drainage decreasing residence time, decrease in bacterial activity or decline in limestone dissolution. Manganese increased through treatment and source is thought to be the organic material used in the treatment. Iron, aluminum, copper, and zinc were removed from the original material; orange iron precipitate coated the limestone and follow-up bench testing revealed that this can inhibit alkalinity production in the barrels. When limestone was replaced and barrel D flushed of iron precipitate, effluent water quality improved slightly; the majority of metals removed were bound to iron and manganese oxides, or formed sulfides or were bound to organic matter. Metals coprecipitated as iron was removed. | Data not provided
Ely Mine Site Report of Activities: Experimental Passive Mine Water Treatment System | ELY COPPER MINE | VTD988366571 | N/A | N/A | Treatment barrels A and E | Abandoned | Sulfate-reducing bacteria (SRB) with limestone pre-treatment | Passive | Biochemical reactor (BCR) | Pre-treatment | Ely Brook mine | Y | Entire system | Adequate alkalinity and carbon | Vermont, no constraints noted | Pilot | 5 months (June-October 1995) | Magnesium | Mg | mg/L | N | N/A | [6 empty] | 29.33 | 29.84 | 1.7091 |  |  |  | Data not provided | Data not provided | Data not provided | Data not provided | Data not provided | Data not provided | Data not provided | Data not provided | Data not provided | Effluent | 5.07 | Data not provided | N/A | Data not provided | N/A | Data not provided | N/A | Data not provided | N/A | Data not provided | N/A | Data not provided | N/A | None | N/A | Data not provided | Data not provided | Data not provided | Data not provided | Data not provided | Data not provided | N/A | Goal was to assess the impact of the mine drainage on Ely Brook and propose water treatment options. Effluent WQ generally improved, but data was not consistent enough for a clear trend to develop. | Unit loads removed could not be determined due to inconsistent flows; system was designed for 100ml/min but was not tracked on days other than monitoring days, and during those periods it was inconsistently achieved; fluctuations in effluent water quality are attributed to highly variable influent water quality; maintenance is required to maintain alkaline conditions. | System is limited by limestone's ability to produce alkalinity and needs to be replaced "occasionally". Specific timeframes were not given. | The system needed more frequent maintenance than the 3 days/month it received. More maintenance is required in first months of operations to address debugging and making improvements. This was a very small treatment system, and authors noted that larger systems are less sensitive to infrequent maintenance. | Data not provided | Limestone needs to be replaced occasionally to ensure sufficient alkalinity to generate bacterial sulfate reduction and metal removal. Adding organic carbon was also noted as an option to increase SRB activity; clogging in Barrel D was a problem and was "difficult to remedy" | Inconsistent flow caused issues with the system. Sept 27, 1995 influent appeared to pass through untreated. Possible explanations were due to large flows of acidic drainage decreasing residence time, decrease in bacterial activity or decline in limestone dissolution. Manganese increased through treatment and source is thought to be the organic material used in the treatment. Iron, aluminum, copper, and zinc were removed from the original material; orange iron precipitate coated the limestone and follow-up bench testing revealed that this can inhibit alkalinity production in the barrels. When limestone was replaced and barrel D flushed of iron precipitate, effluent water quality improved slightly; the majority of metals removed were bound to iron and manganese oxides, or formed sulfides or were bound to organic matter. Metals coprecipitated as iron was removed. | Data not provided
Ely Mine Site Report of Activities: Experimental Passive Mine Water Treatment System | ELY COPPER MINE | VTD988366571 | N/A | N/A | Treatment barrels A and E | Abandoned | Sulfate-reducing bacteria (SRB) with limestone pre-treatment | Passive | Biochemical reactor (BCR) | Pre-treatment | Ely Brook mine | Y | Entire system | Adequate alkalinity and carbon | Vermont, no constraints noted | Pilot | 5 months (June-October 1995) | Magnesium | Mg | mg/L | N | N/A | [9 empty] | ND | 27.21 | 81.6244 | Data not provided | Data not provided | Data not provided | Data not provided | Data not provided | Data not provided | Data not provided | Data not provided | Data not provided | Effluent | 6.74 | Data not provided | N/A | Data not provided | N/A | Data not provided | N/A | Data not provided | N/A | Data not provided | N/A | Data not provided | N/A | None | N/A | Data not provided | Data not provided | Data not provided | Data not provided | Data not provided | Data not provided | N/A | Goal was to assess the impact of the mine drainage on Ely Brook and propose water treatment options. Effluent WQ generally improved, but data was not consistent enough for a clear trend to develop. | Unit loads removed could not be determined due to inconsistent flows; system was designed for 100ml/min but was not tracked on days other than monitoring days, and during those periods it was inconsistently achieved; fluctuations in effluent water quality are attributed to highly variable influent water quality; maintenance is required to maintain alkaline conditions. | System is limited by limestone's ability to produce alkalinity and needs to be replaced "occasionally". Specific timeframes were not given. | The system needed more frequent maintenance than the 3 days/month it received. More maintenance is required in first months of operations to address debugging and making improvements. This was a very small treatment system, and authors noted that larger systems are less sensitive to infrequent maintenance. | Data not provided | Limestone needs to be replaced occasionally to ensure sufficient alkalinity to generate bacterial sulfate reduction and metal removal. Adding organic carbon was also noted as an option to increase SRB activity; clogging in Barrel D was a problem and was "difficult to remedy" | Inconsistent flow caused issues with the system. Sept 27, 1995 influent appeared to pass through untreated. Possible explanations were due to large flows of acidic drainage decreasing residence time, decrease in bacterial activity or decline in limestone dissolution. Manganese increased through treatment and source is thought to be the organic material used in the treatment. Iron, aluminum, copper, and zinc were removed from the original material; orange iron precipitate coated the limestone and follow-up bench testing revealed that this can inhibit alkalinity production in the barrels. When limestone was replaced and barrel D flushed of iron precipitate, effluent water quality improved slightly; the majority of metals removed were bound to iron and manganese oxides, or formed sulfides or were bound to organic matter. Metals coprecipitated as iron was removed. | Data not provided | ND is <10mg/l
Ely Mine Site Report of Activities: Experimental Passive Mine Water Treatment System | ELY COPPER MINE | VTD988366571 | N/A | N/A | In-stream, upstream/downstream | Abandoned | Sulfate-reducing bacteria (SRB) with limestone pre-treatment | Passive | Biochemical reactor (BCR) | Pre-treatment | Ely Brook mine | Y | In-stream data | Adequate alkalinity and carbon | Vermont, no constraints noted | Pilot | Single event | Manganese | Mn | mg/L | N | N/A | 0.04 | 0.03 | 25 | Data not provided | Data not provided | Not Applicable | Data not provided | Data not provided | Not Applicable | Data not provided | Data not provided | Not Applicable | Data not provided | Data not provided | Data not provided | Data not provided | Data not provided | Data not provided | Data not provided | Data not provided | Data not provided | Influent | 7.65 | Data not provided | N/A | Data not provided | N/A | Data not provided | N/A | Data not provided | N/A | Data not provided | N/A | Data not provided | N/A | None | N/A | Data not provided | Data not provided | Data not provided | Data not provided | Data not provided | Data not provided | N/A | Goal was to assess the impact of the mine drainage on Ely Brook and propose water treatment options. Effluent WQ generally improved, but data was not consistent enough for a clear trend to develop. | Unit loads removed could not be determined due to inconsistent flows; system was designed for 100ml/min but was not tracked on days other than monitoring days, and during those periods it was inconsistently achieved; fluctuations in effluent water quality are attributed to highly variable influent water quality; maintenance is required to maintain alkaline conditions. | System is limited by limestone's ability to produce alkalinity and needs to be replaced "occasionally". Specific timeframes were not given. | The system needed more frequent maintenance than the 3 days/month it received. More maintenance is required in first months of operations to address debugging and making improvements. This was a very small treatment system, and authors noted that larger systems are less sensitive to infrequent maintenance. | Data not provided | Limestone needs to be replaced occasionally to ensure sufficient alkalinity to generate bacterial sulfate reduction and metal removal. Adding organic carbon was also noted as an option to increase SRB activity; clogging in Barrel D was a problem and was "difficult to remedy" | Inconsistent flow caused issues with the system. Sept 27, 1995 influent appeared to pass through untreated. Possible explanations were due to large flows of acidic drainage decreasing residence time, decrease in bacterial activity or decline in limestone dissolution. Manganese increased through treatment and source is thought to be the organic material used in the treatment. Iron, aluminum, copper, and zinc were removed from the original material; orange iron precipitate coated the limestone and follow-up bench testing revealed that this can inhibit alkalinity production in the barrels. When limestone was replaced and barrel D flushed of iron precipitate, effluent water quality improved slightly; the majority of metals removed were bound to iron and manganese oxides, or formed sulfides or were bound to organic matter. Metals coprecipitated as iron was removed. | Data not provided
Ely Mine Site Report of Activities: Experimental Passive Mine Water Treatment System | ELY COPPER MINE | VTD988366571 | N/A | N/A | Treatment barrels A and E | Abandoned | Sulfate-reducing bacteria (SRB) with limestone pre-treatment | Passive | Biochemical reactor (BCR) | Pre-treatment | Ely Brook mine | Y | Entire system | Adequate alkalinity and carbon | Vermont, no constraints noted | Pilot | 5 months (June-October 1995) | Manganese | Mn | mg/L | N | N/A | 2.75 | 3.48 | -26.5455 | [9 empty] | Data not provided | Data not provided | Data not provided | Data not provided | Data not provided | Data not provided | Data not provided | Data not provided | Data not provided | Influent | 2.7 | Data not provided | N/A | Data not provided | N/A | Data not provided | N/A | Data not provided | N/A | Data not provided | N/A | Data not provided | N/A | None | N/A | Data not provided | Data not provided | Data not provided | Data not provided | Data not provided | Data not provided | N/A | Goal was to assess the impact of the mine drainage on Ely Brook and propose water treatment options. Effluent WQ generally improved, but data was not consistent enough for a clear trend to develop. | Unit loads removed could not be determined due to inconsistent flows; system was designed for 100ml/min but was not tracked on days other than monitoring days, and during those periods it was inconsistently achieved; fluctuations in effluent water quality are attributed to highly variable influent water quality; maintenance is required to maintain alkaline conditions. | System is limited by limestone's ability to produce alkalinity and needs to be replaced "occasionally". Specific timeframes were not given. | The system needed more frequent maintenance than the 3 days/month it received. More maintenance is required in first months of operations to address debugging and making improvements. This was a very small treatment system, and authors noted that larger systems are less sensitive to infrequent maintenance. | Data not provided | Limestone needs to be replaced occasionally to ensure sufficient alkalinity to generate bacterial sulfate reduction and metal removal. Adding organic carbon was also noted as an option to increase SRB activity; clogging in Barrel D was a problem and was "difficult to remedy" | Inconsistent flow caused issues with the system. Sept 27, 1995 influent appeared to pass through untreated. Possible explanations were due to large flows of acidic drainage decreasing residence time, decrease in bacterial activity or decline in limestone dissolution. Manganese increased through treatment and source is thought to be the organic material used in the treatment. Iron, aluminum, copper, and zinc were removed from the original material; orange iron precipitate coated the limestone and follow-up bench testing revealed that this can inhibit alkalinity production in the barrels. When limestone was replaced and barrel D flushed of iron precipitate, effluent water quality improved slightly; the majority of metals removed were bound to iron and manganese oxides, or formed sulfides or were bound to organic matter. Metals coprecipitated as iron was removed. | Data not provided
Ely Mine Site Report of Activities: Experimental Passive Mine Water Treatment System | ELY COPPER MINE | VTD988366571 | N/A | N/A | Treatment barrels A and E | Abandoned | Sulfate-reducing bacteria (SRB) with limestone pre-treatment | Passive | Biochemical reactor (BCR) | Pre-treatment | Ely Brook mine | Y | Entire system | Adequate alkalinity and carbon | Vermont, no constraints noted | Pilot | 5 months (June-October 1995) | Manganese | Mn | mg/L | N | N/A |  |  |  | 0.74 | 1.29 | -74.3243 | [6 empty] | Data not provided | Data not provided | Data not provided | Data not provided | Data not provided | Data not provided | Data not provided | Data not provided | Data not provided | Influent | 3.5 | Data not provided | N/A | Data not provided | N/A | Data not provided | N/A | Data not provided | N/A | Data not provided | N/A | Data not provided | N/A | None | N/A | Data not provided | Data not provided | Data not provided | Data not provided | Data not provided | Data not provided | N/A | Goal was to assess the impact of the mine drainage on Ely Brook and propose water treatment options. Effluent WQ generally improved, but data was not consistent enough for a clear trend to develop. | Unit loads removed could not be determined due to inconsistent flows; system was designed for 100ml/min but was not tracked on days other than monitoring days, and during those periods it was inconsistently achieved; fluctuations in effluent water quality are attributed to highly variable influent water quality; maintenance is required to maintain alkaline conditions. | System is limited by limestone's ability to produce alkalinity and needs to be replaced "occasionally". Specific timeframes were not given. | The system needed more frequent maintenance than the 3 days/month it received. More maintenance is required in first months of operations to address debugging and making improvements. This was a very small treatment system, and authors noted that larger systems are less sensitive to infrequent maintenance. | Data not provided | Limestone needs to be replaced occasionally to ensure sufficient alkalinity to generate bacterial sulfate reduction and metal removal. Adding organic carbon was also noted as an option to increase SRB activity; clogging in Barrel D was a problem and was "difficult to remedy" | Inconsistent flow caused issues with the system. Sept 27, 1995 influent appeared to pass through untreated. Possible explanations were due to large flows of acidic drainage decreasing residence time, decrease in bacterial activity or decline in limestone dissolution. Manganese increased through treatment and source is thought to be the organic material used in the treatment. Iron, aluminum, copper, and zinc were removed from the original material; orange iron precipitate coated the limestone and follow-up bench testing revealed that this can inhibit alkalinity production in the barrels. When limestone was replaced and barrel D flushed of iron precipitate, effluent water quality improved slightly; the majority of metals removed were bound to iron and manganese oxides, or formed sulfides or were bound to organic matter. Metals coprecipitated as iron was removed. | Data not provided
Ely Mine Site Report of Activities: Experimental Passive Mine Water Treatment System | ELY COPPER MINE | VTD988366571 | N/A | N/A | Treatment barrels A and E | Abandoned | Sulfate-reducing bacteria (SRB) with limestone pre-treatment | Passive | Biochemical reactor (BCR) | Pre-treatment | Ely Brook mine | Y | Entire system | Adequate alkalinity and carbon | Vermont, no constraints noted | Pilot | 5 months (June-October 1995) | Manganese | Mn | mg/L | N | N/A | [6 empty] | 249.65 | 2.56 | -9651.9531 |  |  |  | Data not provided | Data not provided | Data not provided | Data not provided | Data not provided | Data not provided | Data not provided | Data not provided | Data not provided | Effluent | 6.74 | Data not provided | N/A | Data not provided | N/A | Data not provided | N/A | Data not provided | N/A | Data not provided | N/A | Data not provided | N/A | None | N/A | Data not provided | Data not provided | Data not provided | Data not provided | Data not provided | Data not provided | N/A | Goal was to assess the impact of the mine drainage on Ely Brook and propose water treatment options. Effluent WQ generally improved, but data was not consistent enough for a clear trend to develop. | Unit loads removed could not be determined due to inconsistent flows; system was designed for 100ml/min but was not tracked on days other than monitoring days, and during those periods it was inconsistently achieved; fluctuations in effluent water quality are attributed to highly variable influent water quality; maintenance is required to maintain alkaline conditions. | System is limited by limestone's ability to produce alkalinity and needs to be replaced "occasionally". Specific timeframes were not given. | The system needed more frequent maintenance than the 3 days/month it received. More maintenance is required in first months of operations to address debugging and making improvements. This was a very small treatment system, and authors noted that larger systems are less sensitive to infrequent maintenance. | Data not provided | Limestone needs to be replaced occasionally to ensure sufficient alkalinity to generate bacterial sulfate reduction and metal removal. Adding organic carbon was also noted as an option to increase SRB activity; clogging in Barrel D was a problem and was "difficult to remedy" | Inconsistent flow caused issues with the system. Sept 27, 1995 influent appeared to pass through untreated. Possible explanations were due to large flows of acidic drainage decreasing residence time, decrease in bacterial activity or decline in limestone dissolution. Manganese increased through treatment and source is thought to be the organic material used in the treatment. Iron, aluminum, copper, and zinc were removed from the original material; orange iron precipitate coated the limestone and follow-up bench testing revealed that this can inhibit alkalinity production in the barrels. When limestone was replaced and barrel D flushed of iron precipitate, effluent water quality improved slightly; the majority of metals removed were bound to iron and manganese oxides, or formed sulfides or were bound to organic matter. Metals coprecipitated as iron was removed. | Data not provided
Ely Mine Site Report of Activities: Experimental Passive Mine Water Treatment System | ELY COPPER MINE | VTD988366571 | N/A | N/A | Treatment barrels A and E | Abandoned | Sulfate-reducing bacteria (SRB) with limestone pre-treatment | Passive | Biochemical reactor (BCR) | Pre-treatment | Ely Brook mine | Y | Entire system | Adequate alkalinity and carbon | Vermont, no constraints noted | Pilot | 5 months (June-October 1995) | Manganese | Mn | mg/L | N | N/A | [9 empty] | 1.29 | 0.74 | -74.3243 | Data not provided | Data not provided | Data not provided | Data not provided | Data not provided | Data not provided | Data not provided | Data not provided | Data not provided | Effluent | 6.24 | Data not provided | N/A | Data not provided | N/A | Data not provided | N/A | Data not provided | N/A | Data not provided | N/A | Data not provided | N/A | None | N/A | Data not provided | Data not provided | Data not provided | Data not provided | Data not provided | Data not provided | N/A | Goal was to assess the impact of the mine drainage on Ely Brook and propose water treatment options. Effluent WQ generally improved, but data was not consistent enough for a clear trend to develop. | Unit loads removed could not be determined due to inconsistent flows; system was designed for 100ml/min but was not tracked on days other than monitoring days, and during those periods it was inconsistently achieved; fluctuations in effluent water quality are attributed to highly variable influent water quality; maintenance is required to maintain alkaline conditions. | System is limited by limestone's ability to produce alkalinity and needs to be replaced "occasionally". Specific timeframes were not given. | The system needed more frequent maintenance than the 3 days/month it received. More maintenance is required in first months of operations to address debugging and making improvements. This was a very small treatment system, and authors noted that larger systems are less sensitive to infrequent maintenance. | Data not provided | Limestone needs to be replaced occasionally to ensure sufficient alkalinity to generate bacterial sulfate reduction and metal removal. Adding organic carbon was also noted as an option to increase SRB activity; clogging in Barrel D was a problem and was "difficult to remedy" | Inconsistent flow caused issues with the system. Sept 27, 1995 influent appeared to pass through untreated. Possible explanations were due to large flows of acidic drainage decreasing residence time, decrease in bacterial activity or decline in limestone dissolution. Manganese increased through treatment and source is thought to be the organic material used in the treatment. Iron, aluminum, copper, and zinc were removed from the original material; orange iron precipitate coated the limestone and follow-up bench testing revealed that this can inhibit alkalinity production in the barrels. When limestone was replaced and barrel D flushed of iron precipitate, effluent water quality improved slightly; the majority of metals removed were bound to iron and manganese oxides, or formed sulfides or were bound to organic matter. Metals coprecipitated as iron was removed. | Data not provided
Ely Mine Site Report of Activities: Experimental Passive Mine Water Treatment System | ELY COPPER MINE | VTD988366571 | N/A | N/A | In-stream, upstream/downstream | Abandoned | Sulfate-reducing bacteria (SRB) with limestone pre-treatment | Passive | Biochemical reactor (BCR) | Pre-treatment | Ely Brook mine | Y | In-stream data | Adequate alkalinity and carbon | Vermont, no constraints noted | Pilot | Single event | Sodium | Na | mg/L | N | N/A | 1.99 | 1.83 | 8.0402 | Data not provided | Data not provided | Not Applicable | Data not provided | Data not provided | Not Applicable | Data not provided | Data not provided | Not Applicable | Data not provided | Data not provided | Data not provided | Data not provided | Data not provided | Data not provided | Data not provided | Data not provided | Data not provided | Influent | 7.65 | Data not provided | N/A | Data not provided | N/A | Data not provided | N/A | Data not provided | N/A | Data not provided | N/A | Data not provided | N/A | None | N/A | Data not provided | Data not provided | Data not provided | Data not provided | Data not provided | Data not provided | N/A | Goal was to assess the impact of the mine drainage on Ely Brook and propose water treatment options. Effluent WQ generally improved, but data was not consistent enough for a clear trend to develop. | Unit loads removed could not be determined due to inconsistent flows; system was designed for 100ml/min but was not tracked on days other than monitoring days, and during those periods it was inconsistently achieved; fluctuations in effluent water quality are attributed to highly variable influent water quality; maintenance is required to maintain alkaline conditions. | System is limited by limestone's ability to produce alkalinity and needs to be replaced "occasionally". Specific timeframes were not given. | The system needed more frequent maintenance than the 3 days/month it received. More maintenance is required in first months of operations to address debugging and making improvements. This was a very small treatment system, and authors noted that larger systems are less sensitive to infrequent maintenance. | Data not provided | Limestone needs to be replaced occasionally to ensure sufficient alkalinity to generate bacterial sulfate reduction and metal removal. Adding organic carbon was also noted as an option to increase SRB activity; clogging in Barrel D was a problem and was "difficult to remedy" | Inconsistent flow caused issues with the system. Sept 27, 1995 influent appeared to pass through untreated. Possible explanations were due to large flows of acidic drainage decreasing residence time, decrease in bacterial activity or decline in limestone dissolution. Manganese increased through treatment and source is thought to be the organic material used in the treatment. Iron, aluminum, copper, and zinc were removed from the original material; orange iron precipitate coated the limestone and follow-up bench testing revealed that this can inhibit alkalinity production in the barrels. When limestone was replaced and barrel D flushed of iron precipitate, effluent water quality improved slightly; the majority of metals removed were bound to iron and manganese oxides, or formed sulfides or were bound to organic matter. Metals coprecipitated as iron was removed. | Data not provided
Ely Mine Site Report of Activities: Experimental Passive Mine Water Treatment System | ELY COPPER MINE | VTD988366571 | N/A | N/A | Treatment barrels A and E | Abandoned | Sulfate-reducing bacteria (SRB) with limestone pre-treatment | Passive | Biochemical reactor (BCR) | Pre-treatment | Ely Brook mine | Y | Entire system | Adequate alkalinity and carbon | Vermont, no constraints noted | Pilot | 5 months (June-October 1995) | Sodium | Na | mg/L | N | N/A | 6.95 | 7.15 | -2.8777 | [9 empty] | Data not provided | Data not provided | Data not provided | Data not provided | Data not provided | Data not provided | Data not provided | Data not provided | Data not provided | Influent | 2.58 | Data not provided | N/A | Data not provided | N/A | Data not provided | N/A | Data not provided | N/A | Data not provided | N/A | Data not provided | N/A | None | N/A | Data not provided | Data not provided | Data not provided | Data not provided | Data not provided | Data not provided | N/A | Goal was to assess the impact of the mine drainage on Ely Brook and propose water treatment options. Effluent WQ generally improved, but data was not consistent enough for a clear trend to develop. | Unit loads removed could not be determined due to inconsistent flows; system was designed for 100ml/min but was not tracked on days other than monitoring days, and during those periods it was inconsistently achieved; fluctuations in effluent water quality are attributed to highly variable influent water quality; maintenance is required to maintain alkaline conditions. | System is limited by limestone's ability to produce alkalinity and needs to be replaced "occasionally". Specific timeframes were not given. | The system needed more frequent maintenance than the 3 days/month it received. More maintenance is required in first months of operations to address debugging and making improvements. This was a very small treatment system, and authors noted that larger systems are less sensitive to infrequent maintenance. | Data not provided | Limestone needs to be replaced occasionally to ensure sufficient alkalinity to generate bacterial sulfate reduction and metal removal. Adding organic carbon was also noted as an option to increase SRB activity; clogging in Barrel D was a problem and was "difficult to remedy" | Inconsistent flow caused issues with the system. Sept 27, 1995 influent appeared to pass through untreated. Possible explanations were due to large flows of acidic drainage decreasing residence time, decrease in bacterial activity or decline in limestone dissolution. Manganese increased through treatment and source is thought to be the organic material used in the treatment. Iron, aluminum, copper, and zinc were removed from the original material; orange iron precipitate coated the limestone and follow-up bench testing revealed that this can inhibit alkalinity production in the barrels. When limestone was replaced and barrel D flushed of iron precipitate, effluent water quality improved slightly; the majority of metals removed were bound to iron and manganese oxides, or formed sulfides or were bound to organic matter. Metals coprecipitated as iron was removed. | Data not provided
Ely Mine Site Report of Activities: Experimental Passive Mine Water Treatment System | ELY COPPER MINE | VTD988366571 | N/A | N/A | Treatment barrels A and E | Abandoned | Sulfate-reducing bacteria (SRB) with limestone pre-treatment | Passive | Biochemical reactor (BCR) | Pre-treatment | Ely Brook mine | Y | Entire system | Adequate alkalinity and carbon | Vermont, no constraints noted | Pilot | 5 months (June-October 1995) | Sodium | Na | mg/L | N | N/A |  |  |  | 2.38 | 2.8 | -17.6471 | [6 empty] | Data not provided | Data not provided | Data not provided | Data not provided | Data not provided | Data not provided | Data not provided | Data not provided | Data not provided | Influent | 3.5 | Data not provided | N/A | Data not provided | N/A | Data not provided | N/A | Data not provided | N/A | Data not provided | N/A | Data not provided | N/A | None | N/A | Data not provided | Data not provided | Data not provided | Data not provided | Data not provided | Data not provided | N/A | Goal was to assess the impact of the mine drainage on Ely Brook and propose water treatment options. Effluent WQ generally improved, but data was not consistent enough for a clear trend to develop. | Unit loads removed could not be determined due to inconsistent flows; system was designed for 100ml/min but was not tracked on days other than monitoring days, and during those periods it was inconsistently achieved; fluctuations in effluent water quality are attributed to highly variable influent water quality; maintenance is required to maintain alkaline conditions. | System is limited by limestone's ability to produce alkalinity and needs to be replaced "occasionally". Specific timeframes were not given. | The system needed more frequent maintenance than the 3 days/month it received. More maintenance is required in first months of operations to address debugging and making improvements. This was a very small treatment system, and authors noted that larger systems are less sensitive to infrequent maintenance. | Data not provided | Limestone needs to be replaced occasionally to ensure sufficient alkalinity to generate bacterial sulfate reduction and metal removal. Adding organic carbon was also noted as an option to increase SRB activity; clogging in Barrel D was a problem and was "difficult to remedy" | Inconsistent flow caused issues with the system. Sept 27, 1995 influent appeared to pass through untreated. Possible explanations were due to large flows of acidic drainage decreasing residence time, decrease in bacterial activity or decline in limestone dissolution. Manganese increased through treatment and source is thought to be the organic material used in the treatment. Iron, aluminum, copper, and zinc were removed from the original material; orange iron precipitate coated the limestone and follow-up bench testing revealed that this can inhibit alkalinity production in the barrels. When limestone was replaced and barrel D flushed of iron precipitate, effluent water quality improved slightly; the majority of metals removed were bound to iron and manganese oxides, or formed sulfides or were bound to organic matter. Metals coprecipitated as iron was removed. | Data not provided
Ely Mine Site Report of Activities: Experimental Passive Mine Water Treatment System | ELY COPPER MINE | VTD988366571 | N/A | N/A | Treatment barrels A and E | Abandoned | Sulfate-reducing bacteria (SRB) with limestone pre-treatment | Passive | Biochemical reactor (BCR) | Pre-treatment | Ely Brook mine | Y | Entire system | Adequate alkalinity and carbon | Vermont, no constraints noted | Pilot | 5 months (June-October 1995) | Sodium | Na | mg/L | N | N/A | [6 empty] | 7.15 | 6.95 | -2.8777 |  |  |  | Data not provided | Data not provided | Data not provided | Data not provided | Data not provided | Data not provided | Data not provided | Data not provided | Data not provided | Effluent | 5.07 | Data not provided | N/A | Data not provided | N/A | Data not provided | N/A | Data not provided | N/A | Data not provided | N/A | Data not provided | N/A | None | N/A | Data not provided | Data not provided | Data not provided | Data not provided | Data not provided | Data not provided | N/A | Goal was to assess the impact of the mine drainage on Ely Brook and propose water treatment options. Effluent WQ generally improved, but data was not consistent enough for a clear trend to develop. | Unit loads removed could not be determined due to inconsistent flows; system was designed for 100ml/min but was not tracked on days other than monitoring days, and during those periods it was inconsistently achieved; fluctuations in effluent water quality are attributed to highly variable influent water quality; maintenance is required to maintain alkaline conditions. | System is limited by limestone's ability to produce alkalinity and needs to be replaced "occasionally". Specific timeframes were not given. | The system needed more frequent maintenance than the 3 days/month it received. More maintenance is required in first months of operations to address debugging and making improvements. This was a very small treatment system, and authors noted that larger systems are less sensitive to infrequent maintenance. | Data not provided | Limestone needs to be replaced occasionally to ensure sufficient alkalinity to generate bacterial sulfate reduction and metal removal. Adding organic carbon was also noted as an option to increase SRB activity; clogging in Barrel D was a problem and was "difficult to remedy" | Inconsistent flow caused issues with the system. Sept 27, 1995 influent appeared to pass through untreated. Possible explanations were due to large flows of acidic drainage decreasing residence time, decrease in bacterial activity or decline in limestone dissolution. Manganese increased through treatment and source is thought to be the organic material used in the treatment. Iron, aluminum, copper, and zinc were removed from the original material; orange iron precipitate coated the limestone and follow-up bench testing revealed that this can inhibit alkalinity production in the barrels. When limestone was replaced and barrel D flushed of iron precipitate, effluent water quality improved slightly; the majority of metals removed were bound to iron and manganese oxides, or formed sulfides or were bound to organic matter. Metals coprecipitated as iron was removed. | Data not provided
Ely Mine Site Report of Activities: Experimental Passive Mine Water Treatment System | ELY COPPER MINE | VTD988366571 | N/A | N/A | Treatment barrels A and E | Abandoned | Sulfate-reducing bacteria (SRB) with limestone pre-treatment | Passive | Biochemical reactor (BCR) | Pre-treatment | Ely Brook mine | Y | Entire system | Adequate alkalinity and carbon | Vermont, no constraints noted | Pilot | 5 months (June-October 1995) | Sodium | Na | mg/L | N | N/A | [9 empty] | 2.8 | 2.38–6.14 | (-)17.6 - 54.4 | Data not provided | Data not provided | Data not provided | Data not provided | Data not provided | Data not provided | Data not provided | Data not provided | Data not provided | Effluent | 6.24–6.74 | Data not provided | N/A | Data not provided | N/A | Data not provided | N/A | Data not provided | N/A | Data not provided | N/A | Data not provided | N/A | None | N/A | Data not provided | Data not provided | Data not provided | Data not provided | Data not provided | Data not provided | N/A | Goal was to assess the impact of the mine drainage on Ely Brook and propose water treatment options. Effluent WQ generally improved, but data was not consistent enough for a clear trend to develop. | Unit loads removed could not be determined due to inconsistent flows; system was designed for 100ml/min but was not tracked on days other than monitoring days, and during those periods it was inconsistently achieved; fluctuations in effluent water quality are attributed to highly variable influent water quality; maintenance is required to maintain alkaline conditions. | System is limited by limestone's ability to produce alkalinity and needs to be replaced "occasionally". Specific timeframes were not given. | The system needed more frequent maintenance than the 3 days/month it received. More maintenance is required in first months of operations to address debugging and making improvements. This was a very small treatment system, and authors noted that larger systems are less sensitive to infrequent maintenance. | Data not provided | Limestone needs to be replaced occasionally to ensure sufficient alkalinity to generate bacterial sulfate reduction and metal removal. Adding organic carbon was also noted as an option to increase SRB activity; clogging in Barrel D was a problem and was "difficult to remedy" | Inconsistent flow caused issues with the system. Sept 27, 1995 influent appeared to pass through untreated. Possible explanations were due to large flows of acidic drainage decreasing residence time, decrease in bacterial activity or decline in limestone dissolution. Manganese increased through treatment and source is thought to be the organic material used in the treatment. Iron, aluminum, copper, and zinc were removed from the original material; orange iron precipitate coated the limestone and follow-up bench testing revealed that this can inhibit alkalinity production in the barrels. When limestone was replaced and barrel D flushed of iron precipitate, effluent water quality improved slightly; the majority of metals removed were bound to iron and manganese oxides, or formed sulfides or were bound to organic matter. Metals coprecipitated as iron was removed. | Data not provided
Ely Mine Site Report of Activities: Experimental Passive Mine Water Treatment System | ELY COPPER MINE | VTD988366571 | N/A | N/A | In-stream, upstream/downstream | Abandoned | Sulfate-reducing bacteria (SRB) with limestone pre-treatment | Passive | Biochemical reactor (BCR) | Pre-treatment | Ely Brook mine | Y | In-stream data | Adequate alkalinity and carbon | Vermont, no constraints noted | Pilot | Single event | Nickel | Ni | mg/L | N | N/A | 0.01 | <0.01 | 50 | Data not provided | Data not provided | Not Applicable | Data not provided | Data not provided | Not Applicable | Data not provided | Data not provided | Not Applicable | Data not provided | Data not provided | Data not provided | Data not provided | Data not provided | Data not provided | Data not provided | Data not provided | Data not provided | Influent | 7.65 | Data not provided | N/A | Data not provided | N/A | Data not provided | N/A | Data not provided | N/A | Data not provided | N/A | Data not provided | N/A | None | N/A | Data not provided | Data not provided | Data not provided | Data not provided | Data not provided | Data not provided | N/A | Goal was to assess the impact of the mine drainage on Ely Brook and propose water treatment options. Effluent WQ generally improved, but data was not consistent enough for a clear trend to develop. | Unit loads removed could not be determined due to inconsistent flows; system was designed for 100ml/min but was not tracked on days other than monitoring days, and during those periods it was inconsistently achieved; fluctuations in effluent water quality are attributed to highly variable influent water quality; maintenance is required to maintain alkaline conditions. | System is limited by limestone's ability to produce alkalinity and needs to be replaced "occasionally". Specific timeframes were not given. | The system needed more frequent maintenance than the 3 days/month it received. More maintenance is required in first months of operations to address debugging and making improvements. This was a very small treatment system, and authors noted that larger systems are less sensitive to infrequent maintenance. | Data not provided | Limestone needs to be replaced occasionally to ensure sufficient alkalinity to generate bacterial sulfate reduction and metal removal. Adding organic carbon was also noted as an option to increase SRB activity; clogging in Barrel D was a problem and was "difficult to remedy" | Inconsistent flow caused issues with the system. Sept 27, 1995 influent appeared to pass through untreated. Possible explanations were due to large flows of acidic drainage decreasing residence time, decrease in bacterial activity or decline in limestone dissolution. Manganese increased through treatment and source is thought to be the organic material used in the treatment. Iron, aluminum, copper, and zinc were removed from the original material; orange iron precipitate coated the limestone and follow-up bench testing revealed that this can inhibit alkalinity production in the barrels. When limestone was replaced and barrel D flushed of iron precipitate, effluent water quality improved slightly; the majority of metals removed were bound to iron and manganese oxides, or formed sulfides or were bound to organic matter. Metals coprecipitated as iron was removed. | Data not provided
Ely Mine Site Report of Activities: Experimental Passive Mine Water Treatment System | ELY COPPER MINE | VTD988366571 | N/A | N/A | Treatment barrels A and E | Abandoned | Sulfate-reducing bacteria (SRB) with limestone pre-treatment | Passive | Biochemical reactor (BCR) | Pre-treatment | Ely Brook mine | Y | Entire system | Adequate alkalinity and carbon | Vermont, no constraints noted | Pilot | 5 months (June-October 1995) | Nickel | Ni | mg/L | N | N/A | 0.13 | 0.04 | 96.1538 | [9 empty] | Data not provided | Data not provided | Data not provided | Data not provided | Data not provided | Data not provided | Data not provided | Data not provided | Data not provided | Influent | 2.58 | Data not provided | N/A | Data not provided | N/A | Data not provided | N/A | Data not provided | N/A | Data not provided | N/A | Data not provided | N/A | None | N/A | Data not provided | Data not provided | Data not provided | Data not provided | Data not provided | Data not provided | N/A | Goal was to assess the impact of the mine drainage on Ely Brook and propose water treatment options. Effluent WQ generally improved, but data was not consistent enough for a clear trend to develop. | Unit loads removed could not be determined due to inconsistent flows; system was designed for 100ml/min but was not tracked on days other than monitoring days, and during those periods it was inconsistently achieved; fluctuations in effluent water quality are attributed to highly variable influent water quality; maintenance is required to maintain alkaline conditions. | System is limited by limestone's ability to produce alkalinity and needs to be replaced "occasionally". Specific timeframes were not given. | The system needed more frequent maintenance than the 3 days/month it received. More maintenance is required in first months of operations to address debugging and making improvements. This was a very small treatment system, and authors noted that larger systems are less sensitive to infrequent maintenance. | Data not provided | Limestone needs to be replaced occasionally to ensure sufficient alkalinity to generate bacterial sulfate reduction and metal removal. Adding organic carbon was also noted as an option to increase SRB activity; clogging in Barrel D was a problem and was "difficult to remedy" | Inconsistent flow caused issues with the system. Sept 27, 1995 influent appeared to pass through untreated. Possible explanations were due to large flows of acidic drainage decreasing residence time, decrease in bacterial activity or decline in limestone dissolution. Manganese increased through treatment and source is thought to be the organic material used in the treatment. Iron, aluminum, copper, and zinc were removed from the original material; orange iron precipitate coated the limestone and follow-up bench testing revealed that this can inhibit alkalinity production in the barrels. When limestone was replaced and barrel D flushed of iron precipitate, effluent water quality improved slightly; the majority of metals removed were bound to iron and manganese oxides, or formed sulfides or were bound to organic matter. Metals coprecipitated as iron was removed. | Data not provided | ND is <0.01 mg/l
Ely Mine Site Report of Activities: Experimental Passive Mine Water Treatment System | ELY COPPER MINE | VTD988366571 | N/A | N/A | Treatment barrels A and E | Abandoned | Sulfate-reducing bacteria (SRB) with limestone pre-treatment | Passive | Biochemical reactor (BCR) | Pre-treatment | Ely Brook mine | Y | Entire system | Adequate alkalinity and carbon | Vermont, no constraints noted | Pilot | 5 months (June-October 1995) | Nickel | Ni | mg/L | N | N/A |  |  |  | 0.02 | ND | 75 | [6 empty] | Data not provided | Data not provided | Data not provided | Data not provided | Data not provided | Data not provided | Data not provided | Data not provided | Data not provided | Influent | 2.61 | Data not provided | N/A | Data not provided | N/A | Data not provided | N/A | Data not provided | N/A | Data not provided | N/A | Data not provided | N/A | None | N/A | Data not provided | Data not provided | Data not provided | Data not provided | Data not provided | Data not provided | N/A | Goal was to assess the impact of the mine drainage on Ely Brook and propose water treatment options. Effluent WQ generally improved, but data was not consistent enough for a clear trend to develop. | Unit loads removed could not be determined due to inconsistent flows; system was designed for 100ml/min but was not tracked on days other than monitoring days, and during those periods it was inconsistently achieved; fluctuations in effluent water quality are attributed to highly variable influent water quality; maintenance is required to maintain alkaline conditions. | System is limited by limestone's ability to produce alkalinity and needs to be replaced "occasionally". Specific timeframes were not given. | The system needed more frequent maintenance than the 3 days/month it received. More maintenance is required in first months of operations to address debugging and making improvements. This was a very small treatment system, and authors noted that larger systems are less sensitive to infrequent maintenance. | Data not provided | Limestone needs to be replaced occasionally to ensure sufficient alkalinity to generate bacterial sulfate reduction and metal removal. Adding organic carbon was also noted as an option to increase SRB activity; clogging in Barrel D was a problem and was "difficult to remedy" | Inconsistent flow caused issues with the system. Sept 27, 1995 influent appeared to pass through untreated. Possible explanations were due to large flows of acidic drainage decreasing residence time, decrease in bacterial activity or decline in limestone dissolution. Manganese increased through treatment and source is thought to be the organic material used in the treatment. Iron, aluminum, copper, and zinc were removed from the original material; orange iron precipitate coated the limestone and follow-up bench testing revealed that this can inhibit alkalinity production in the barrels. When limestone was replaced and barrel D flushed of iron precipitate, effluent water quality improved slightly; the majority of metals removed were bound to iron and manganese oxides, or formed sulfides or were bound to organic matter. Metals coprecipitated as iron was removed. | Data not provided | ND is <0.01 mg/l
Ely Mine Site Report of Activities: Experimental Passive Mine Water Treatment System | ELY COPPER MINE | VTD988366571 | N/A | N/A | Treatment barrels A and E | Abandoned | Sulfate-reducing bacteria (SRB) with limestone pre-treatment | Passive | Biochemical reactor (BCR) | Pre-treatment | Ely Brook mine | Y | Entire system | Adequate alkalinity and carbon | Vermont, no constraints noted | Pilot | 5 months (June-October 1995) | Nickel | Ni | mg/L | N | N/A | [6 empty] | 0.14 | 0.08 | -75 |  |  |  | Data not provided | Data not provided | Data not provided | Data not provided | Data not provided | Data not provided | Data not provided | Data not provided | Data not provided | Effluent | 2.94 | Data not provided | N/A | Data not provided | N/A | Data not provided | N/A | Data not provided | N/A | Data not provided | N/A | Data not provided | N/A | None | N/A | Data not provided | Data not provided | Data not provided | Data not provided | Data not provided | Data not provided | N/A | Goal was to assess the impact of the mine drainage on Ely Brook and propose water treatment options. Effluent WQ generally improved, but data was not consistent enough for a clear trend to develop. | Unit loads removed could not be determined due to inconsistent flows; system was designed for 100ml/min but was not tracked on days other than monitoring days, and during those periods it was inconsistently achieved; fluctuations in effluent water quality are attributed to highly variable influent water quality; maintenance is required to maintain alkaline conditions. | System is limited by limestone's ability to produce alkalinity and needs to be replaced "occasionally". Specific timeframes were not given. | The system needed more frequent maintenance than the 3 days/month it received. More maintenance is required in first months of operations to address debugging and making improvements. This was a very small treatment system, and authors noted that larger systems are less sensitive to infrequent maintenance. | Data not provided | Limestone needs to be replaced occasionally to ensure sufficient alkalinity to generate bacterial sulfate reduction and metal removal. Adding organic carbon was also noted as an option to increase SRB activity; clogging in Barrel D was a problem and was "difficult to remedy" | Inconsistent flow caused issues with the system. Sept 27, 1995 influent appeared to pass through untreated. Possible explanations were due to large flows of acidic drainage decreasing residence time, decrease in bacterial activity or decline in limestone dissolution. Manganese increased through treatment and source is thought to be the organic material used in the treatment. Iron, aluminum, copper, and zinc were removed from the original material; orange iron precipitate coated the limestone and follow-up bench testing revealed that this can inhibit alkalinity production in the barrels. When limestone was replaced and barrel D flushed of iron precipitate, effluent water quality improved slightly; the majority of metals removed were bound to iron and manganese oxides, or formed sulfides or were bound to organic matter. Metals coprecipitated as iron was removed. | Data not provided | ND is <0.01 mg/l
Ely Mine Site Report of Activities: Experimental Passive Mine Water Treatment System | ELY COPPER MINE | VTD988366571 | N/A | N/A | Treatment barrels A and E | Abandoned | Sulfate-reducing bacteria (SRB) with limestone pre-treatment | Passive | Biochemical reactor (BCR) | Pre-treatment | Ely Brook mine | Y | Entire system | Adequate alkalinity and carbon | Vermont, no constraints noted | Pilot | 5 months (June-October 1995) | Nickel | Ni | mg/L | N | N/A | [9 empty] | ND | 0.02–0.09 | 75.0 - 94.4 | Data not provided | Data not provided | Data not provided | Data not provided | Data not provided | Data not provided | Data not provided | Data not provided | Data not provided | Effluent | 6.24–7.03 | Data not provided | N/A | Data not provided | N/A | Data not provided | N/A | Data not provided | N/A | Data not provided | N/A | Data not provided | N/A | None | N/A | Data not provided | Data not provided | Data not provided | Data not provided | Data not provided | Data not provided | N/A | Goal was to assess the impact of the mine drainage on Ely Brook and propose water treatment options. Effluent WQ generally improved, but data was not consistent enough for a clear trend to develop. | Unit loads removed could not be determined due to inconsistent flows; system was designed for 100ml/min but was not tracked on days other than monitoring days, and during those periods it was inconsistently achieved; fluctuations in effluent water quality are attributed to highly variable influent water quality; maintenance is required to maintain alkaline conditions. | System is limited by limestone's ability to produce alkalinity and needs to be replaced "occasionally". Specific timeframes were not given. | The system needed more frequent maintenance than the 3 days/month it received. More maintenance is required in first months of operations to address debugging and making improvements. This was a very small treatment system, and authors noted that larger systems are less sensitive to infrequent maintenance. | Data not provided | Limestone needs to be replaced occasionally to ensure sufficient alkalinity to generate bacterial sulfate reduction and metal removal. Adding organic carbon was also noted as an option to increase SRB activity; clogging in Barrel D was a problem and was "difficult to remedy" | Inconsistent flow caused issues with the system. Sept 27, 1995 influent appeared to pass through untreated. Possible explanations were due to large flows of acidic drainage decreasing residence time, decrease in bacterial activity or decline in limestone dissolution. Manganese increased through treatment and source is thought to be the organic material used in the treatment. Iron, aluminum, copper, and zinc were removed from the original material; orange iron precipitate coated the limestone and follow-up bench testing revealed that this can inhibit alkalinity production in the barrels. When limestone was replaced and barrel D flushed of iron precipitate, effluent water quality improved slightly; the majority of metals removed were bound to iron and manganese oxides, or formed sulfides or were bound to organic matter. Metals coprecipitated as iron was removed. | Data not provided | ND is <0.01 mg/l
Ely Mine Site Report of Activities: Experimental Passive Mine Water Treatment System | ELY COPPER MINE | VTD988366571 | N/A | N/A | In-stream, upstream/downstream | Abandoned | Sulfate-reducing bacteria (SRB) with limestone pre-treatment | Passive | Biochemical reactor (BCR) | Pre-treatment | Ely Brook mine | Y | In-stream data | Adequate alkalinity and carbon | Vermont, no constraints noted | Pilot | Single event | Phosphorus | P | mg/L | N | N/A | 1.51 | 1.67 | -10.596 | Data not provided | Data not provided | Not Applicable | Data not provided | Data not provided | Not Applicable | Data not provided | Data not provided | Not Applicable | Data not provided | Data not provided | Data not provided | Data not provided | Data not provided | Data not provided | Data not provided | Data not provided | Data not provided | Influent | 7.65 | Data not provided | N/A | Data not provided | N/A | Data not provided | N/A | Data not provided | N/A | Data not provided | N/A | Data not provided | N/A | None | N/A | Data not provided | Data not provided | Data not provided | Data not provided | Data not provided | Data not provided | N/A | Goal was to assess the impact of the mine drainage on Ely Brook and propose water treatment options. Effluent WQ generally improved, but data was not consistent enough for a clear trend to develop. | Unit loads removed could not be determined due to inconsistent flows; system was designed for 100ml/min but was not tracked on days other than monitoring days, and during those periods it was inconsistently achieved; fluctuations in effluent water quality are attributed to highly variable influent water quality; maintenance is required to maintain alkaline conditions. | System is limited by limestone's ability to produce alkalinity and needs to be replaced "occasionally". Specific timeframes were not given. | The system needed more frequent maintenance than the 3 days/month it received. More maintenance is required in first months of operations to address debugging and making improvements. This was a very small treatment system, and authors noted that larger systems are less sensitive to infrequent maintenance. | Data not provided | Limestone needs to be replaced occasionally to ensure sufficient alkalinity to generate bacterial sulfate reduction and metal removal. Adding organic carbon was also noted as an option to increase SRB activity; clogging in Barrel D was a problem and was "difficult to remedy" | Inconsistent flow caused issues with the system. Sept 27, 1995 influent appeared to pass through untreated. Possible explanations were due to large flows of acidic drainage decreasing residence time, decrease in bacterial activity or decline in limestone dissolution. Manganese increased through treatment and source is thought to be the organic material used in the treatment. Iron, aluminum, copper, and zinc were removed from the original material; orange iron precipitate coated the limestone and follow-up bench testing revealed that this can inhibit alkalinity production in the barrels. When limestone was replaced and barrel D flushed of iron precipitate, effluent water quality improved slightly; the majority of metals removed were bound to iron and manganese oxides, or formed sulfides or were bound to organic matter. Metals coprecipitated as iron was removed. | Data not provided
Ely Mine Site Report of Activities: Experimental Passive Mine Water Treatment System | ELY COPPER MINE | VTD988366571 | N/A | N/A | In-stream, upstream/downstream | Abandoned | Sulfate-reducing bacteria (SRB) with limestone pre-treatment | Passive | Biochemical reactor (BCR) | Pre-treatment | Ely Brook mine | Y | In-stream data | Adequate alkalinity and carbon | Vermont, no constraints noted | Pilot | Single event | Lead | Pb | mg/L | N | N/A | <0.10 | <0.10 | Not Applicable | Data not provided | Data not provided | Not Applicable | Data not provided | Data not provided | Not Applicable | Data not provided | Data not provided | Not Applicable | Data not provided | Data not provided | Data not provided | Data not provided | Data not provided | Data not provided | Data not provided | Data not provided | Data not provided | Influent | 7.65 | Data not provided | N/A | Data not provided | N/A | Data not provided | N/A | Data not provided | N/A | Data not provided | N/A | Data not provided | N/A | None | N/A | Data not provided | Data not provided | Data not provided | Data not provided | Data not provided | Data not provided | N/A | Goal was to assess the impact of the mine drainage on Ely Brook and propose water treatment options. Effluent WQ generally improved, but data was not consistent enough for a clear trend to develop. | Unit loads removed could not be determined due to inconsistent flows; system was designed for 100ml/min but was not tracked on days other than monitoring days, and during those periods it was inconsistently achieved; fluctuations in effluent water quality are attributed to highly variable influent water quality; maintenance is required to maintain alkaline conditions. | System is limited by limestone's ability to produce alkalinity and needs to be replaced "occasionally". Specific timeframes were not given. | The system needed more frequent maintenance than the 3 days/month it received. More maintenance is required in first months of operations to address debugging and making improvements. This was a very small treatment system, and authors noted that larger systems are less sensitive to infrequent maintenance. | Data not provided | Limestone needs to be replaced occasionally to ensure sufficient alkalinity to generate bacterial sulfate reduction and metal removal. Adding organic carbon was also noted as an option to increase SRB activity; clogging in Barrel D was a problem and was "difficult to remedy" | Inconsistent flow caused issues with the system. Sept 27, 1995 influent appeared to pass through untreated. Possible explanations were due to large flows of acidic drainage decreasing residence time, decrease in bacterial activity or decline in limestone dissolution. Manganese increased through treatment and source is thought to be the organic material used in the treatment. Iron, aluminum, copper, and zinc were removed from the original material; orange iron precipitate coated the limestone and follow-up bench testing revealed that this can inhibit alkalinity production in the barrels. When limestone was replaced and barrel D flushed of iron precipitate, effluent water quality improved slightly; the majority of metals removed were bound to iron and manganese oxides, or formed sulfides or were bound to organic matter. Metals coprecipitated as iron was removed. | Data not provided
Ely Mine Site Report of Activities: Experimental Passive Mine Water Treatment System | ELY COPPER MINE | VTD988366571 | N/A | N/A | Treatment barrels A and E | Abandoned | Sulfate-reducing bacteria (SRB) with limestone pre-treatment | Passive | Biochemical reactor (BCR) | Pre-treatment | Ely Brook mine | Y | Entire system | Adequate alkalinity and carbon | Vermont, no constraints noted | Pilot | 5 months (June-October 1995) | Lead | Pb | mg/L | N | N/A | ND | ND | Not Applicable | [9 empty] | Data not provided | Data not provided | Data not provided | Data not provided | Data not provided | Data not provided | Data not provided | Data not provided | Data not provided | Influent | 2.36–3.5 | Data not provided | N/A | Data not provided | N/A | Data not provided | N/A | Data not provided | N/A | Data not provided | N/A | Data not provided | N/A | None | N/A | Data not provided | Data not provided | Data not provided | Data not provided | Data not provided | Data not provided | N/A | Goal was to assess the impact of the mine drainage on Ely Brook and propose water treatment options. Effluent WQ generally improved, but data was not consistent enough for a clear trend to develop. | Unit loads removed could not be determined due to inconsistent flows; system was designed for 100ml/min but was not tracked on days other than monitoring days, and during those periods it was inconsistently achieved; fluctuations in effluent water quality are attributed to highly variable influent water quality; maintenance is required to maintain alkaline conditions. | System is limited by limestone's ability to produce alkalinity and needs to be replaced "occasionally". Specific timeframes were not given. | The system needed more frequent maintenance than the 3 days/month it received. More maintenance is required in first months of operations to address debugging and making improvements. This was a very small treatment system, and authors noted that larger systems are less sensitive to infrequent maintenance. | Data not provided | Limestone needs to be replaced occasionally to ensure sufficient alkalinity to generate bacterial sulfate reduction and metal removal. Adding organic carbon was also noted as an option to increase SRB activity; clogging in Barrel D was a problem and was "difficult to remedy" | Inconsistent flow caused issues with the system. Sept 27, 1995 influent appeared to pass through untreated. Possible explanations were due to large flows of acidic drainage decreasing residence time, decrease in bacterial activity or decline in limestone dissolution. Manganese increased through treatment and source is thought to be the organic material used in the treatment. Iron, aluminum, copper, and zinc were removed from the original material; orange iron precipitate coated the limestone and follow-up bench testing revealed that this can inhibit alkalinity production in the barrels. When limestone was replaced and barrel D flushed of iron precipitate, effluent water quality improved slightly; the majority of metals removed were bound to iron and manganese oxides, or formed sulfides or were bound to organic matter. Metals coprecipitated as iron was removed. | Data not provided | ND ranges <0.1-<0.2
Ely Mine Site Report of Activities: Experimental Passive Mine Water Treatment System | ELY COPPER MINE | VTD988366571 | N/A | N/A | Treatment barrels A and E | Abandoned | Sulfate-reducing bacteria (SRB) with limestone pre-treatment | Passive | Biochemical reactor (BCR) | Pre-treatment | Ely Brook mine | Y | Entire system | Adequate alkalinity and carbon | Vermont, no constraints noted | Pilot | 5 months (June-October 1995) | Lead | Pb | mg/L | N | N/A |  |  |  | ND | ND | Not Applicable | [6 empty] | Data not provided | Data not provided | Data not provided | Data not provided | Data not provided | Data not provided | Data not provided | Data not provided | Data not provided | Influent | 2.36–3.5 | Data not provided | N/A | Data not provided | N/A | Data not provided | N/A | Data not provided | N/A | Data not provided | N/A | Data not provided | N/A | None | N/A | Data not provided | Data not provided | Data not provided | Data not provided | Data not provided | Data not provided | N/A | Goal was to assess the impact of the mine drainage on Ely Brook and propose water treatment options. Effluent WQ generally improved, but data was not consistent enough for a clear trend to develop. | Unit loads removed could not be determined due to inconsistent flows; system was designed for 100ml/min but was not tracked on days other than monitoring days, and during those periods it was inconsistently achieved; fluctuations in effluent water quality are attributed to highly variable influent water quality; maintenance is required to maintain alkaline conditions. | System is limited by limestone's ability to produce alkalinity and needs to be replaced "occasionally". Specific timeframes were not given. | The system needed more frequent maintenance than the 3 days/month it received. More maintenance is required in first months of operations to address debugging and making improvements. This was a very small treatment system, and authors noted that larger systems are less sensitive to infrequent maintenance. | Data not provided | Limestone needs to be replaced occasionally to ensure sufficient alkalinity to generate bacterial sulfate reduction and metal removal. Adding organic carbon was also noted as an option to increase SRB activity; clogging in Barrel D was a problem and was "difficult to remedy" | Inconsistent flow caused issues with the system. Sept 27, 1995 influent appeared to pass through untreated. Possible explanations were due to large flows of acidic drainage decreasing residence time, decrease in bacterial activity or decline in limestone dissolution. Manganese increased through treatment and source is thought to be the organic material used in the treatment. Iron, aluminum, copper, and zinc were removed from the original material; orange iron precipitate coated the limestone and follow-up bench testing revealed that this can inhibit alkalinity production in the barrels. When limestone was replaced and barrel D flushed of iron precipitate, effluent water quality improved slightly; the majority of metals removed were bound to iron and manganese oxides, or formed sulfides or were bound to organic matter. Metals coprecipitated as iron was removed. | Data not provided | ND ranges <0.1-<0.2
Ely Mine Site Report of Activities: Experimental Passive Mine Water Treatment System | ELY COPPER MINE | VTD988366571 | N/A | N/A | Treatment barrels A and E | Abandoned | Sulfate-reducing bacteria (SRB) with limestone pre-treatment | Passive | Biochemical reactor (BCR) | Pre-treatment | Ely Brook mine | Y | Entire system | Adequate alkalinity and carbon | Vermont, no constraints noted | Pilot | 5 months (June-October 1995) | Lead | Pb | mg/L | N | N/A | [6 empty] | ND | ND | Not Applicable |  |  |  | Data not provided | Data not provided | Data not provided | Data not provided | Data not provided | Data not provided | Data not provided | Data not provided | Data not provided | Effluent | 2.94–7.03 | Data not provided | N/A | Data not provided | N/A | Data not provided | N/A | Data not provided | N/A | Data not provided | N/A | Data not provided | N/A | None | N/A | Data not provided | Data not provided | Data not provided | Data not provided | Data not provided | Data not provided | N/A | Goal was to assess the impact of the mine drainage on Ely Brook and propose water treatment options. Effluent WQ generally improved, but data was not consistent enough for a clear trend to develop. | Unit loads removed could not be determined due to inconsistent flows; system was designed for 100ml/min but was not tracked on days other than monitoring days, and during those periods it was inconsistently achieved; fluctuations in effluent water quality are attributed to highly variable influent water quality; maintenance is required to maintain alkaline conditions. | System is limited by limestone's ability to produce alkalinity and needs to be replaced "occasionally". Specific timeframes were not given. | The system needed more frequent maintenance than the 3 days/month it received. More maintenance is required in first months of operations to address debugging and making improvements. This was a very small treatment system, and authors noted that larger systems are less sensitive to infrequent maintenance. | Data not provided | Limestone needs to be replaced occasionally to ensure sufficient alkalinity to generate bacterial sulfate reduction and metal removal. Adding organic carbon was also noted as an option to increase SRB activity; clogging in Barrel D was a problem and was "difficult to remedy" | Inconsistent flow caused issues with the system. Sept 27, 1995 influent appeared to pass through untreated. Possible explanations were due to large flows of acidic drainage decreasing residence time, decrease in bacterial activity or decline in limestone dissolution. Manganese increased through treatment and source is thought to be the organic material used in the treatment. Iron, aluminum, copper, and zinc were removed from the original material; orange iron precipitate coated the limestone and follow-up bench testing revealed that this can inhibit alkalinity production in the barrels. When limestone was replaced and barrel D flushed of iron precipitate, effluent water quality improved slightly; the majority of metals removed were bound to iron and manganese oxides, or formed sulfides or were bound to organic matter. Metals coprecipitated as iron was removed. | Data not provided | ND ranges <0.1-<0.2
Ely Mine Site Report of Activities: Experimental Passive Mine Water Treatment System | ELY COPPER MINE | VTD988366571 | N/A | N/A | Treatment barrels A and E | Abandoned | Sulfate-reducing bacteria (SRB) with limestone pre-treatment | Passive | Biochemical reactor (BCR) | Pre-treatment | Ely Brook mine | Y | Entire system | Adequate alkalinity and carbon | Vermont, no constraints noted | Pilot | 5 months (June-October 1995) | Lead | Pb | mg/L | N | N/A | [9 empty] | ND | ND | Not Applicable | Data not provided | Data not provided | Data not provided | Data not provided | Data not provided | Data not provided | Data not provided | Data not provided | Data not provided | Effluent | 2.94–7.03 | Data not provided | N/A | Data not provided | N/A | Data not provided | N/A | Data not provided | N/A | Data not provided | N/A | Data not provided | N/A | None | N/A | Data not provided | Data not provided | Data not provided | Data not provided | Data not provided | Data not provided | N/A | Goal was to assess the impact of the mine drainage on Ely Brook and propose water treatment options. Effluent WQ generally improved, but data was not consistent enough for a clear trend to develop. | Unit loads removed could not be determined due to inconsistent flows; system was designed for 100ml/min but was not tracked on days other than monitoring days, and during those periods it was inconsistently achieved; fluctuations in effluent water quality are attributed to highly variable influent water quality; maintenance is required to maintain alkaline conditions. | System is limited by limestone's ability to produce alkalinity and needs to be replaced "occasionally". Specific timeframes were not given. | The system needed more frequent maintenance than the 3 days/month it received. More maintenance is required in first months of operations to address debugging and making improvements. This was a very small treatment system, and authors noted that larger systems are less sensitive to infrequent maintenance. | Data not provided | Limestone needs to be replaced occasionally to ensure sufficient alkalinity to generate bacterial sulfate reduction and metal removal. Adding organic carbon was also noted as an option to increase SRB activity; clogging in Barrel D was a problem and was "difficult to remedy" | Inconsistent flow caused issues with the system. Sept 27, 1995 influent appeared to pass through untreated. Possible explanations were due to large flows of acidic drainage decreasing residence time, decrease in bacterial activity or decline in limestone dissolution. Manganese increased through treatment and source is thought to be the organic material used in the treatment. Iron, aluminum, copper, and zinc were removed from the original material; orange iron precipitate coated the limestone and follow-up bench testing revealed that this can inhibit alkalinity production in the barrels. When limestone was replaced and barrel D flushed of iron precipitate, effluent water quality improved slightly; the majority of metals removed were bound to iron and manganese oxides, or formed sulfides or were bound to organic matter. Metals coprecipitated as iron was removed. | Data not provided | ND ranges <0.1-<0.2
Ely Mine Site Report of Activities: Experimental Passive Mine Water Treatment System | ELY COPPER MINE | VTD988366571 | N/A | N/A | In-stream, upstream/downstream | Abandoned | Sulfate-reducing bacteria (SRB) with limestone pre-treatment | Passive | Biochemical reactor (BCR) | Pre-treatment | Ely Brook mine | Y | In-stream data | Adequate alkalinity and carbon | Vermont, no constraints noted | Pilot | Single event | Sulfate | Sulfate (SO42-) | mg/L | N | N/A | 11.11 | 8.26 | 25.6526 | Data not provided | Data not provided | Not Applicable | Data not provided | Data not provided | Not Applicable | Data not provided | Data not provided | Not Applicable | Data not provided | Data not provided | Data not provided | Data not provided | Data not provided | Data not provided | Data not provided | Data not provided | Data not provided | Influent | 7.65 | Data not provided | N/A | Data not provided | N/A | Data not provided | N/A | Data not provided | N/A | Data not provided | N/A | Data not provided | N/A | None | N/A | Data not provided | Data not provided | Data not provided | Data not provided | Data not provided | Data not provided | N/A | Goal was to assess the impact of the mine drainage on Ely Brook and propose water treatment options. Effluent WQ generally improved, but data was not consistent enough for a clear trend to develop. | Unit loads removed could not be determined due to inconsistent flows; system was designed for 100ml/min but was not tracked on days other than monitoring days, and during those periods it was inconsistently achieved; fluctuations in effluent water quality are attributed to highly variable influent water quality; maintenance is required to maintain alkaline conditions. | System is limited by limestone's ability to produce alkalinity and needs to be replaced "occasionally". Specific timeframes were not given. | The system needed more frequent maintenance than the 3 days/month it received. More maintenance is required in first months of operations to address debugging and making improvements. This was a very small treatment system, and authors noted that larger systems are less sensitive to infrequent maintenance. | Data not provided | Limestone needs to be replaced occasionally to ensure sufficient alkalinity to generate bacterial sulfate reduction and metal removal. Adding organic carbon was also noted as an option to increase SRB activity; clogging in Barrel D was a problem and was "difficult to remedy" | Inconsistent flow caused issues with the system. Sept 27, 1995 influent appeared to pass through untreated. Possible explanations were due to large flows of acidic drainage decreasing residence time, decrease in bacterial activity or decline in limestone dissolution. Manganese increased through treatment and source is thought to be the organic material used in the treatment. Iron, aluminum, copper, and zinc were removed from the original material; orange iron precipitate coated the limestone and follow-up bench testing revealed that this can inhibit alkalinity production in the barrels. When limestone was replaced and barrel D flushed of iron precipitate, effluent water quality improved slightly; the majority of metals removed were bound to iron and manganese oxides, or formed sulfides or were bound to organic matter. Metals coprecipitated as iron was removed. | Data not provided
Ely Mine Site Report of Activities: Experimental Passive Mine Water Treatment System | ELY COPPER MINE | VTD988366571 | N/A | N/A | Treatment barrels A and E | Abandoned | Sulfate-reducing bacteria (SRB) with limestone pre-treatment | Passive | Biochemical reactor (BCR) | Pre-treatment | Ely Brook mine | Y | Entire system | Adequate alkalinity and carbon | Vermont, no constraints noted | Pilot | 5 months (June-October 1995) | Sulfate | Sulfate (SO42-) | mg/L | N | N/A | 839.29 | 623.82 | 25.6729 | [9 empty] | Data not provided | Data not provided | Data not provided | Data not provided | Data not provided | Data not provided | Data not provided | Data not provided | Data not provided | Influent | 2.58 | Data not provided | N/A | Data not provided | N/A | Data not provided | N/A | Data not provided | N/A | Data not provided | N/A | Data not provided | N/A | None | N/A | Data not provided | Data not provided | Data not provided | Data not provided | Data not provided | Data not provided | N/A | Goal was to assess the impact of the mine drainage on Ely Brook and propose water treatment options. Effluent WQ generally improved, but data was not consistent enough for a clear trend to develop. | Unit loads removed could not be determined due to inconsistent flows; system was designed for 100ml/min but was not tracked on days other than monitoring days, and during those periods it was inconsistently achieved; fluctuations in effluent water quality are attributed to highly variable influent water quality; maintenance is required to maintain alkaline conditions. | System is limited by limestone's ability to produce alkalinity and needs to be replaced "occasionally". Specific timeframes were not given. | The system needed more frequent maintenance than the 3 days/month it received. More maintenance is required in first months of operations to address debugging and making improvements. This was a very small treatment system, and authors noted that larger systems are less sensitive to infrequent maintenance. | Data not provided | Limestone needs to be replaced occasionally to ensure sufficient alkalinity to generate bacterial sulfate reduction and metal removal. Adding organic carbon was also noted as an option to increase SRB activity; clogging in Barrel D was a problem and was "difficult to remedy" | Inconsistent flow caused issues with the system. Sept 27, 1995 influent appeared to pass through untreated. Possible explanations were due to large flows of acidic drainage decreasing residence time, decrease in bacterial activity or decline in limestone dissolution. Manganese increased through treatment and source is thought to be the organic material used in the treatment. Iron, aluminum, copper, and zinc were removed from the original material; orange iron precipitate coated the limestone and follow-up bench testing revealed that this can inhibit alkalinity production in the barrels. When limestone was replaced and barrel D flushed of iron precipitate, effluent water quality improved slightly; the majority of metals removed were bound to iron and manganese oxides, or formed sulfides or were bound to organic matter. Metals coprecipitated as iron was removed. | Data not provided
Ely Mine Site Report of Activities: Experimental Passive Mine Water Treatment System | ELY COPPER MINE | VTD988366571 | N/A | N/A | Treatment barrels A and E | Abandoned | Sulfate-reducing bacteria (SRB) with limestone pre-treatment | Passive | Biochemical reactor (BCR) | Pre-treatment | Ely Brook mine | Y | Entire system | Adequate alkalinity and carbon | Vermont, no constraints noted | Pilot | 5 months (June-October 1995) | Sulfate | Sulfate (SO42-) | mg/L | N | N/A |  |  |  | 165.29 | 119.7 | 27.5818 | [6 empty] | Data not provided | Data not provided | Data not provided | Data not provided | Data not provided | Data not provided | Data not provided | Data not provided | Data not provided | Influent | 3.5 | Data not provided | N/A | Data not provided | N/A | Data not provided | N/A | Data not provided | N/A | Data not provided | N/A | Data not provided | N/A | None | N/A | Data not provided | Data not provided | Data not provided | Data not provided | Data not provided | Data not provided | N/A | Goal was to assess the impact of the mine drainage on Ely Brook and propose water treatment options. Effluent WQ generally improved, but data was not consistent enough for a clear trend to develop. | Unit loads removed could not be determined due to inconsistent flows; system was designed for 100ml/min but was not tracked on days other than monitoring days, and during those periods it was inconsistently achieved; fluctuations in effluent water quality are attributed to highly variable influent water quality; maintenance is required to maintain alkaline conditions. | System is limited by limestone's ability to produce alkalinity and needs to be replaced "occasionally". Specific timeframes were not given. | The system needed more frequent maintenance than the 3 days/month it received. More maintenance is required in first months of operations to address debugging and making improvements. This was a very small treatment system, and authors noted that larger systems are less sensitive to infrequent maintenance. | Data not provided | Limestone needs to be replaced occasionally to ensure sufficient alkalinity to generate bacterial sulfate reduction and metal removal. Adding organic carbon was also noted as an option to increase SRB activity; clogging in Barrel D was a problem and was "difficult to remedy" | Inconsistent flow caused issues with the system. Sept 27, 1995 influent appeared to pass through untreated. Possible explanations were due to large flows of acidic drainage decreasing residence time, decrease in bacterial activity or decline in limestone dissolution. Manganese increased through treatment and source is thought to be the organic material used in the treatment. Iron, aluminum, copper, and zinc were removed from the original material; orange iron precipitate coated the limestone and follow-up bench testing revealed that this can inhibit alkalinity production in the barrels. When limestone was replaced and barrel D flushed of iron precipitate, effluent water quality improved slightly; the majority of metals removed were bound to iron and manganese oxides, or formed sulfides or were bound to organic matter. Metals coprecipitated as iron was removed. | Data not provided
Ely Mine Site Report of Activities: Experimental Passive Mine Water Treatment System | ELY COPPER MINE | VTD988366571 | N/A | N/A | Treatment barrels A and E | Abandoned | Sulfate-reducing bacteria (SRB) with limestone pre-treatment | Passive | Biochemical reactor (BCR) | Pre-treatment | Ely Brook mine | Y | Entire system | Adequate alkalinity and carbon | Vermont, no constraints noted | Pilot | 5 months (June-October 1995) | Sulfate | Sulfate (SO42-) | mg/L | N | N/A | [6 empty] | 683.05 | 696.74 | 1.9649 |  |  |  | Data not provided | Data not provided | Data not provided | Data not provided | Data not provided | Data not provided | Data not provided | Data not provided | Data not provided | Effluent | 3.42 | Data not provided | N/A | Data not provided | N/A | Data not provided | N/A | Data not provided | N/A | Data not provided | N/A | Data not provided | N/A | None | N/A | Data not provided | Data not provided | Data not provided | Data not provided | Data not provided | Data not provided | N/A | Goal was to assess the impact of the mine drainage on Ely Brook and propose water treatment options. Effluent WQ generally improved, but data was not consistent enough for a clear trend to develop. | Unit loads removed could not be determined due to inconsistent flows; system was designed for 100ml/min but was not tracked on days other than monitoring days, and during those periods it was inconsistently achieved; fluctuations in effluent water quality are attributed to highly variable influent water quality; maintenance is required to maintain alkaline conditions. | System is limited by limestone's ability to produce alkalinity and needs to be replaced "occasionally". Specific timeframes were not given. | The system needed more frequent maintenance than the 3 days/month it received. More maintenance is required in first months of operations to address debugging and making improvements. This was a very small treatment system, and authors noted that larger systems are less sensitive to infrequent maintenance. | Data not provided | Limestone needs to be replaced occasionally to ensure sufficient alkalinity to generate bacterial sulfate reduction and metal removal. Adding organic carbon was also noted as an option to increase SRB activity; clogging in Barrel D was a problem and was "difficult to remedy" | Inconsistent flow caused issues with the system. Sept 27, 1995 influent appeared to pass through untreated. Possible explanations were due to large flows of acidic drainage decreasing residence time, decrease in bacterial activity or decline in limestone dissolution. Manganese increased through treatment and source is thought to be the organic material used in the treatment. Iron, aluminum, copper, and zinc were removed from the original material; orange iron precipitate coated the limestone and follow-up bench testing revealed that this can inhibit alkalinity production in the barrels. When limestone was replaced and barrel D flushed of iron precipitate, effluent water quality improved slightly; the majority of metals removed were bound to iron and manganese oxides, or formed sulfides or were bound to organic matter. Metals coprecipitated as iron was removed. | Data not provided
Ely Mine Site Report of Activities: Experimental Passive Mine Water Treatment System | ELY COPPER MINE | VTD988366571 | N/A | N/A | Treatment barrels A and E | Abandoned | Sulfate-reducing bacteria (SRB) with limestone pre-treatment | Passive | Biochemical reactor (BCR) | Pre-treatment | Ely Brook mine | Y | Entire system | Adequate alkalinity and carbon | Vermont, no constraints noted | Pilot | 5 months (June-October 1995) | Sulfate | Sulfate (SO42-) | mg/L | N | N/A | [9 empty] | 95.58 | 328.64 | 70.9165 | Data not provided | Data not provided | Data not provided | Data not provided | Data not provided | Data not provided | Data not provided | Data not provided | Data not provided | Effluent | 6.9 | Data not provided | N/A | Data not provided | N/A | Data not provided | N/A | Data not provided | N/A | Data not provided | N/A | Data not provided | N/A | None | N/A | Data not provided | Data not provided | Data not provided | Data not provided | Data not provided | Data not provided | N/A | Goal was to assess the impact of the mine drainage on Ely Brook and propose water treatment options. Effluent WQ generally improved, but data was not consistent enough for a clear trend to develop. | Unit loads removed could not be determined due to inconsistent flows; system was designed for 100ml/min but was not tracked on days other than monitoring days, and during those periods it was inconsistently achieved; fluctuations in effluent water quality are attributed to highly variable influent water quality; maintenance is required to maintain alkaline conditions. | System is limited by limestone's ability to produce alkalinity and needs to be replaced "occasionally". Specific timeframes were not given. | The system needed more frequent maintenance than the 3 days/month it received. More maintenance is required in first months of operations to address debugging and making improvements. This was a very small treatment system, and authors noted that larger systems are less sensitive to infrequent maintenance. | Data not provided | Limestone needs to be replaced occasionally to ensure sufficient alkalinity to generate bacterial sulfate reduction and metal removal. Adding organic carbon was also noted as an option to increase SRB activity; clogging in Barrel D was a problem and was "difficult to remedy" | Inconsistent flow caused issues with the system. Sept 27, 1995 influent appeared to pass through untreated. Possible explanations were due to large flows of acidic drainage decreasing residence time, decrease in bacterial activity or decline in limestone dissolution. Manganese increased through treatment and source is thought to be the organic material used in the treatment. Iron, aluminum, copper, and zinc were removed from the original material; orange iron precipitate coated the limestone and follow-up bench testing revealed that this can inhibit alkalinity production in the barrels. When limestone was replaced and barrel D flushed of iron precipitate, effluent water quality improved slightly; the majority of metals removed were bound to iron and manganese oxides, or formed sulfides or were bound to organic matter. Metals coprecipitated as iron was removed. | Data not provided
Ely Mine Site Report of Activities: Experimental Passive Mine Water Treatment System | ELY COPPER MINE | VTD988366571 | N/A | N/A | In-stream, upstream/downstream | Abandoned | Sulfate-reducing bacteria (SRB) with limestone pre-treatment | Passive | Biochemical reactor (BCR) | Pre-treatment | Ely Brook mine | Y | In-stream data | Adequate alkalinity and carbon | Vermont, no constraints noted | Pilot | Single event | Antimony | Sb | mg/L | N | N/A | <0.10 | <0.10 | Not Applicable | Data not provided | Data not provided | Not Applicable | Data not provided | Data not provided | Not Applicable | Data not provided | Data not provided | Not Applicable | Data not provided | Data not provided | Data not provided | Data not provided | Data not provided | Data not provided | Data not provided | Data not provided | Data not provided | Influent | 7.65 | Data not provided | N/A | Data not provided | N/A | Data not provided | N/A | Data not provided | N/A | Data not provided | N/A | Data not provided | N/A | None | N/A | Data not provided | Data not provided | Data not provided | Data not provided | Data not provided | Data not provided | N/A | Goal was to assess the impact of the mine drainage on Ely Brook and propose water treatment options. Effluent WQ generally improved, but data was not consistent enough for a clear trend to develop. | Unit loads removed could not be determined due to inconsistent flows; system was designed for 100ml/min but was not tracked on days other than monitoring days, and during those periods it was inconsistently achieved; fluctuations in effluent water quality are attributed to highly variable influent water quality; maintenance is required to maintain alkaline conditions. | System is limited by limestone's ability to produce alkalinity and needs to be replaced "occasionally". Specific timeframes were not given. | The system needed more frequent maintenance than the 3 days/month it received. More maintenance is required in first months of operations to address debugging and making improvements. This was a very small treatment system, and authors noted that larger systems are less sensitive to infrequent maintenance. | Data not provided | Limestone needs to be replaced occasionally to ensure sufficient alkalinity to generate bacterial sulfate reduction and metal removal. Adding organic carbon was also noted as an option to increase SRB activity; clogging in Barrel D was a problem and was "difficult to remedy" | Inconsistent flow caused issues with the system. Sept 27, 1995 influent appeared to pass through untreated. Possible explanations were due to large flows of acidic drainage decreasing residence time, decrease in bacterial activity or decline in limestone dissolution. Manganese increased through treatment and source is thought to be the organic material used in the treatment. Iron, aluminum, copper, and zinc were removed from the original material; orange iron precipitate coated the limestone and follow-up bench testing revealed that this can inhibit alkalinity production in the barrels. When limestone was replaced and barrel D flushed of iron precipitate, effluent water quality improved slightly; the majority of metals removed were bound to iron and manganese oxides, or formed sulfides or were bound to organic matter. Metals coprecipitated as iron was removed. | Data not provided
Ely Mine Site Report of Activities: Experimental Passive Mine Water Treatment System | ELY COPPER MINE | VTD988366571 | N/A | N/A | Treatment barrels A and E | Abandoned | Sulfate-reducing bacteria (SRB) with limestone pre-treatment | Passive | Biochemical reactor (BCR) | Pre-treatment | Ely Brook mine | Y | Entire system | Adequate alkalinity and carbon | Vermont, no constraints noted | Pilot | 5 months (June-October 1995) | Antimony | Sb | mg/L | N | N/A | ND | ND | Not Applicable | [9 empty] | Data not provided | Data not provided | Data not provided | Data not provided | Data not provided | Data not provided | Data not provided | Data not provided | Data not provided | Influent | 2.36–3.5 | Data not provided | N/A | Data not provided | N/A | Data not provided | N/A | Data not provided | N/A | Data not provided | N/A | Data not provided | N/A | None | N/A | Data not provided | Data not provided | Data not provided | Data not provided | Data not provided | Data not provided | N/A | Goal was to assess the impact of the mine drainage on Ely Brook and propose water treatment options. Effluent WQ generally improved, but data was not consistent enough for a clear trend to develop. | Unit loads removed could not be determined due to inconsistent flows; system was designed for 100ml/min but was not tracked on days other than monitoring days, and during those periods it was inconsistently achieved; fluctuations in effluent water quality are attributed to highly variable influent water quality; maintenance is required to maintain alkaline conditions. | System is limited by limestone's ability to produce alkalinity and needs to be replaced "occasionally". Specific timeframes were not given. | The system needed more frequent maintenance than the 3 days/month it received. More maintenance is required in first months of operations to address debugging and making improvements. This was a very small treatment system, and authors noted that larger systems are less sensitive to infrequent maintenance. | Data not provided | Limestone needs to be replaced occasionally to ensure sufficient alkalinity to generate bacterial sulfate reduction and metal removal. Adding organic carbon was also noted as an option to increase SRB activity; clogging in Barrel D was a problem and was "difficult to remedy" | Inconsistent flow caused issues with the system. Sept 27, 1995 influent appeared to pass through untreated. Possible explanations were due to large flows of acidic drainage decreasing residence time, decrease in bacterial activity or decline in limestone dissolution. Manganese increased through treatment and source is thought to be the organic material used in the treatment. Iron, aluminum, copper, and zinc were removed from the original material; orange iron precipitate coated the limestone and follow-up bench testing revealed that this can inhibit alkalinity production in the barrels. When limestone was replaced and barrel D flushed of iron precipitate, effluent water quality improved slightly; the majority of metals removed were bound to iron and manganese oxides, or formed sulfides or were bound to organic matter. Metals coprecipitated as iron was removed. | Data not provided | ND ranges <0.1-<0.2
Ely Mine Site Report of Activities: Experimental Passive Mine Water Treatment System | ELY COPPER MINE | VTD988366571 | N/A | N/A | Treatment barrels A and E | Abandoned | Sulfate-reducing bacteria (SRB) with limestone pre-treatment | Passive | Biochemical reactor (BCR) | Pre-treatment | Ely Brook mine | Y | Entire system | Adequate alkalinity and carbon | Vermont, no constraints noted | Pilot | 5 months (June-October 1995) | Antimony | Sb | mg/L | N | N/A |  |  |  | ND | ND | Not Applicable | [6 empty] | Data not provided | Data not provided | Data not provided | Data not provided | Data not provided | Data not provided | Data not provided | Data not provided | Data not provided | Influent | 2.36–3.5 | Data not provided | N/A | Data not provided | N/A | Data not provided | N/A | Data not provided | N/A | Data not provided | N/A | Data not provided | N/A | None | N/A | Data not provided | Data not provided | Data not provided | Data not provided | Data not provided | Data not provided | N/A | Goal was to assess the impact of the mine drainage on Ely Brook and propose water treatment options. Effluent WQ generally improved, but data was not consistent enough for a clear trend to develop. | Unit loads removed could not be determined due to inconsistent flows; system was designed for 100ml/min but was not tracked on days other than monitoring days, and during those periods it was inconsistently achieved; fluctuations in effluent water quality are attributed to highly variable influent water quality; maintenance is required to maintain alkaline conditions. | System is limited by limestone's ability to produce alkalinity and needs to be replaced "occasionally". Specific timeframes were not given. | The system needed more frequent maintenance than the 3 days/month it received. More maintenance is required in first months of operations to address debugging and making improvements. This was a very small treatment system, and authors noted that larger systems are less sensitive to infrequent maintenance. | Data not provided | Limestone needs to be replaced occasionally to ensure sufficient alkalinity to generate bacterial sulfate reduction and metal removal. Adding organic carbon was also noted as an option to increase SRB activity; clogging in Barrel D was a problem and was "difficult to remedy" | Inconsistent flow caused issues with the system. Sept 27, 1995 influent appeared to pass through untreated. Possible explanations were due to large flows of acidic drainage decreasing residence time, decrease in bacterial activity or decline in limestone dissolution. Manganese increased through treatment and source is thought to be the organic material used in the treatment. Iron, aluminum, copper, and zinc were removed from the original material; orange iron precipitate coated the limestone and follow-up bench testing revealed that this can inhibit alkalinity production in the barrels. When limestone was replaced and barrel D flushed of iron precipitate, effluent water quality improved slightly; the majority of metals removed were bound to iron and manganese oxides, or formed sulfides or were bound to organic matter. Metals coprecipitated as iron was removed. | Data not provided | ND ranges <0.1-<0.2
Ely Mine Site Report of Activities: Experimental Passive Mine Water Treatment System | ELY COPPER MINE | VTD988366571 | N/A | N/A | Treatment barrels A and E | Abandoned | Sulfate-reducing bacteria (SRB) with limestone pre-treatment | Passive | Biochemical reactor (BCR) | Pre-treatment | Ely Brook mine | Y | Entire system | Adequate alkalinity and carbon | Vermont, no constraints noted | Pilot | 5 months (June-October 1995) | Antimony | Sb | mg/L | N | N/A | [6 empty] | ND | ND | Not Applicable |  |  |  | Data not provided | Data not provided | Data not provided | Data not provided | Data not provided | Data not provided | Data not provided | Data not provided | Data not provided | Effluent | 2.94–7.03 | Data not provided | N/A | Data not provided | N/A | Data not provided | N/A | Data not provided | N/A | Data not provided | N/A | Data not provided | N/A | None | N/A | Data not provided | Data not provided | Data not provided | Data not provided | Data not provided | Data not provided | N/A | Goal was to assess the impact of the mine drainage on Ely Brook and propose water treatment options. Effluent WQ generally improved, but data was not consistent enough for a clear trend to develop. | Unit loads removed could not be determined due to inconsistent flows; system was designed for 100ml/min but was not tracked on days other than monitoring days, and during those periods it was inconsistently achieved; fluctuations in effluent water quality are attributed to highly variable influent water quality; maintenance is required to maintain alkaline conditions. | System is limited by limestone's ability to produce alkalinity and needs to be replaced "occasionally". Specific timeframes were not given. | The system needed more frequent maintenance than the 3 days/month it received. More maintenance is required in first months of operations to address debugging and making improvements. This was a very small treatment system, and authors noted that larger systems are less sensitive to infrequent maintenance. | Data not provided | Limestone needs to be replaced occasionally to ensure sufficient alkalinity to generate bacterial sulfate reduction and metal removal. Adding organic carbon was also noted as an option to increase SRB activity; clogging in Barrel D was a problem and was "difficult to remedy" | Inconsistent flow caused issues with the system. Sept 27, 1995 influent appeared to pass through untreated. Possible explanations were due to large flows of acidic drainage decreasing residence time, decrease in bacterial activity or decline in limestone dissolution. Manganese increased through treatment and source is thought to be the organic material used in the treatment. Iron, aluminum, copper, and zinc were removed from the original material; orange iron precipitate coated the limestone and follow-up bench testing revealed that this can inhibit alkalinity production in the barrels. When limestone was replaced and barrel D flushed of iron precipitate, effluent water quality improved slightly; the majority of metals removed were bound to iron and manganese oxides, or formed sulfides or were bound to organic matter. Metals coprecipitated as iron was removed. | Data not provided | ND ranges <0.1-<0.2
Ely Mine Site Report of Activities: Experimental Passive Mine Water Treatment System | ELY COPPER MINE | VTD988366571 | N/A | N/A | Treatment barrels A and E | Abandoned | Sulfate-reducing bacteria (SRB) with limestone pre-treatment | Passive | Biochemical reactor (BCR) | Pre-treatment | Ely Brook mine | Y | Entire system | Adequate alkalinity and carbon | Vermont, no constraints noted | Pilot | 5 months (June-October 1995) | Antimony | Sb | mg/L | N | N/A | [9 empty] | ND | ND | Not Applicable | Data not provided | Data not provided | Data not provided | Data not provided | Data not provided | Data not provided | Data not provided | Data not provided | Data not provided | Effluent | 2.94–7.03 | Data not provided | N/A | Data not provided | N/A | Data not provided | N/A | Data not provided | N/A | Data not provided | N/A | Data not provided | N/A | None | N/A | Data not provided | Data not provided | Data not provided | Data not provided | Data not provided | Data not provided | N/A | Goal was to assess the impact of the mine drainage on Ely Brook and propose water treatment options. Effluent WQ generally improved, but data was not consistent enough for a clear trend to develop. | Unit loads removed could not be determined due to inconsistent flows; system was designed for 100ml/min but was not tracked on days other than monitoring days, and during those periods it was inconsistently achieved; fluctuations in effluent water quality are attributed to highly variable influent water quality; maintenance is required to maintain alkaline conditions. | System is limited by limestone's ability to produce alkalinity and needs to be replaced "occasionally". Specific timeframes were not given. | The system needed more frequent maintenance than the 3 days/month it received. More maintenance is required in first months of operations to address debugging and making improvements. This was a very small treatment system, and authors noted that larger systems are less sensitive to infrequent maintenance. | Data not provided | Limestone needs to be replaced occasionally to ensure sufficient alkalinity to generate bacterial sulfate reduction and metal removal. Adding organic carbon was also noted as an option to increase SRB activity; clogging in Barrel D was a problem and was "difficult to remedy" | Inconsistent flow caused issues with the system. Sept 27, 1995 influent appeared to pass through untreated. Possible explanations were due to large flows of acidic drainage decreasing residence time, decrease in bacterial activity or decline in limestone dissolution. Manganese increased through treatment and source is thought to be the organic material used in the treatment. Iron, aluminum, copper, and zinc were removed from the original material; orange iron precipitate coated the limestone and follow-up bench testing revealed that this can inhibit alkalinity production in the barrels. When limestone was replaced and barrel D flushed of iron precipitate, effluent water quality improved slightly; the majority of metals removed were bound to iron and manganese oxides, or formed sulfides or were bound to organic matter. Metals coprecipitated as iron was removed. | Data not provided | ND ranges <0.1-<0.2
Ely Mine Site Report of Activities: Experimental Passive Mine Water Treatment System | ELY COPPER MINE | VTD988366571 | N/A | N/A | In-stream, upstream/downstream | Abandoned | Sulfate-reducing bacteria (SRB) with limestone pre-treatment | Passive | Biochemical reactor (BCR) | Pre-treatment | Ely Brook mine | Y | In-stream data | Adequate alkalinity and carbon | Vermont, no constraints noted | Pilot | Single event | Selenium | Se | mg/L | N | N/A | <0.40 | <0.40 | Not Applicable | Data not provided | Data not provided | Not Applicable | Data not provided | Data not provided | Not Applicable | Data not provided | Data not provided | Not Applicable | Data not provided | Data not provided | Data not provided | Data not provided | Data not provided | Data not provided | Data not provided | Data not provided | Data not provided | Influent | 7.65 | Data not provided | N/A | Data not provided | N/A | Data not provided | N/A | Data not provided | N/A | Data not provided | N/A | Data not provided | N/A | None | N/A | Data not provided | Data not provided | Data not provided | Data not provided | Data not provided | Data not provided | N/A | Goal was to assess the impact of the mine drainage on Ely Brook and propose water treatment options. Effluent WQ generally improved, but data was not consistent enough for a clear trend to develop. | Unit loads removed could not be determined due to inconsistent flows; system was designed for 100ml/min but was not tracked on days other than monitoring days, and during those periods it was inconsistently achieved; fluctuations in effluent water quality are attributed to highly variable influent water quality; maintenance is required to maintain alkaline conditions. | System is limited by limestone's ability to produce alkalinity and needs to be replaced "occasionally". Specific timeframes were not given. | The system needed more frequent maintenance than the 3 days/month it received. More maintenance is required in first months of operations to address debugging and making improvements. This was a very small treatment system, and authors noted that larger systems are less sensitive to infrequent maintenance. | Data not provided | Limestone needs to be replaced occasionally to ensure sufficient alkalinity to generate bacterial sulfate reduction and metal removal. Adding organic carbon was also noted as an option to increase SRB activity; clogging in Barrel D was a problem and was "difficult to remedy" | Inconsistent flow caused issues with the system. Sept 27, 1995 influent appeared to pass through untreated. Possible explanations were due to large flows of acidic drainage decreasing residence time, decrease in bacterial activity or decline in limestone dissolution. Manganese increased through treatment and source is thought to be the organic material used in the treatment. Iron, aluminum, copper, and zinc were removed from the original material; orange iron precipitate coated the limestone and follow-up bench testing revealed that this can inhibit alkalinity production in the barrels. When limestone was replaced and barrel D flushed of iron precipitate, effluent water quality improved slightly; the majority of metals removed were bound to iron and manganese oxides, or formed sulfides or were bound to organic matter. Metals coprecipitated as iron was removed. | Data not provided
Ely Mine Site Report of Activities: Experimental Passive Mine Water Treatment System | ELY COPPER MINE | VTD988366571 | N/A | N/A | Treatment barrels A and E | Abandoned | Sulfate-reducing bacteria (SRB) with limestone pre-treatment | Passive | Biochemical reactor (BCR) | Pre-treatment | Ely Brook mine | Y | Entire system | Adequate alkalinity and carbon | Vermont, no constraints noted | Pilot | 5 months (June-October 1995) | Selenium | Se | mg/L | N | N/A | ND | ND | Not Applicable | [9 empty] | Data not provided | Data not provided | Data not provided | Data not provided | Data not provided | Data not provided | Data not provided | Data not provided | Data not provided | Influent | 2.36–3.5 | Data not provided | N/A | Data not provided | N/A | Data not provided | N/A | Data not provided | N/A | Data not provided | N/A | Data not provided | N/A | None | N/A | Data not provided | Data not provided | Data not provided | Data not provided | Data not provided | Data not provided | N/A | Goal was to assess the impact of the mine drainage on Ely Brook and propose water treatment options. Effluent WQ generally improved, but data was not consistent enough for a clear trend to develop. | Unit loads removed could not be determined due to inconsistent flows; system was designed for 100ml/min but was not tracked on days other than monitoring days, and during those periods it was inconsistently achieved; fluctuations in effluent water quality are attributed to highly variable influent water quality; maintenance is required to maintain alkaline conditions. | System is limited by limestone's ability to produce alkalinity and needs to be replaced "occasionally". Specific timeframes were not given. | The system needed more frequent maintenance than the 3 days/month it received. More maintenance is required in first months of operations to address debugging and making improvements. This was a very small treatment system, and authors noted that larger systems are less sensitive to infrequent maintenance. | Data not provided | Limestone needs to be replaced occasionally to ensure sufficient alkalinity to generate bacterial sulfate reduction and metal removal. Adding organic carbon was also noted as an option to increase SRB activity; clogging in Barrel D was a problem and was "difficult to remedy" | Inconsistent flow caused issues with the system. Sept 27, 1995 influent appeared to pass through untreated. Possible explanations were due to large flows of acidic drainage decreasing residence time, decrease in bacterial activity or decline in limestone dissolution. Manganese increased through treatment and source is thought to be the organic material used in the treatment. Iron, aluminum, copper, and zinc were removed from the original material; orange iron precipitate coated the limestone and follow-up bench testing revealed that this can inhibit alkalinity production in the barrels. When limestone was replaced and barrel D flushed of iron precipitate, effluent water quality improved slightly; the majority of metals removed were bound to iron and manganese oxides, or formed sulfides or were bound to organic matter. Metals coprecipitated as iron was removed. | Data not provided | ND ranges <0.2-<0.5
Ely Mine Site Report of Activities: Experimental Passive Mine Water Treatment System | ELY COPPER MINE | VTD988366571 | N/A | N/A | Treatment barrels A and E | Abandoned | Sulfate-reducing bacteria (SRB) with limestone pre-treatment | Passive | Biochemical reactor (BCR) | Pre-treatment | Ely Brook mine | Y | Entire system | Adequate alkalinity and carbon | Vermont, no constraints noted | Pilot | 5 months (June-October 1995) | Selenium | Se | mg/L | N | N/A |  |  |  | ND | ND | Not Applicable | [6 empty] | Data not provided | Data not provided | Data not provided | Data not provided | Data not provided | Data not provided | Data not provided | Data not provided | Data not provided | Influent | 2.36–3.5 | Data not provided | N/A | Data not provided | N/A | Data not provided | N/A | Data not provided | N/A | Data not provided | N/A | Data not provided | N/A | None | N/A | Data not provided | Data not provided | Data not provided | Data not provided | Data not provided | Data not provided | N/A | Goal was to assess the impact of the mine drainage on Ely Brook and propose water treatment options. Effluent WQ generally improved, but data was not consistent enough for a clear trend to develop. | Unit loads removed could not be determined due to inconsistent flows; system was designed for 100ml/min but was not tracked on days other than monitoring days, and during those periods it was inconsistently achieved; fluctuations in effluent water quality are attributed to highly variable influent water quality; maintenance is required to maintain alkaline conditions. | System is limited by limestone's ability to produce alkalinity and needs to be replaced "occasionally". Specific timeframes were not given. | The system needed more frequent maintenance than the 3 days/month it received. More maintenance is required in first months of operations to address debugging and making improvements. This was a very small treatment system, and authors noted that larger systems are less sensitive to infrequent maintenance. | Data not provided | Limestone needs to be replaced occasionally to ensure sufficient alkalinity to generate bacterial sulfate reduction and metal removal. Adding organic carbon was also noted as an option to increase SRB activity; clogging in Barrel D was a problem and was "difficult to remedy" | Inconsistent flow caused issues with the system. Sept 27, 1995 influent appeared to pass through untreated. Possible explanations were due to large flows of acidic drainage decreasing residence time, decrease in bacterial activity or decline in limestone dissolution. Manganese increased through treatment and source is thought to be the organic material used in the treatment. Iron, aluminum, copper, and zinc were removed from the original material; orange iron precipitate coated the limestone and follow-up bench testing revealed that this can inhibit alkalinity production in the barrels. When limestone was replaced and barrel D flushed of iron precipitate, effluent water quality improved slightly; the majority of metals removed were bound to iron and manganese oxides, or formed sulfides or were bound to organic matter. Metals coprecipitated as iron was removed. | Data not provided | ND ranges <0.2-<0.5
Ely Mine Site Report of Activities: Experimental Passive Mine Water Treatment System | ELY COPPER MINE | VTD988366571 | N/A | N/A | Treatment barrels A and E | Abandoned | Sulfate-reducing bacteria (SRB) with limestone pre-treatment | Passive | Biochemical reactor (BCR) | Pre-treatment | Ely Brook mine | Y | Entire system | Adequate alkalinity and carbon | Vermont, no constraints noted | Pilot | 5 months (June-October 1995) | Selenium | Se | mg/L | N | N/A | [6 empty] | ND | ND | Not Applicable |  |  |  | Data not provided | Data not provided | Data not provided | Data not provided | Data not provided | Data not provided | Data not provided | Data not provided | Data not provided | Effluent | 2.94–7.03 | Data not provided | N/A | Data not provided | N/A | Data not provided | N/A | Data not provided | N/A | Data not provided | N/A | Data not provided | N/A | None | N/A | Data not provided | Data not provided | Data not provided | Data not provided | Data not provided | Data not provided | N/A | Goal was to assess the impact of the mine drainage on Ely Brook and propose water treatment options. Effluent WQ generally improved, but data was not consistent enough for a clear trend to develop. | Unit loads removed could not be determined due to inconsistent flows; system was designed for 100ml/min but was not tracked on days other than monitoring days, and during those periods it was inconsistently achieved; fluctuations in effluent water quality are attributed to highly variable influent water quality; maintenance is required to maintain alkaline conditions. | System is limited by limestone's ability to produce alkalinity and needs to be replaced "occasionally". Specific timeframes were not given. | The system needed more frequent maintenance than the 3 days/month it received. More maintenance is required in first months of operations to address debugging and making improvements. This was a very small treatment system, and authors noted that larger systems are less sensitive to infrequent maintenance. | Data not provided | Limestone needs to be replaced occasionally to ensure sufficient alkalinity to generate bacterial sulfate reduction and metal removal. Adding organic carbon was also noted as an option to increase SRB activity; clogging in Barrel D was a problem and was "difficult to remedy" | Inconsistent flow caused issues with the system. Sept 27, 1995 influent appeared to pass through untreated. Possible explanations were due to large flows of acidic drainage decreasing residence time, decrease in bacterial activity or decline in limestone dissolution. Manganese increased through treatment and source is thought to be the organic material used in the treatment. Iron, aluminum, copper, and zinc were removed from the original material; orange iron precipitate coated the limestone and follow-up bench testing revealed that this can inhibit alkalinity production in the barrels. When limestone was replaced and barrel D flushed of iron precipitate, effluent water quality improved slightly; the majority of metals removed were bound to iron and manganese oxides, or formed sulfides or were bound to organic matter. Metals coprecipitated as iron was removed. | Data not provided | ND ranges <0.4-<0.5
Ely Mine Site Report of Activities: Experimental Passive Mine Water Treatment System | ELY COPPER MINE | VTD988366571 | N/A | N/A | Treatment barrels A and E | Abandoned | Sulfate-reducing bacteria (SRB) with limestone pre-treatment | Passive | Biochemical reactor (BCR) | Pre-treatment | Ely Brook mine | Y | Entire system | Adequate alkalinity and carbon | Vermont, no constraints noted | Pilot | 5 months (June-October 1995) | Selenium | Se | mg/L | N | N/A | [9 empty] | ND | ND | Not Applicable | Data not provided | Data not provided | Data not provided | Data not provided | Data not provided | Data not provided | Data not provided | Data not provided | Data not provided | Effluent | 2.94–7.03 | Data not provided | N/A | Data not provided | N/A | Data not provided | N/A | Data not provided | N/A | Data not provided | N/A | Data not provided | N/A | None | N/A | Data not provided | Data not provided | Data not provided | Data not provided | Data not provided | Data not provided | N/A | Goal was to assess the impact of the mine drainage on Ely Brook and propose water treatment options. Effluent WQ generally improved, but data was not consistent enough for a clear trend to develop. | Unit loads removed could not be determined due to inconsistent flows; system was designed for 100ml/min but was not tracked on days other than monitoring days, and during those periods it was inconsistently achieved; fluctuations in effluent water quality are attributed to highly variable influent water quality; maintenance is required to maintain alkaline conditions. | System is limited by limestone's ability to produce alkalinity and needs to be replaced "occasionally". Specific timeframes were not given. | The system needed more frequent maintenance than the 3 days/month it received. More maintenance is required in first months of operations to address debugging and making improvements. This was a very small treatment system, and authors noted that larger systems are less sensitive to infrequent maintenance. | Data not provided | Limestone needs to be replaced occasionally to ensure sufficient alkalinity to generate bacterial sulfate reduction and metal removal. Adding organic carbon was also noted as an option to increase SRB activity; clogging in Barrel D was a problem and was "difficult to remedy" | Inconsistent flow caused issues with the system. Sept 27, 1995 influent appeared to pass through untreated. Possible explanations were due to large flows of acidic drainage decreasing residence time, decrease in bacterial activity or decline in limestone dissolution. Manganese increased through treatment and source is thought to be the organic material used in the treatment. Iron, aluminum, copper, and zinc were removed from the original material; orange iron precipitate coated the limestone and follow-up bench testing revealed that this can inhibit alkalinity production in the barrels. When limestone was replaced and barrel D flushed of iron precipitate, effluent water quality improved slightly; the majority of metals removed were bound to iron and manganese oxides, or formed sulfides or were bound to organic matter. Metals coprecipitated as iron was removed. | Data not provided | ND ranges <0.4-<0.5
Ely Mine Site Report of Activities: Experimental Passive Mine Water Treatment System | ELY COPPER MINE | VTD988366571 | N/A | N/A | In-stream, upstream/downstream | Abandoned | Sulfate-reducing bacteria (SRB) with limestone pre-treatment | Passive | Biochemical reactor (BCR) | Pre-treatment | Ely Brook mine | Y | In-stream data | Adequate alkalinity and carbon | Vermont, no constraints noted | Pilot | Single event | Zinc | Zn | mg/L | N | N/A | 0.03 | <0.01 | 83.3333 | Data not provided | Data not provided | Not Applicable | Data not provided | Data not provided | Not Applicable | Data not provided | Data not provided | Not Applicable | Data not provided | Data not provided | Data not provided | Data not provided | Data not provided | Data not provided | Data not provided | Data not provided | Data not provided | Influent | 7.65 | Data not provided | N/A | Data not provided | N/A | Data not provided | N/A | Data not provided | N/A | Data not provided | N/A | Data not provided | N/A | None | N/A | Data not provided | Data not provided | Data not provided | Data not provided | Data not provided | Data not provided | N/A | Goal was to assess the impact of the mine drainage on Ely Brook and propose water treatment options. Effluent WQ generally improved, but data was not consistent enough for a clear trend to develop. | Unit loads removed could not be determined due to inconsistent flows; system was designed for 100ml/min but was not tracked on days other than monitoring days, and during those periods it was inconsistently achieved; fluctuations in effluent water quality are attributed to highly variable influent water quality; maintenance is required to maintain alkaline conditions. | System is limited by limestone's ability to produce alkalinity and needs to be replaced "occasionally". Specific timeframes were not given. | The system needed more frequent maintenance than the 3 days/month it received. More maintenance is required in first months of operations to address debugging and making improvements. This was a very small treatment system, and authors noted that larger systems are less sensitive to infrequent maintenance. | Data not provided | Limestone needs to be replaced occasionally to ensure sufficient alkalinity to generate bacterial sulfate reduction and metal removal. Adding organic carbon was also noted as an option to increase SRB activity; clogging in Barrel D was a problem and was "difficult to remedy" | Inconsistent flow caused issues with the system. Sept 27, 1995 influent appeared to pass through untreated. Possible explanations were due to large flows of acidic drainage decreasing residence time, decrease in bacterial activity or decline in limestone dissolution. Manganese increased through treatment and source is thought to be the organic material used in the treatment. Iron, aluminum, copper, and zinc were removed from the original material; orange iron precipitate coated the limestone and follow-up bench testing revealed that this can inhibit alkalinity production in the barrels. When limestone was replaced and barrel D flushed of iron precipitate, effluent water quality improved slightly; the majority of metals removed were bound to iron and manganese oxides, or formed sulfides or were bound to organic matter. Metals coprecipitated as iron was removed. | Data not provided
Ely Mine Site Report of Activities: Experimental Passive Mine Water Treatment System | ELY COPPER MINE | VTD988366571 | N/A | N/A | Treatment barrels A and E | Abandoned | Sulfate-reducing bacteria (SRB) with limestone pre-treatment | Passive | Biochemical reactor (BCR) | Pre-treatment | Ely Brook mine | Y | Entire system | Adequate alkalinity and carbon | Vermont, no constraints noted | Pilot | 5 months (June-October 1995) | Zinc | Zn | mg/L | N | N/A | 2.02 | 0.82 | 59.4059 | [9 empty] | Data not provided | Data not provided | Data not provided | Data not provided | Data not provided | Data not provided | Data not provided | Data not provided | Data not provided | Influent | 2.7 | Data not provided | N/A | Data not provided | N/A | Data not provided | N/A | Data not provided | N/A | Data not provided | N/A | Data not provided | N/A | None | N/A | Data not provided | Data not provided | Data not provided | Data not provided | Data not provided | Data not provided | N/A | Goal was to assess the impact of the mine drainage on Ely Brook and propose water treatment options. Effluent WQ generally improved, but data was not consistent enough for a clear trend to develop. | Unit loads removed could not be determined due to inconsistent flows; system was designed for 100ml/min but was not tracked on days other than monitoring days, and during those periods it was inconsistently achieved; fluctuations in effluent water quality are attributed to highly variable influent water quality; maintenance is required to maintain alkaline conditions. | System is limited by limestone's ability to produce alkalinity and needs to be replaced "occasionally". Specific timeframes were not given. | The system needed more frequent maintenance than the 3 days/month it received. More maintenance is required in first months of operations to address debugging and making improvements. This was a very small treatment system, and authors noted that larger systems are less sensitive to infrequent maintenance. | Data not provided | Limestone needs to be replaced occasionally to ensure sufficient alkalinity to generate bacterial sulfate reduction and metal removal. Adding organic carbon was also noted as an option to increase SRB activity; clogging in Barrel D was a problem and was "difficult to remedy" | Inconsistent flow caused issues with the system. Sept 27, 1995 influent appeared to pass through untreated. Possible explanations were due to large flows of acidic drainage decreasing residence time, decrease in bacterial activity or decline in limestone dissolution. Manganese increased through treatment and source is thought to be the organic material used in the treatment. Iron, aluminum, copper, and zinc were removed from the original material; orange iron precipitate coated the limestone and follow-up bench testing revealed that this can inhibit alkalinity production in the barrels. When limestone was replaced and barrel D flushed of iron precipitate, effluent water quality improved slightly; the majority of metals removed were bound to iron and manganese oxides, or formed sulfides or were bound to organic matter. Metals coprecipitated as iron was removed. | Data not provided
Ely Mine Site Report of Activities: Experimental Passive Mine Water Treatment System | ELY COPPER MINE | VTD988366571 | N/A | N/A | Treatment barrels A and E | Abandoned | Sulfate-reducing bacteria (SRB) with limestone pre-treatment | Passive | Biochemical reactor (BCR) | Pre-treatment | Ely Brook mine | Y | Entire system | Adequate alkalinity and carbon | Vermont, no constraints noted | Pilot | 5 months (June-October 1995) | Zinc | Zn | mg/L | N | N/A |  |  |  | 0.45 | 0.01 | 97.7778 | [6 empty] | Data not provided | Data not provided | Data not provided | Data not provided | Data not provided | Data not provided | Data not provided | Data not provided | Data not provided | Influent | 3.5 | Data not provided | N/A | Data not provided | N/A | Data not provided | N/A | Data not provided | N/A | Data not provided | N/A | Data not provided | N/A | None | N/A | Data not provided | Data not provided | Data not provided | Data not provided | Data not provided | Data not provided | N/A | Goal was to assess the impact of the mine drainage on Ely Brook and propose water treatment options. Effluent WQ generally improved, but data was not consistent enough for a clear trend to develop. | Unit loads removed could not be determined due to inconsistent flows; system was designed for 100ml/min but was not tracked on days other than monitoring days, and during those periods it was inconsistently achieved; fluctuations in effluent water quality are attributed to highly variable influent water quality; maintenance is required to maintain alkaline conditions. | System is limited by limestone's ability to produce alkalinity and needs to be replaced "occasionally". Specific timeframes were not given. | The system needed more frequent maintenance than the 3 days/month it received. More maintenance is required in first months of operations to address debugging and making improvements. This was a very small treatment system, and authors noted that larger systems are less sensitive to infrequent maintenance. | Data not provided | Limestone needs to be replaced occasionally to ensure sufficient alkalinity to generate bacterial sulfate reduction and metal removal. Adding organic carbon was also noted as an option to increase SRB activity; clogging in Barrel D was a problem and was "difficult to remedy" | Inconsistent flow caused issues with the system. Sept 27, 1995 influent appeared to pass through untreated. Possible explanations were due to large flows of acidic drainage decreasing residence time, decrease in bacterial activity or decline in limestone dissolution. Manganese increased through treatment and source is thought to be the organic material used in the treatment. Iron, aluminum, copper, and zinc were removed from the original material; orange iron precipitate coated the limestone and follow-up bench testing revealed that this can inhibit alkalinity production in the barrels. When limestone was replaced and barrel D flushed of iron precipitate, effluent water quality improved slightly; the majority of metals removed were bound to iron and manganese oxides, or formed sulfides or were bound to organic matter. Metals coprecipitated as iron was removed. | Data not provided
Ely Mine Site Report of Activities: Experimental Passive Mine Water Treatment System | ELY COPPER MINE | VTD988366571 | N/A | N/A | Treatment barrels A and E | Abandoned | Sulfate-reducing bacteria (SRB) with limestone pre-treatment | Passive | Biochemical reactor (BCR) | Pre-treatment | Ely Brook mine | Y | Entire system | Adequate alkalinity and carbon | Vermont, no constraints noted | Pilot | 5 months (June-October 1995) | Zinc | Zn | mg/L | N | N/A | [6 empty] | 1.5 | 1.45 | -3.4483 |  |  |  | Data not provided | Data not provided | Data not provided | Data not provided | Data not provided | Data not provided | Data not provided | Data not provided | Data not provided | Effluent | 2.94 | Data not provided | N/A | Data not provided | N/A | Data not provided | N/A | Data not provided | N/A | Data not provided | N/A | Data not provided | N/A | None | N/A | Data not provided | Data not provided | Data not provided | Data not provided | Data not provided | Data not provided | N/A | Goal was to assess the impact of the mine drainage on Ely Brook and propose water treatment options. Effluent WQ generally improved, but data was not consistent enough for a clear trend to develop. | Unit loads removed could not be determined due to inconsistent flows; system was designed for 100ml/min but was not tracked on days other than monitoring days, and during those periods it was inconsistently achieved; fluctuations in effluent water quality are attributed to highly variable influent water quality; maintenance is required to maintain alkaline conditions. | System is limited by limestone's ability to produce alkalinity and needs to be replaced "occasionally". Specific timeframes were not given. | The system needed more frequent maintenance than the 3 days/month it received. More maintenance is required in first months of operations to address debugging and making improvements. This was a very small treatment system, and authors noted that larger systems are less sensitive to infrequent maintenance. | Data not provided | Limestone needs to be replaced occasionally to ensure sufficient alkalinity to generate bacterial sulfate reduction and metal removal. Adding organic carbon was also noted as an option to increase SRB activity; clogging in Barrel D was a problem and was "difficult to remedy" | Inconsistent flow caused issues with the system. Sept 27, 1995 influent appeared to pass through untreated. Possible explanations were due to large flows of acidic drainage decreasing residence time, decrease in bacterial activity or decline in limestone dissolution. Manganese increased through treatment and source is thought to be the organic material used in the treatment. Iron, aluminum, copper, and zinc were removed from the original material; orange iron precipitate coated the limestone and follow-up bench testing revealed that this can inhibit alkalinity production in the barrels. When limestone was replaced and barrel D flushed of iron precipitate, effluent water quality improved slightly; the majority of metals removed were bound to iron and manganese oxides, or formed sulfides or were bound to organic matter. Metals coprecipitated as iron was removed. | Data not provided
Ely Mine Site Report of Activities: Experimental Passive Mine Water Treatment System | ELY COPPER MINE | VTD988366571 | N/A | N/A | Treatment barrels A and E | Abandoned | Sulfate-reducing bacteria (SRB) with limestone pre-treatment | Passive | Biochemical reactor (BCR) | Pre-treatment | Ely Brook mine | Y | Entire system | Adequate alkalinity and carbon | Vermont, no constraints noted | Pilot | 5 months (June-October 1995) | Zinc | Zn | mg/L | N | N/A | [9 empty] | ND | 1.94 | 99.7423 | Data not provided | Data not provided | Data not provided | Data not provided | Data not provided | Data not provided | Data not provided | Data not provided | Data not provided | Effluent | 7.03 | Data not provided | N/A | Data not provided | N/A | Data not provided | N/A | Data not provided | N/A | Data not provided | N/A | Data not provided | N/A | None | N/A | Data not provided | Data not provided | Data not provided | Data not provided | Data not provided | Data not provided | N/A | Goal was to assess the impact of the mine drainage on Ely Brook and propose water treatment options. Effluent WQ generally improved, but data was not consistent enough for a clear trend to develop. | Unit loads removed could not be determined due to inconsistent flows; system was designed for 100ml/min but was not tracked on days other than monitoring days, and during those periods it was inconsistently achieved; fluctuations in effluent water quality are attributed to highly variable influent water quality; maintenance is required to maintain alkaline conditions. | System is limited by limestone's ability to produce alkalinity and needs to be replaced "occasionally". Specific timeframes were not given. | The system needed more frequent maintenance than the 3 days/month it received. More maintenance is required in first months of operations to address debugging and making improvements. This was a very small treatment system, and authors noted that larger systems are less sensitive to infrequent maintenance. | Data not provided | Limestone needs to be replaced occasionally to ensure sufficient alkalinity to generate bacterial sulfate reduction and metal removal. Adding organic carbon was also noted as an option to increase SRB activity; clogging in Barrel D was a problem and was "difficult to remedy" | Inconsistent flow caused issues with the system. Sept 27, 1995 influent appeared to pass through untreated. Possible explanations were due to large flows of acidic drainage decreasing residence time, decrease in bacterial activity or decline in limestone dissolution. Manganese increased through treatment and source is thought to be the organic material used in the treatment. Iron, aluminum, copper, and zinc were removed from the original material; orange iron precipitate coated the limestone and follow-up bench testing revealed that this can inhibit alkalinity production in the barrels. When limestone was replaced and barrel D flushed of iron precipitate, effluent water quality improved slightly; the majority of metals removed were bound to iron and manganese oxides, or formed sulfides or were bound to organic matter. Metals coprecipitated as iron was removed. | Data not provided | ND is <0.01 mg/l
Monticello Mill Tailings Site, Operable Unit Ill Evaluation of the Permeable Reactive Treatment Wall Treatability Study; Monitored Natural Attenuation Demonstration Report Operable Unit III, Monticello Mill Tailings Site, Monticello, Utah; and Sixth Five-Year Review Report for Monticello Mill Tailings (USDOE) Site, San Juan County, Monticello, Utah | MONTICELLO MILL TAILINGS (USDOE) | UT3890090035 | N/A | N/A | Upgradient and downgradient concentrations [Average of multiple sites (see notes)] | Post operations | Permeable Reactive Barrier (PRB) | Passive | Permeable reactive barrier (PRB) | No pre-treatment | Groundwater contaminated by mill tailings | N | N/A | Data not provided | San Juan County, Utah | Pilot | One sampling event (July 2002) | Arsenic | As | µg/L | N | N/A | Data not provided | Data not provided | Not Applicable | Data not provided | Data not provided | Not Applicable | Data not provided | Data not provided | Not Applicable | Data not provided | Data not provided | Not Applicable | 9.6 | Data not provided | Data not provided | Data not provided | 1.2 | Data not provided | Data not provided | Data not provided | Data not provided | Data not provided | Data not provided | Data not provided | N/A | Data not provided | N/A | Data not provided | N/A | Data not provided | N/A | Data not provided | N/A | Data not provided | N/A | None | N/A | Data not provided | Data not provided | Data not provided | Data not provided | 9 | gpm | Y | 10 ug/L (Preliminary Remediation Goal - EPA MCL) | Data not provided | < 20 years | The frequency of water level monitoring should be increased to closely track the trend of increasing water levels in the PRB. It is proposed that if water levels in the PRB reach the top of the reactive media, measures should be taken to prevent flooding of the ground surface. | $1,668,800 (as of 1999) | Slurry walls constructed to direct groundwater to the PRB | Pre-treatment effectiveness decreases over time. The pre-treatment zone can serve as an early indicator of the ability of the ZVI to remove contaminants as the ZVI ages. The report conclusion on longevity suggests further study as some failure mechanism calculations are in conflict and suggest longevity of 6-8 years to several decades. Potential suggestions for increasing lifespan/effectiveness: lower flow rate, pump groundwater from ends of slurry walls into PRB, add disruption to the interface between aquifer and PRB, inject acids or chelating compounds to rejuvenate PRB by removing CaCO3, inject a reactive material at the ends of the slurry walls to immobilize uranium. | Data not provided | The upgradient concentrations are the mean values from the Row 1 wells (R1-M3 and R1-M4) and the downgradient concentrations are the mean values from Row 6 wells (R6- M2 to R6- M5 and T6- D); Flow rate based on pumping tests
Monticello Mill Tailings Site, Operable Unit Ill Evaluation of the Permeable Reactive Treatment Wall Treatability Study; Monitored Natural Attenuation Demonstration Report Operable Unit III, Monticello Mill Tailings Site, Monticello, Utah; and Sixth Five-Year Review Report for Monticello Mill Tailings (USDOE) Site, San Juan County, Monticello, Utah | MONTICELLO MILL TAILINGS (USDOE) | UT3890090035 | N/A | N/A | Upgradient and downgradient concentrations [Average of multiple sites (see notes)] | Post operations | Permeable Reactive Barrier (PRB) | Passive | Permeable reactive barrier (PRB) | No pre-treatment | Groundwater contaminated by mill tailings | N | N/A | Data not provided | San Juan County, Utah | Pilot | One sampling event (July 2002) | Manganese | Mn | µg/L | N | N/A | Data not provided | Data not provided | Not Applicable | Data not provided | Data not provided | Not Applicable | Data not provided | Data not provided | Not Applicable | Data not provided | Data not provided | Not Applicable | 137 | Data not provided | Data not provided | Data not provided | 1357 | Data not provided | Data not provided | Data not provided | Data not provided | Data not provided | Data not provided | Data not provided | N/A | Data not provided | N/A | Data not provided | N/A | Data not provided | N/A | Data not provided | N/A | Data not provided | N/A | None | N/A | Data not provided | Data not provided | Data not provided | Data not provided | 9 | gpm | N | 880 µg/L (Preliminary Remediation Goal - developed by UDEQ) | Data not provided | < 20 years | The frequency of water level monitoring should be increased to closely track the trend of increasing water levels in the PRB. It is proposed that if water levels in the PRB reach the top of the reactive media, measures should be taken to prevent flooding of the ground surface. | $1,668,800 (as of 1999) | Slurry walls constructed to direct groundwater to the PRB | Pre-treatment effectiveness decreases over time. The pre-treatment zone can serve as an early indicator of the ability of the ZVI to remove contaminants as the ZVI ages. The report conclusion on longevity suggests further study as some failure mechanism calculations are in conflict and suggest longevity of 6-8 years to several decades. Potential suggestions for increasing lifespan/effectiveness: lower flow rate, pump groundwater from ends of slurry walls into PRB, add disruption to the interface between aquifer and PRB, inject acids or chelating compounds to rejuvenate PRB by removing CaCO3, inject a reactive material at the ends of the slurry walls to immobilize uranium. | Data not provided | The upgradient concentrations are the mean values from the Row 1 wells (R1-M3 and R1-M4) and the downgradient concentrations are the mean values from Row 6 wells (R6- M2 to R6- M5 and T6- D); Flow rate based on pumping tests
Monticello Mill Tailings Site, Operable Unit Ill Evaluation of the Permeable Reactive Treatment Wall Treatability Study; Monitored Natural Attenuation Demonstration Report Operable Unit III, Monticello Mill Tailings Site, Monticello, Utah; and Sixth Five-Year Review Report for Monticello Mill Tailings (USDOE) Site, San Juan County, Monticello, Utah | MONTICELLO MILL TAILINGS (USDOE) | UT3890090035 | N/A | N/A | Upgradient and downgradient concentrations [Average of multiple sites (see notes)] | Post operations | Permeable Reactive Barrier (PRB) | Passive | Permeable reactive barrier (PRB) | No pre-treatment | Groundwater contaminated by mill tailings | N | N/A | Data not provided | San Juan County, Utah | Pilot | One sampling event (July 2002) | Molybdenum | Mo | µg/L | N | N/A | Data not provided | Data not provided | Not Applicable | Data not provided | Data not provided | Not Applicable | Data not provided | Data not provided | Not Applicable | Data not provided | Data not provided | Not Applicable | 45.4 | Data not provided | Data not provided | Data not provided | 6.9 | Data not provided | Data not provided | Data not provided | Data not provided | Data not provided | Data not provided | Data not provided | N/A | Data not provided | N/A | Data not provided | N/A | Data not provided | N/A | Data not provided | N/A | Data not provided | N/A | None | N/A | Data not provided | Data not provided | Data not provided | Data not provided | 9 | gpm | Y | 100 µg/L (Preliminary Remediation Goal - 40 CFR 192 MCL) | Data not provided | < 20 years | The frequency of water level monitoring should be increased to closely track the trend of increasing water levels in the PRB. It is proposed that if water levels in the PRB reach the top of the reactive media, measures should be taken to prevent flooding of the ground surface. | $1,668,800 (as of 1999) | Slurry walls constructed to direct groundwater to the PRB | Pre-treatment effectiveness decreases over time. The pre-treatment zone can serve as an early indicator of the ability of the ZVI to remove contaminants as the ZVI ages. The report conclusion on longevity suggests further study as some failure mechanism calculations are in conflict and suggest longevity of 6-8 years to several decades. Potential suggestions for increasing lifespan/effectiveness: lower flow rate, pump groundwater from ends of slurry walls into PRB, add disruption to the interface between aquifer and PRB, inject acids or chelating compounds to rejuvenate PRB by removing CaCO3, inject a reactive material at the ends of the slurry walls to immobilize uranium. | Data not provided | The upgradient concentrations are the mean values from the Row 1 wells (R1-M3 and R1-M4) and the downgradient concentrations are the mean values from Row 6 wells (R6- M2 to R6- M5 and T6- D); Flow rate based on pumping tests
Monticello Mill Tailings Site, Operable Unit Ill Evaluation of the Permeable Reactive Treatment Wall Treatability Study; Monitored Natural Attenuation Demonstration Report Operable Unit III, Monticello Mill Tailings Site, Monticello, Utah; and Sixth Five-Year Review Report for Monticello Mill Tailings (USDOE) Site, San Juan County, Monticello, Utah | MONTICELLO MILL TAILINGS (USDOE) | UT3890090035 | N/A | N/A | Upgradient and downgradient concentrations [Average of multiple sites (see notes)] | Post operations | Permeable Reactive Barrier (PRB) | Passive | Permeable reactive barrier (PRB) | No pre-treatment | Groundwater contaminated by mill tailings | N | N/A | Data not provided | San Juan County, Utah | Pilot | One sampling event (July 2002) | Nitrate + Nitrite | NO3 + NO2 | µg/L | N | N/A | Data not provided | Data not provided | Not Applicable | Data not provided | Data not provided | Not Applicable | Data not provided | Data not provided | Not Applicable | Data not provided | Data not provided | Not Applicable | 2470 | Data not provided | Data not provided | Data not provided | < 4.9 | Data not provided | Data not provided | Data not provided | Data not provided | Data not provided | Data not provided | Data not provided | N/A | Data not provided | N/A | Data not provided | N/A | Data not provided | N/A | Data not provided | N/A | Data not provided | N/A | None | N/A | Data not provided | Data not provided | Data not provided | Data not provided | 9 | gpm | Y | 10,000 µg/L (Preliminary Remediation Goal - EPA MCL) | Data not provided | < 20 years | The frequency of water level monitoring should be increased to closely track the trend of increasing water levels in the PRB. It is proposed that if water levels in the PRB reach the top of the reactive media, measures should be taken to prevent flooding of the ground surface. | $1,668,800 (as of 1999) | Slurry walls constructed to direct groundwater to the PRB | Pre-treatment effectiveness decreases over time. The pre-treatment zone can serve as an early indicator of the ability of the ZVI to remove contaminants as the ZVI ages. The report conclusion on longevity suggests further study as some failure mechanism calculations are in conflict and suggest longevity of 6-8 years to several decades. Potential suggestions for increasing lifespan/effectiveness: lower flow rate, pump groundwater from ends of slurry walls into PRB, add disruption to the interface between aquifer and PRB, inject acids or chelating compounds to rejuvenate PRB by removing CaCO3, inject a reactive material at the ends of the slurry walls to immobilize uranium. | Data not provided | The upgradient concentrations are the mean values from the Row 1 wells (R1-M3 and R1-M4) and the downgradient concentrations are the mean values from Row 6 wells (R6- M2 to R6- M5 and T6- D); Flow rate based on pumping tests
Monticello Mill Tailings Site, Operable Unit Ill Evaluation of the Permeable Reactive Treatment Wall Treatability Study; Monitored Natural Attenuation Demonstration Report Operable Unit III, Monticello Mill Tailings Site, Monticello, Utah; and Sixth Five-Year Review Report for Monticello Mill Tailings (USDOE) Site, San Juan County, Monticello, Utah | MONTICELLO MILL TAILINGS (USDOE) | UT3890090035 | N/A | N/A | Upgradient and downgradient concentrations [Average of multiple sites (see notes)] | Post operations | Permeable Reactive Barrier (PRB) | Passive | Permeable reactive barrier (PRB) | No pre-treatment | Groundwater contaminated by mill tailings | N | N/A | Data not provided | San Juan County, Utah | Pilot | One sampling event (July 2002) | Selenium | Se | µg/L | N | N/A | Data not provided | Data not provided | Not Applicable | Data not provided | Data not provided | Not Applicable | Data not provided | Data not provided | Not Applicable | Data not provided | Data not provided | Not Applicable | 112 | Data not provided | Data not provided | Data not provided | < 0.2 | Data not provided | Data not provided | Data not provided | Data not provided | Data not provided | Data not provided | Data not provided | N/A | Data not provided | N/A | Data not provided | N/A | Data not provided | N/A | Data not provided | N/A | Data not provided | N/A | None | N/A | Data not provided | Data not provided | Data not provided | Data not provided | 9 | gpm | Y | 50 µg/L (Preliminary Remediation Goal - EPA MCL) | Data not provided | < 20 years | The frequency of water level monitoring should be increased to closely track the trend of increasing water levels in the PRB. It is proposed that if water levels in the PRB reach the top of the reactive media, measures should be taken to prevent flooding of the ground surface. | $1,668,800 (as of 1999) | Slurry walls constructed to direct groundwater to the PRB | Pre-treatment effectiveness decreases over time. The pre-treatment zone can serve as an early indicator of the ability of the ZVI to remove contaminants as the ZVI ages. The report conclusion on longevity suggests further study as some failure mechanism calculations are in conflict and suggest longevity of 6-8 years to several decades. Potential suggestions for increasing lifespan/effectiveness: lower flow rate, pump groundwater from ends of slurry walls into PRB, add disruption to the interface between aquifer and PRB, inject acids or chelating compounds to rejuvenate PRB by removing CaCO3, inject a reactive material at the ends of the slurry walls to immobilize uranium. | Data not provided | The upgradient concentrations are the mean values from the Row 1 wells (R1-M3 and R1-M4) and the downgradient concentrations are the mean values from Row 6 wells (R6- M2 to R6- M5 and T6- D); Flow rate based on pumping tests
Monticello Mill Tailings Site, Operable Unit Ill Evaluation of the Permeable Reactive Treatment Wall Treatability Study; Monitored Natural Attenuation Demonstration Report Operable Unit III, Monticello Mill Tailings Site, Monticello, Utah; and Sixth Five-Year Review Report for Monticello Mill Tailings (USDOE) Site, San Juan County, Monticello, Utah | MONTICELLO MILL TAILINGS (USDOE) | UT3890090035 | N/A | N/A | Upgradient and downgradient concentrations [Average of multiple sites (see notes)] | Post operations | Permeable Reactive Barrier (PRB) | Passive | Permeable reactive barrier (PRB) | No pre-treatment | Groundwater contaminated by mill tailings | N | N/A | Data not provided | San Juan County, Utah | Pilot | One sampling event (July 2002) | Uranium | U | µg/L | N | N/A | Data not provided | Data not provided | Not Applicable | Data not provided | Data not provided | Not Applicable | Data not provided | Data not provided | Not Applicable | Data not provided | Data not provided | Not Applicable | 513 | Data not provided | Data not provided | Data not provided | 9 | Data not provided | Data not provided | Data not provided | Data not provided | Data not provided | Data not provided | Data not provided | N/A | Data not provided | N/A | Data not provided | N/A | Data not provided | N/A | Data not provided | N/A | Data not provided | N/A | None | N/A | Data not provided | Data not provided | Data not provided | Data not provided | 9 | gpm | Y | 30 µg/L (Preliminary Remediation Goal - EPA MCL) | Data not provided | < 20 years | The frequency of water level monitoring should be increased to closely track the trend of increasing water levels in the PRB. It is proposed that if water levels in the PRB reach the top of the reactive media, measures should be taken to prevent flooding of the ground surface. | $1,668,800 (as of 1999) | Slurry walls constructed to direct groundwater to the PRB | Pre-treatment effectiveness decreases over time. The pre-treatment zone can serve as an early indicator of the ability of the ZVI to remove contaminants as the ZVI ages. The report conclusion on longevity suggests further study as some failure mechanism calculations are in conflict and suggest longevity of 6-8 years to several decades. Potential suggestions for increasing lifespan/effectiveness: lower flow rate, pump groundwater from ends of slurry walls into PRB, add disruption to the interface between aquifer and PRB, inject acids or chelating compounds to rejuvenate PRB by removing CaCO3, inject a reactive material at the ends of the slurry walls to immobilize uranium. | Data not provided | The upgradient concentrations are the mean values from the Row 1 wells (R1-M3 and R1-M4) and the downgradient concentrations are the mean values from Row 6 wells (R6- M2 to R6- M5 and T6- D); Flow rate based on pumping tests
Monticello Mill Tailings Site, Operable Unit Ill Evaluation of the Permeable Reactive Treatment Wall Treatability Study; Monitored Natural Attenuation Demonstration Report Operable Unit III, Monticello Mill Tailings Site, Monticello, Utah; and Sixth Five-Year Review Report for Monticello Mill Tailings (USDOE) Site, San Juan County, Monticello, Utah | MONTICELLO MILL TAILINGS (USDOE) | UT3890090035 | N/A | N/A | Upgradient and downgradient concentrations [Average of multiple sites (see notes)] | Post operations | Permeable Reactive Barrier (PRB) | Passive | Permeable reactive barrier (PRB) | No pre-treatment | Groundwater contaminated by mill tailings | N | N/A | Data not provided | San Juan County, Utah | Pilot | One sampling event (July 2002) | Vanadium | V | µg/L | N | N/A | Data not provided | Data not provided | Not Applicable | Data not provided | Data not provided | Not Applicable | Data not provided | Data not provided | Not Applicable | Data not provided | Data not provided | Not Applicable | 351 | Data not provided | Data not provided | Data not provided | 8.1 | Data not provided | Data not provided | Data not provided | Data not provided | Data not provided | Data not provided | Data not provided | N/A | Data not provided | N/A | Data not provided | N/A | Data not provided | N/A | Data not provided | N/A | Data not provided | N/A | None | N/A | Data not provided | Data not provided | Data not provided | Data not provided | 9 | gpm | Y | 330 µg/L (Preliminary Remediation Goal - EPA risk-based concentration) | Data not provided | < 20 years | The frequency of water level monitoring should be increased to closely track the trend of increasing water levels in the PRB. It is proposed that if water levels in the PRB reach the top of the reactive media, measures should be taken to prevent flooding of the ground surface. | $1,668,800 (as of 1999) | Slurry walls constructed to direct groundwater to the PRB | Pre-treatment effectiveness decreases over time. The pre-treatment zone can serve as an early indicator of the ability of the ZVI to remove contaminants as the ZVI ages. The report conclusion on longevity suggests further study as some failure mechanism calculations are in conflict and suggest longevity of 6-8 years to several decades. Potential suggestions for increasing lifespan/effectiveness: lower flow rate, pump groundwater from ends of slurry walls into PRB, add disruption to the interface between aquifer and PRB, inject acids or chelating compounds to rejuvenate PRB by removing CaCO3, inject a reactive material at the ends of the slurry walls to immobilize uranium. | Data not provided | The upgradient concentrations are the mean values from the Row 1 wells (R1-M3 and R1-M4) and the downgradient concentrations are the mean values from Row 6 wells (R6- M2 to R6- M5 and T6- D); Flow rate based on pumping tests
Monitored Natural Attenuation Demonstration Report Operable Unit III, Monticello Mill Tailings Site, Monticello, Utah | MONTICELLO MILL TAILINGS (USDOE) | UT3890090035 | N/A | N/A | OUIII uranium plume | Post operations | Monitored Natural Attenuation | Passive | Monitored Natural Attenuation | No pre-treatment | Groundwater contaminated by mill tailings | N | N/A | None | San Juan County, Utah | Full scale | 2008-2019 | Uranium | U | µg/L | Y | N/A | Data not provided | Data not provided | Not Applicable | Data not provided | Data not provided | Not Applicable | Data not provided | Data not provided | Not Applicable | Data not provided | Data not provided | Not Applicable | 275 | 2008 | Data not provided | Data not provided | 160 | 2019 | Data not provided | Data not provided | Data not provided | Data not provided | Data not provided | Data not provided | N/A | Data not provided | N/A | Data not provided | N/A | Data not provided | N/A | Data not provided | N/A | Data not provided | N/A | None | N/A | Plume was 52 in 2008 and down to 30 in 2019 | lbs | Data not provided | Data not provided | Data not provided | Data not provided | On track | 30 µg/L and "protectiveness and restoration to WQ standards in a time frame that is reasonable compared to that of other active groundwater remedies" (Both will take hundreds to thousands of years) | Data not provided | Data not provided | Data not provided | Data not provided | data not provided | The contaminant plume is shrinking. "functioning as intended to prevent risk of exposure to contaminated groundwater through the use of Institutional Controls" Actual remediation to WQS is expected to take hundreds to thousands of years, regardless of whether active remediation is used or not, so MNA was deemed reasonable. The plume mass/concentration are a function of groundwater levels and can increase with increasing groundwater level. | Data not provided | Natural attenuation values represent before and after periods in time rather than influent/effluent
Sixth Five-Year Review Report for Monticello Mill Tailings (USDOE) Site, San Juan County, Monticello, Utah | MONTICELLO MILL TAILINGS (USDOE) | UT3890090035 | N/A | N/A | OUIII uranium plume | Post operations | Evaporation (through groundwater remedy optimization [GRO]) | Passive | Evaporation | No pre-treatment | Groundwater contaminated by mill tailings | N | N/A | Data not provided | San Juan County, Utah | Full scale | 2015-2021 | Uranium | U | µg/L | N | N/A | 1400 | Data not provided (plume max 2015) |  | Data not provided | Data not provided | Not Applicable | Data not provided | Data not provided | Not Applicable | Data not provided | Data not provided | Not Applicable | Data not provided | Data not provided | Data not provided | Data not provided | Data not provided | Data not provided | Data not provided | Data not provided | Data not provided | Data not provided | Data not provided | Data not provided | N/A | Data not provided | N/A | Data not provided | N/A | Data not provided | N/A | Data not provided | N/A | Data not provided | N/A | None | N/A | Data not provided | Data not provided | Data not provided | Data not provided | Data not provided | Data not provided | N | 30µg/L | Data not provided | Data not provided | Data not provided | Data not provided | data not provided | The plume mass/concentration are a function of groundwater levels and can increase with increasing groundwater level. | Data not provided | Uranium removal is mass-based and compared over time rather than influent/effluent. Data are from Monticello Mill Tailings Site Operable Unit III Annual Groundwater Report May 2020-April 2021 (U.S DOE) contained as a supplemental attachment to the Sixth Five-Year Review Report for Monticello Mill Tailings Site
Sixth Five-Year Review Report for Monticello Mill Tailings (USDOE) Site, San Juan County, Monticello, Utah | MONTICELLO MILL TAILINGS (USDOE) | UT3890090035 | N/A | N/A | OUIII uranium plume | Post operations | Evaporation (through groundwater remedy optimization [GRO]) | Passive | Evaporation | No pre-treatment | Groundwater contaminated by mill tailings | N | N/A | Data not provided | San Juan County, Utah | Full scale | 2015-2021 | Uranium | U | µg/L | Y | N/A | 850 | Data not provided (plume max 2021) |  | Data not provided | Data not provided | Not Applicable | Data not provided | Data not provided | Not Applicable | Data not provided | Data not provided | Not Applicable | Data not provided | Data not provided | Data not provided | Data not provided | Data not provided | Data not provided | Data not provided | Data not provided | Data not provided | Data not provided | Data not provided | Data not provided | N/A | Data not provided | N/A | Data not provided | N/A | Data not provided | N/A | Data not provided | N/A | Data not provided | N/A | None | N/A | 123 | lbs | 23.8 | MG | Data not provided | Data not provided | N | 30µg/L | Data not provided | Data not provided | Data not provided | Data not provided | data not provided | The plume mass/concentration are a function of groundwater levels and can increase with increasing groundwater level. | Data not provided | Uranium removal is mass-based and compared over time rather than influent/effluent. Data are from Monticello Mill Tailings Site Operable Unit III Annual Groundwater Report May 2020-April 2021 (U.S DOE) contained as a supplemental attachment to the Sixth Five-Year Review Report for Monticello Mill Tailings Site
FINAL, APPENDIX C, Phase 2 Treatability Study Report, Ultrafiltration/Reverse Osmosis and Biological Selenium Removal Fluidized Bed Bioreactor Treatment Technology | USDA FS CARIBOU-TARGHEE NF: SMOKY CANYON MINE SITE | IDN001002800 | SOUTHEAST IDAHO SELENIUM PROJECT/AKA SMOKY CANYON MINE (# IDN001002245) | N/A | LSSHS-ROC (influent) and LSSHS-BE1 (effluent from FBR #1) | Data not provided | Fluidized bed reactor (FBR) | Active | Fluidized bed reactor (FBR) | Pre-treatment | Groundwater springs (Hoopes Spring and South Fork Sage Creek spring) | Y | FBR/part of treatment train with ultrafiltration (UF) and reverse osmosis (RO) pre-treatment | Pumps to pump water from springs to treatment area. UF/RO (ultrafiltration/reverse osmosis) system to treat water prior to FBR | Southeast Idaho. No constraints noted. | Pilot | One sampling event (4/16/2016) | Silver | Ag, dissolved | mg/L | N | N/A | ND | ND | Not Applicable | Data not provided | Data not provided | Not Applicable | Data not provided | Data not provided | Not Applicable | Data not provided | Data not provided | Not Applicable | Data not provided | Data not provided | Data not provided | Data not provided | Data not provided | Data not provided | Data not provided | Data not provided | Data not provided | Data not provided | Data not provided | Data not provided | N/A | Data not provided | N/A | Data not provided | N/A | Data not provided | N/A | Data not provided | N/A | Data not provided | N/A | None | N/A | Data not provided | Data not provided | Data not provided | Data not provided | Data not provided | Data not provided | Y | 0.0034 mg/L | Data not provided | Data not provided | Data not provided | Construct 2,000 gpm UF/RO FBR Treatment System ($22M); total capital costs for entire system $29.7M, Annual O&M for entire system $1.56M | During operation, a carbon source, micronutrients, ammonium sulfate, and phosphoric acid were added to the RO concentrate water prior to being delivered to the FBRs. The dosage and nutrient feed rates were adjusted to maintain ORP in the range of -200 to -500 millivolts (mV), pH in the range of 6 to 9, and DO near 0 mg/L (the bioreactors are anaerobic) within the FBRs for optimum selenium reduction. | Overall system is anticipated with ongoing maintenance and optimization to maintain removal of 90-95%. Specifics for FBR are not provided | Data not provided | ND = non-detect
FINAL, APPENDIX C, Phase 2 Treatability Study Report, Ultrafiltration/Reverse Osmosis and Biological Selenium Removal Fluidized Bed Bioreactor Treatment Technology | USDA FS CARIBOU-TARGHEE NF: SMOKY CANYON MINE SITE | IDN001002800 | SOUTHEAST IDAHO SELENIUM PROJECT/AKA SMOKY CANYON MINE (# IDN001002245) | N/A | LSSHS-ROC (influent) and LSSHS-BE1 (effluent from FBR #1) | Data not provided | Fluidized bed reactor (FBR) | Active | Fluidized bed reactor (FBR) | Pre-treatment | Groundwater springs (Hoopes Spring and South Fork Sage Creek spring) | Y | FBR/part of treatment train with ultrafiltration (UF) and reverse osmosis (RO) pre-treatment | Pumps to pump water from springs to treatment area. UF/RO (ultrafiltration/reverse osmosis) system to treat water prior to FBR | Southeast Idaho. No constraints noted. | Pilot | One sampling event (4/16/2016) | Silver | Ag, total | mg/L | N | N/A | ND | ND | Not Applicable | Data not provided | Data not provided | Not Applicable | Data not provided | Data not provided | Not Applicable | Data not provided | Data not provided | Not Applicable | Data not provided | Data not provided | Data not provided | Data not provided | Data not provided | Data not provided | Data not provided | Data not provided | Data not provided | Data not provided | Data not provided | Data not provided | N/A | Data not provided | N/A | Data not provided | N/A | Data not provided | N/A | Data not provided | N/A | Data not provided | N/A | None | N/A | Data not provided | Data not provided | Data not provided | Data not provided | Data not provided | Data not provided | Data not provided | Data not provided | Data not provided | Data not provided | Data not provided | Construct 2,000 gpm UF/RO FBR Treatment System ($22M); total capital costs for entire system $29.7M, Annual O&M for entire system $1.56M | During operation, a carbon source, micronutrients, ammonium sulfate, and phosphoric acid were added to the RO concentrate water prior to being delivered to the FBRs. The dosage and nutrient feed rates were adjusted to maintain ORP in the range of -200 to -500 millivolts (mV), pH in the range of 6 to 9, and DO near 0 mg/L (the bioreactors are anaerobic) within the FBRs for optimum selenium reduction. | Overall system is anticipated with ongoing maintenance and optimization to maintain removal of 90-95%. Specifics for FBR are not provided | Influent and effluent below the detection limit (0.0000172 mg/L) | ND = non-detect
FINAL, APPENDIX C, Phase 2 Treatability Study Report, Ultrafiltration/Reverse Osmosis and Biological Selenium Removal Fluidized Bed Bioreactor Treatment Technology | USDA FS CARIBOU-TARGHEE NF: SMOKY CANYON MINE SITE | IDN001002800 | SOUTHEAST IDAHO SELENIUM PROJECT/AKA SMOKY CANYON MINE (# IDN001002245) | N/A | LSSHS-ROC (influent) and LSSHS-BE2 (effluent from FBR #2) | Data not provided | Fluidized bed reactor (FBR) | Active | Fluidized bed reactor (FBR) | Pre-treatment | Groundwater springs (Hoopes Spring and South Fork Sage Creek spring) | Y | FBR/part of treatment train with ultrafiltration (UF) and reverse osmosis (RO) pre-treatment | Pumps to pump water from springs to treatment area. UF/RO (ultrafiltration/reverse osmosis) system to treat water prior to FBR | Southeast Idaho. No constraints noted. | Pilot | One sampling event (4/16/2016) | Silver | Ag, dissolved | mg/L | N | N/A | ND | ND | Not Applicable | Data not provided | Data not provided | Not Applicable | Data not provided | Data not provided | Not Applicable | Data not provided | Data not provided | Not Applicable | Data not provided | Data not provided | Data not provided | Data not provided | Data not provided | Data not provided | Data not provided | Data not provided | Data not provided | Data not provided | Data not provided | Data not provided | N/A | Data not provided | N/A | Data not provided | N/A | Data not provided | N/A | Data not provided | N/A | Data not provided | N/A | None | N/A | Data not provided | Data not provided | Data not provided | Data not provided | Data not provided | Data not provided | Y | 0.0034 mg/L | Data not provided | Data not provided | Data not provided | Construct 2,000 gpm UF/RO FBR Treatment System ($22M); total capital costs for entire system $29.7M, Annual O&M for entire system $1.56M | During operation, a carbon source, micronutrients, ammonium sulfate, and phosphoric acid were added to the RO concentrate water prior to being delivered to the FBRs. The dosage and nutrient feed rates were adjusted to maintain ORP in the range of -200 to -500 millivolts (mV), pH in the range of 6 to 9, and DO near 0 mg/L (the bioreactors are anaerobic) within the FBRs for optimum selenium reduction. | Overall system is anticipated with ongoing maintenance and optimization to maintain removal of 90-95%. Specifics for FBR are not provided | Influent and effluent below the detection limit (0.0000172 mg/L) | ND = non-detect
FINAL, APPENDIX C, Phase 2 Treatability Study Report, Ultrafiltration/Reverse Osmosis and Biological Selenium Removal Fluidized Bed Bioreactor Treatment Technology | USDA FS CARIBOU-TARGHEE NF: SMOKY CANYON MINE SITE | IDN001002800 | SOUTHEAST IDAHO SELENIUM PROJECT/AKA SMOKY CANYON MINE (# IDN001002245) | N/A | LSSHS-ROC (influent) and LSSHS-BE2 (effluent from FBR #2) | Data not provided | Fluidized bed reactor (FBR) | Active | Fluidized bed reactor (FBR) | Pre-treatment | Groundwater springs (Hoopes Spring and South Fork Sage Creek spring) | Y | FBR/part of treatment train with ultrafiltration (UF) and reverse osmosis (RO) pre-treatment | Pumps to pump water from springs to treatment area. UF/RO (ultrafiltration/reverse osmosis) system to treat water prior to FBR | Southeast Idaho. No constraints noted. | Pilot | One sampling event (4/16/2016) | Silver | Ag, total | mg/L | N | N/A | ND | ND | Not Applicable | Data not provided | Data not provided | Not Applicable | Data not provided | Data not provided | Not Applicable | Data not provided | Data not provided | Not Applicable | Data not provided | Data not provided | Data not provided | Data not provided | Data not provided | Data not provided | Data not provided | Data not provided | Data not provided | Data not provided | Data not provided | Data not provided | N/A | Data not provided | N/A | Data not provided | N/A | Data not provided | N/A | Data not provided | N/A | Data not provided | N/A | None | N/A | Data not provided | Data not provided | Data not provided | Data not provided | Data not provided | Data not provided | Data not provided | Data not provided | Data not provided | Data not provided | Data not provided | Construct 2,000 gpm UF/RO FBR Treatment System ($22M); total capital costs for entire system $29.7M, Annual O&M for entire system $1.56M | During operation, a carbon source, micronutrients, ammonium sulfate, and phosphoric acid were added to the RO concentrate water prior to being delivered to the FBRs. The dosage and nutrient feed rates were adjusted to maintain ORP in the range of -200 to -500 millivolts (mV), pH in the range of 6 to 9, and DO near 0 mg/L (the bioreactors are anaerobic) within the FBRs for optimum selenium reduction. | Overall system is anticipated with ongoing maintenance and optimization to maintain removal of 90-95%. Specifics for FBR are not provided | Influent and effluent below the detection limit (0.0000172 mg/L) | ND = non-detect
FINAL, APPENDIX C, Phase 2 Treatability Study Report, Ultrafiltration/Reverse Osmosis and Biological Selenium Removal Fluidized Bed Bioreactor Treatment Technology | USDA FS CARIBOU-TARGHEE NF: SMOKY CANYON MINE SITE | IDN001002800 | SOUTHEAST IDAHO SELENIUM PROJECT/AKA SMOKY CANYON MINE (# IDN001002245) | N/A | LSSHS-ROC (influent) and LSSHS-BE1 (effluent from FBR #1) | Data not provided | Fluidized bed reactor (FBR) | Active | Fluidized bed reactor (FBR) | Pre-treatment | Groundwater springs (Hoopes Spring and South Fork Sage Creek spring) | Y | FBR/part of treatment train with ultrafiltration (UF) and reverse osmosis (RO) pre-treatment | Pumps to pump water from springs to treatment area. UF/RO (ultrafiltration/reverse osmosis) system to treat water prior to FBR | Southeast Idaho. No constraints noted. | Pilot | One sampling event (4/16/2016) | Aluminum | Al, dissolved | mg/L | N | N/A | ND | 0.0069 | Not Applicable | Data not provided | Data not provided | Not Applicable | Data not provided | Data not provided | Not Applicable | Data not provided | Data not provided | Not Applicable | Data not provided | Data not provided | Data not provided | Data not provided | Data not provided | Data not provided | Data not provided | Data not provided | Data not provided | Data not provided | Data not provided | Data not provided | N/A | Data not provided | N/A | Data not provided | N/A | Data not provided | N/A | Data not provided | N/A | Data not provided | N/A | None | N/A | Data not provided | Data not provided | Data not provided | Data not provided | Data not provided | Data not provided | Data not provided | Data not provided | Data not provided | Data not provided | Data not provided | Construct 2,000 gpm UF/RO FBR Treatment System ($22M); total capital costs for entire system $29.7M, Annual O&M for entire system $1.56M | During operation, a carbon source, micronutrients, ammonium sulfate, and phosphoric acid were added to the RO concentrate water prior to being delivered to the FBRs. The dosage and nutrient feed rates were adjusted to maintain ORP in the range of -200 to -500 millivolts (mV), pH in the range of 6 to 9, and DO near 0 mg/L (the bioreactors are anaerobic) within the FBRs for optimum selenium reduction. | Overall system is anticipated with ongoing maintenance and optimization to maintain removal of 90-95%. Specifics for FBR are not provided | Influent below the detection limit (0.0076 mg/L) | ND = non-detect
FINAL, APPENDIX C, Phase 2 Treatability Study Report, Ultrafiltration/Reverse Osmosis and Biological Selenium Removal Fluidized Bed Bioreactor Treatment Technology | USDA FS CARIBOU-TARGHEE NF: SMOKY CANYON MINE SITE | IDN001002800 | SOUTHEAST IDAHO SELENIUM PROJECT/AKA SMOKY CANYON MINE (# IDN001002245) | N/A | LSSHS-ROC (influent) and LSSHS-BE1 (effluent from FBR #1) | Data not provided | Fluidized bed reactor (FBR) | Active | Fluidized bed reactor (FBR) | Pre-treatment | Groundwater springs (Hoopes Spring and South Fork Sage Creek spring) | Y | FBR/part of treatment train with ultrafiltration (UF) and reverse osmosis (RO) pre-treatment | Pumps to pump water from springs to treatment area. UF/RO (ultrafiltration/reverse osmosis) system to treat water prior to FBR | Southeast Idaho. No constraints noted. | Pilot | One sampling event (4/16/2016) | Aluminum | Al, total | mg/L | N | N/A | 0.0098 | ND | 61.2245 | Data not provided | Data not provided | Not Applicable | Data not provided | Data not provided | Not Applicable | Data not provided | Data not provided | Not Applicable | Data not provided | Data not provided | Data not provided | Data not provided | Data not provided | Data not provided | Data not provided | Data not provided | Data not provided | Data not provided | Data not provided | Data not provided | N/A | Data not provided | N/A | Data not provided | N/A | Data not provided | N/A | Data not provided | N/A | Data not provided | N/A | None | N/A | Data not provided | Data not provided | Data not provided | Data not provided | Data not provided | Data not provided | Y | 0.39 mg/L | Data not provided | Data not provided | Data not provided | Construct 2,000 gpm UF/RO FBR Treatment System ($22M); total capital costs for entire system $29.7M, Annual O&M for entire system $1.56M | During operation, a carbon source, micronutrients, ammonium sulfate, and phosphoric acid were added to the RO concentrate water prior to being delivered to the FBRs. The dosage and nutrient feed rates were adjusted to maintain ORP in the range of -200 to -500 millivolts (mV), pH in the range of 6 to 9, and DO near 0 mg/L (the bioreactors are anaerobic) within the FBRs for optimum selenium reduction. | Overall system is anticipated with ongoing maintenance and optimization to maintain removal of 90-95%. Specifics for FBR are not provided | Effluent below the detection limit (0.0076 mg/L) | ND = non-detect
FINAL, APPENDIX C, Phase 2 Treatability Study Report, Ultrafiltration/Reverse Osmosis and Biological Selenium Removal Fluidized Bed Bioreactor Treatment Technology | USDA FS CARIBOU-TARGHEE NF: SMOKY CANYON MINE SITE | IDN001002800 | SOUTHEAST IDAHO SELENIUM PROJECT/AKA SMOKY CANYON MINE (# IDN001002245) | N/A | LSSHS-ROC (influent) and LSSHS-BE2 (effluent from FBR #2) | Data not provided | Fluidized bed reactor (FBR) | Active | Fluidized bed reactor (FBR) | Pre-treatment | Groundwater springs (Hoopes Spring and South Fork Sage Creek spring) | Y | FBR/part of treatment train with ultrafiltration (UF) and reverse osmosis (RO) pre-treatment | Pumps to pump water from springs to treatment area. UF/RO (ultrafiltration/reverse osmosis) system to treat water prior to FBR | Southeast Idaho. No constraints noted. | Pilot | One sampling event (4/16/2016) | Aluminum | Al, dissolved | mg/L | N | N/A | ND | ND | Not Applicable | Data not provided | Data not provided | Not Applicable | Data not provided | Data not provided | Not Applicable | Data not provided | Data not provided | Not Applicable | Data not provided | Data not provided | Data not provided | Data not provided | Data not provided | Data not provided | Data not provided | Data not provided | Data not provided | Data not provided | Data not provided | Data not provided | N/A | Data not provided | N/A | Data not provided | N/A | Data not provided | N/A | Data not provided | N/A | Data not provided | N/A | None | N/A | Data not provided | Data not provided | Data not provided | Data not provided | Data not provided | Data not provided | Data not provided | Data not provided | Data not provided | Data not provided | Data not provided | Construct 2,000 gpm UF/RO FBR Treatment System ($22M); total capital costs for entire system $29.7M, Annual O&M for entire system $1.56M | During operation, a carbon source, micronutrients, ammonium sulfate, and phosphoric acid were added to the RO concentrate water prior to being delivered to the FBRs. The dosage and nutrient feed rates were adjusted to maintain ORP in the range of -200 to -500 millivolts (mV), pH in the range of 6 to 9, and DO near 0 mg/L (the bioreactors are anaerobic) within the FBRs for optimum selenium reduction. | Overall system is anticipated with ongoing maintenance and optimization to maintain removal of 90-95%. Specifics for FBR are not provided | Influent and effluent below the detection limit (0.0076 mg/L) | ND = non-detect
FINAL, APPENDIX C, Phase 2 Treatability Study Report, Ultrafiltration/Reverse Osmosis and Biological Selenium Removal Fluidized Bed Bioreactor Treatment Technology | USDA FS CARIBOU-TARGHEE NF: SMOKY CANYON MINE SITE | IDN001002800 | SOUTHEAST IDAHO SELENIUM PROJECT/AKA SMOKY CANYON MINE (# IDN001002245) | N/A | LSSHS-ROC (influent) and LSSHS-BE2 (effluent from FBR #2) | Data not provided | Fluidized bed reactor (FBR) | Active | Fluidized bed reactor (FBR) | Pre-treatment | Groundwater springs (Hoopes Spring and South Fork Sage Creek spring) | Y | FBR/part of treatment train with ultrafiltration (UF) and reverse osmosis (RO) pre-treatment | Pumps to pump water from springs to treatment area. UF/RO (ultrafiltration/reverse osmosis) system to treat water prior to FBR | Southeast Idaho. No constraints noted. | Pilot | One sampling event (4/16/2016) | Aluminum | Al, total | mg/L | N | N/A | 0.0098 | 0.0114 | -16.3265 | Data not provided | Data not provided | Not Applicable | Data not provided | Data not provided | Not Applicable | Data not provided | Data not provided | Not Applicable | Data not provided | Data not provided | Data not provided | Data not provided | Data not provided | Data not provided | Data not provided | Data not provided | Data not provided | Data not provided | Data not provided | Data not provided | N/A | Data not provided | N/A | Data not provided | N/A | Data not provided | N/A | Data not provided | N/A | Data not provided | N/A | None | N/A | Data not provided | Data not provided | Data not provided | Data not provided | Data not provided | Data not provided | Y | 0.39 mg/L | Data not provided | Data not provided | Data not provided | Construct 2,000 gpm UF/RO FBR Treatment System ($22M); total capital costs for entire system $29.7M, Annual O&M for entire system $1.56M | During operation, a carbon source, micronutrients, ammonium sulfate, and phosphoric acid were added to the RO concentrate water prior to being delivered to the FBRs. The dosage and nutrient feed rates were adjusted to maintain ORP in the range of -200 to -500 millivolts (mV), pH in the range of 6 to 9, and DO near 0 mg/L (the bioreactors are anaerobic) within the FBRs for optimum selenium reduction. | Overall system is anticipated with ongoing maintenance and optimization to maintain removal of 90-95%. Specifics for FBR are not provided | Data not provided
FINAL, APPENDIX C, Phase 2 Treatability Study Report, Ultrafiltration/Reverse Osmosis and Biological Selenium Removal Fluidized Bed Bioreactor Treatment Technology | USDA FS CARIBOU-TARGHEE NF: SMOKY CANYON MINE SITE | IDN001002800 | SOUTHEAST IDAHO SELENIUM PROJECT/AKA SMOKY CANYON MINE (# IDN001002245) | N/A | LSSHS-ROC (influent) and LSSHS-BE1 (effluent from FBR #1) | Data not provided | Fluidized bed reactor (FBR) | Active | Fluidized bed reactor (FBR) | Pre-treatment | Groundwater springs (Hoopes Spring and South Fork Sage Creek spring) | Y | FBR/part of treatment train with ultrafiltration (UF) and reverse osmosis (RO) pre-treatment | Pumps to pump water from springs to treatment area. UF/RO (ultrafiltration/reverse osmosis) system to treat water prior to FBR | Southeast Idaho. No constraints noted. | Pilot | One sampling event (4/16/2016) | Alkalinity | Alkalinity as CaCO3 | mg/L | N | N/A | 780 | 790 | -1.2821 | Data not provided | Data not provided | Not Applicable | Data not provided | Data not provided | Not Applicable | Data not provided | Data not provided | Not Applicable | Data not provided | Data not provided | Data not provided | Data not provided | Data not provided | Data not provided | Data not provided | Data not provided | Data not provided | Data not provided | Data not provided | Data not provided | N/A | Data not provided | N/A | Data not provided | N/A | Data not provided | N/A | Data not provided | N/A | Data not provided | N/A | None | N/A | Data not provided | Data not provided | Data not provided | Data not provided | Data not provided | Data not provided | Data not provided | Data not provided | Data not provided | Data not provided | Data not provided | Construct 2,000 gpm UF/RO FBR Treatment System ($22M); total capital costs for entire system $29.7M, Annual O&M for entire system $1.56M | During operation, a carbon source, micronutrients, ammonium sulfate, and phosphoric acid were added to the RO concentrate water prior to being delivered to the FBRs. The dosage and nutrient feed rates were adjusted to maintain ORP in the range of -200 to -500 millivolts (mV), pH in the range of 6 to 9, and DO near 0 mg/L (the bioreactors are anaerobic) within the FBRs for optimum selenium reduction. | Overall system is anticipated with ongoing maintenance and optimization to maintain removal of 90-95%. Specifics for FBR are not provided | Data not provided
FINAL, APPENDIX C, Phase 2 Treatability Study Report, Ultrafiltration/Reverse Osmosis and Biological Selenium Removal Fluidized Bed Bioreactor Treatment Technology | USDA FS CARIBOU-TARGHEE NF: SMOKY CANYON MINE SITE | IDN001002800 | SOUTHEAST IDAHO SELENIUM PROJECT/AKA SMOKY CANYON MINE (# IDN001002245) | N/A | LSSHS-ROC (influent) and LSSHS-BE2 (effluent from FBR #2) | Data not provided | Fluidized bed reactor (FBR) | Active | Fluidized bed reactor (FBR) | Pre-treatment | Groundwater springs (Hoopes Spring and South Fork Sage Creek spring) | Y | FBR/part of treatment train with ultrafiltration (UF) and reverse osmosis (RO) pre-treatment | Pumps to pump water from springs to treatment area. UF/RO (ultrafiltration/reverse osmosis) system to treat water prior to FBR | Southeast Idaho. No constraints noted. | Pilot | One sampling event (4/16/2016) | Alkalinity | Alkalinity as CaCO3 | mg/L | N | N/A | 780 | 790 | -1.2821 | Data not provided | Data not provided | Not Applicable | Data not provided | Data not provided | Not Applicable | Data not provided | Data not provided | Not Applicable | Data not provided | Data not provided | Data not provided | Data not provided | Data not provided | Data not provided | Data not provided | Data not provided | Data not provided | Data not provided | Data not provided | Data not provided | N/A | Data not provided | N/A | Data not provided | N/A | Data not provided | N/A | Data not provided | N/A | Data not provided | N/A | None | N/A | Data not provided | Data not provided | Data not provided | Data not provided | Data not provided | Data not provided | Data not provided | Data not provided | Data not provided | Data not provided | Data not provided | Construct 2,000 gpm UF/RO FBR Treatment System ($22M); total capital costs for entire system $29.7M, Annual O&M for entire system $1.56M | During operation, a carbon source, micronutrients, ammonium sulfate, and phosphoric acid were added to the RO concentrate water prior to being delivered to the FBRs. The dosage and nutrient feed rates were adjusted to maintain ORP in the range of -200 to -500 millivolts (mV), pH in the range of 6 to 9, and DO near 0 mg/L (the bioreactors are anaerobic) within the FBRs for optimum selenium reduction. | Overall system is anticipated with ongoing maintenance and optimization to maintain removal of 90-95%. Specifics for FBR are not provided | Data not provided
FINAL, APPENDIX C, Phase 2 Treatability Study Report, Ultrafiltration/Reverse Osmosis and Biological Selenium Removal Fluidized Bed Bioreactor Treatment Technology | USDA FS CARIBOU-TARGHEE NF: SMOKY CANYON MINE SITE | IDN001002800 | SOUTHEAST IDAHO SELENIUM PROJECT/AKA SMOKY CANYON MINE (# IDN001002245) | N/A | LSSHS-ROC (influent) and LSSHS-BE1 (effluent from FBR #1) | Data not provided | Fluidized bed reactor (FBR) | Active | Fluidized bed reactor (FBR) | Pre-treatment | Groundwater springs (Hoopes Spring and South Fork Sage Creek spring) | Y | FBR/part of treatment train with ultrafiltration (UF) and reverse osmosis (RO) pre-treatment | Pumps to pump water from springs to treatment area. UF/RO (ultrafiltration/reverse osmosis) system to treat water prior to FBR | Southeast Idaho. No constraints noted. | Pilot | One sampling event (4/16/2016) | Ammonia | Ammonia (as N) | mg/L | N | N/A | ND | 3.9 | Not Applicable | Data not provided | Data not provided | Not Applicable | Data not provided | Data not provided | Not Applicable | Data not provided | Data not provided | Not Applicable | Data not provided | Data not provided | Data not provided | Data not provided | Data not provided | Data not provided | Data not provided | Data not provided | Data not provided | Data not provided | Data not provided | Data not provided | N/A | Data not provided | N/A | Data not provided | N/A | Data not provided | N/A | Data not provided | N/A | Data not provided | N/A | None | N/A | Data not provided | Data not provided | Data not provided | Data not provided | Data not provided | Data not provided | Data not provided | Data not provided | Data not provided | Data not provided | Data not provided | Construct 2,000 gpm UF/RO FBR Treatment System ($22M); total capital costs for entire system $29.7M, Annual O&M for entire system $1.56M | During operation, a carbon source, micronutrients, ammonium sulfate, and phosphoric acid were added to the RO concentrate water prior to being delivered to the FBRs. The dosage and nutrient feed rates were adjusted to maintain ORP in the range of -200 to -500 millivolts (mV), pH in the range of 6 to 9, and DO near 0 mg/L (the bioreactors are anaerobic) within the FBRs for optimum selenium reduction. | Overall system is anticipated with ongoing maintenance and optimization to maintain removal of 90-95%. Specifics for FBR are not provided | Influent below the detection limit (0.026 mg/L) | ND = non-detect
FINAL, APPENDIX C, Phase 2 Treatability Study Report, Ultrafiltration/Reverse Osmosis and Biological Selenium Removal Fluidized Bed Bioreactor Treatment Technology | USDA FS CARIBOU-TARGHEE NF: SMOKY CANYON MINE SITE | IDN001002800 | SOUTHEAST IDAHO SELENIUM PROJECT/AKA SMOKY CANYON MINE (# IDN001002245) | N/A | LSSHS-ROC (influent) and LSSHS-BE2 (effluent from FBR #2) | Data not provided | Fluidized bed reactor (FBR) | Active | Fluidized bed reactor (FBR) | Pre-treatment | Groundwater springs (Hoopes Spring and South Fork Sage Creek spring) | Y | FBR/part of treatment train with ultrafiltration (UF) and reverse osmosis (RO) pre-treatment | Pumps to pump water from springs to treatment area. UF/RO (ultrafiltration/reverse osmosis) system to treat water prior to FBR | Southeast Idaho. No constraints noted. | Pilot | One sampling event (4/16/2016) | Ammonia | Ammonia (as N) | mg/L | N | N/A | ND | 3.52 | Not Applicable | Data not provided | Data not provided | Not Applicable | Data not provided | Data not provided | Not Applicable | Data not provided | Data not provided | Not Applicable | Data not provided | Data not provided | Data not provided | Data not provided | Data not provided | Data not provided | Data not provided | Data not provided | Data not provided | Data not provided | Data not provided | Data not provided | N/A | Data not provided | N/A | Data not provided | N/A | Data not provided | N/A | Data not provided | N/A | Data not provided | N/A | None | N/A | Data not provided | Data not provided | Data not provided | Data not provided | Data not provided | Data not provided | Data not provided | Data not provided | Data not provided | Data not provided | Data not provided | Construct 2,000 gpm UF/RO FBR Treatment System ($22M); total capital costs for entire system $29.7M, Annual O&M for entire system $1.56M | During operation, a carbon source, micronutrients, ammonium sulfate, and phosphoric acid were added to the RO concentrate water prior to being delivered to the FBRs. The dosage and nutrient feed rates were adjusted to maintain ORP in the range of -200 to -500 millivolts (mV), pH in the range of 6 to 9, and DO near 0 mg/L (the bioreactors are anaerobic) within the FBRs for optimum selenium reduction. | Overall system is anticipated with ongoing maintenance and optimization to maintain removal of 90-95%. Specifics for FBR are not provided | Influent below the detection limit (0.026 mg/L) | ND = non-detect
FINAL, APPENDIX C, Phase 2 Treatability Study Report, Ultrafiltration/Reverse Osmosis and Biological Selenium Removal Fluidized Bed Bioreactor Treatment Technology | USDA FS CARIBOU-TARGHEE NF: SMOKY CANYON MINE SITE | IDN001002800 | SOUTHEAST IDAHO SELENIUM PROJECT/AKA SMOKY CANYON MINE (# IDN001002245) | N/A | LSSHS-ROC (influent) and LSSHS-BE1 (effluent from FBR #1) | Data not provided | Fluidized bed reactor (FBR) | Active | Fluidized bed reactor (FBR) | Pre-treatment | Groundwater springs (Hoopes Spring and South Fork Sage Creek spring) | Y | FBR/part of treatment train with ultrafiltration (UF) and reverse osmosis (RO) pre-treatment | Pumps to pump water from springs to treatment area. UF/RO (ultrafiltration/reverse osmosis) system to treat water prior to FBR | Southeast Idaho. No constraints noted. | Pilot | One sampling event (4/16/2016) | Arsenic | As, dissolved | mg/L | N | N/A | 0.00142 | ND | 85.9859 | Data not provided | Data not provided | Not Applicable | Data not provided | Data not provided | Not Applicable | Data not provided | Data not provided | Not Applicable | Data not provided | Data not provided | Data not provided | Data not provided | Data not provided | Data not provided | Data not provided | Data not provided | Data not provided | Data not provided | Data not provided | Data not provided | N/A | Data not provided | N/A | Data not provided | N/A | Data not provided | N/A | Data not provided | N/A | Data not provided | N/A | None | N/A | Data not provided | Data not provided | Data not provided | Data not provided | Data not provided | Data not provided | Y | 0.01 mg/L | Data not provided | Data not provided | Data not provided | Construct 2,000 gpm UF/RO FBR Treatment System ($22M); total capital costs for entire system $29.7M, Annual O&M for entire system $1.56M | During operation, a carbon source, micronutrients, ammonium sulfate, and phosphoric acid were added to the RO concentrate water prior to being delivered to the FBRs. The dosage and nutrient feed rates were adjusted to maintain ORP in the range of -200 to -500 millivolts (mV), pH in the range of 6 to 9, and DO near 0 mg/L (the bioreactors are anaerobic) within the FBRs for optimum selenium reduction. | Overall system is anticipated with ongoing maintenance and optimization to maintain removal of 90-95%. Specifics for FBR are not provided | Effluent below the detection limit (0.000398 mg/L) | ND = non-detect
FINAL, APPENDIX C, Phase 2 Treatability Study Report, Ultrafiltration/Reverse Osmosis and Biological Selenium Removal Fluidized Bed Bioreactor Treatment Technology | USDA FS CARIBOU-TARGHEE NF: SMOKY CANYON MINE SITE | IDN001002800 | SOUTHEAST IDAHO SELENIUM PROJECT/AKA SMOKY CANYON MINE (# IDN001002245) | N/A | LSSHS-ROC (influent) and LSSHS-BE1 (effluent from FBR #1) | Data not provided | Fluidized bed reactor (FBR) | Active | Fluidized bed reactor (FBR) | Pre-treatment | Groundwater springs (Hoopes Spring and South Fork Sage Creek spring) | Y | FBR/part of treatment train with ultrafiltration (UF) and reverse osmosis (RO) pre-treatment | Pumps to pump water from springs to treatment area. UF/RO (ultrafiltration/reverse osmosis) system to treat water prior to FBR | Southeast Idaho. No constraints noted. | Pilot | One sampling event (4/16/2016) | Arsenic | As, total | mg/L | N | N/A | 0.00165 | 0.0006 | 63.6364 | Data not provided | Data not provided | Not Applicable | Data not provided | Data not provided | Not Applicable | Data not provided | Data not provided | Not Applicable | Data not provided | Data not provided | Data not provided | Data not provided | Data not provided | Data not provided | Data not provided | Data not provided | Data not provided | Data not provided | Data not provided | Data not provided | N/A | Data not provided | N/A | Data not provided | N/A | Data not provided | N/A | Data not provided | N/A | Data not provided | N/A | None | N/A | Data not provided | Data not provided | Data not provided | Data not provided | Data not provided | Data not provided | Y | 0.01 mg/L | Data not provided | Data not provided | Data not provided | Construct 2,000 gpm UF/RO FBR Treatment System ($22M); total capital costs for entire system $29.7M, Annual O&M for entire system $1.56M | During operation, a carbon source, micronutrients, ammonium sulfate, and phosphoric acid were added to the RO concentrate water prior to being delivered to the FBRs. The dosage and nutrient feed rates were adjusted to maintain ORP in the range of -200 to -500 millivolts (mV), pH in the range of 6 to 9, and DO near 0 mg/L (the bioreactors are anaerobic) within the FBRs for optimum selenium reduction. | Overall system is anticipated with ongoing maintenance and optimization to maintain removal of 90-95%. Specifics for FBR are not provided | Data not provided
FINAL, APPENDIX C, Phase 2 Treatability Study Report, Ultrafiltration/Reverse Osmosis and Biological Selenium Removal Fluidized Bed Bioreactor Treatment Technology | USDA FS CARIBOU-TARGHEE NF: SMOKY CANYON MINE SITE | IDN001002800 | SOUTHEAST IDAHO SELENIUM PROJECT/AKA SMOKY CANYON MINE (# IDN001002245) | N/A | LSSHS-ROC (influent) and LSSHS-BE2 (effluent from FBR #2) | Data not provided | Fluidized bed reactor (FBR) | Active | Fluidized bed reactor (FBR) | Pre-treatment | Groundwater springs (Hoopes Spring and South Fork Sage Creek spring) | Y | FBR/part of treatment train with ultrafiltration (UF) and reverse osmosis (RO) pre-treatment | Pumps to pump water from springs to treatment area. UF/RO (ultrafiltration/reverse osmosis) system to treat water prior to FBR | Southeast Idaho. No constraints noted. | Pilot | One sampling event (4/16/2016) | Arsenic | As, dissolved | mg/L | N | N/A | 0.00142 | ND | 85.9859 | Data not provided | Data not provided | Not Applicable | Data not provided | Data not provided | Not Applicable | Data not provided | Data not provided | Not Applicable | Data not provided | Data not provided | Data not provided | Data not provided | Data not provided | Data not provided | Data not provided | Data not provided | Data not provided | Data not provided | Data not provided | Data not provided | N/A | Data not provided | N/A | Data not provided | N/A | Data not provided | N/A | Data not provided | N/A | Data not provided | N/A | None | N/A | Data not provided | Data not provided | Data not provided | Data not provided | Data not provided | Data not provided | Y | 0.01 mg/L | Data not provided | Data not provided | Data not provided | Construct 2,000 gpm UF/RO FBR Treatment System ($22M); total capital costs for entire system $29.7M, Annual O&M for entire system $1.56M | During operation, a carbon source, micronutrients, ammonium sulfate, and phosphoric acid were added to the RO concentrate water prior to being delivered to the FBRs. The dosage and nutrient feed rates were adjusted to maintain ORP in the range of -200 to -500 millivolts (mV), pH in the range of 6 to 9, and DO near 0 mg/L (the bioreactors are anaerobic) within the FBRs for optimum selenium reduction. | Overall system is anticipated with ongoing maintenance and optimization to maintain removal of 90-95%. Specifics for FBR are not provided | Effluent below the detection limit (0.000398 mg/L) | ND = non-detect
FINAL, APPENDIX C, Phase 2 Treatability Study Report, Ultrafiltration/Reverse Osmosis and Biological Selenium Removal Fluidized Bed Bioreactor Treatment Technology | USDA FS CARIBOU-TARGHEE NF: SMOKY CANYON MINE SITE | IDN001002800 | SOUTHEAST IDAHO SELENIUM PROJECT/AKA SMOKY CANYON MINE (# IDN001002245) | N/A | LSSHS-ROC (influent) and LSSHS-BE2 (effluent from FBR #2) | Data not provided | Fluidized bed reactor (FBR) | Active | Fluidized bed reactor (FBR) | Pre-treatment | Groundwater springs (Hoopes Spring and South Fork Sage Creek spring) | Y | FBR/part of treatment train with ultrafiltration (UF) and reverse osmosis (RO) pre-treatment | Pumps to pump water from springs to treatment area. UF/RO (ultrafiltration/reverse osmosis) system to treat water prior to FBR | Southeast Idaho. No constraints noted. | Pilot | One sampling event (4/16/2016) | Arsenic | As, total | mg/L | N | N/A | 0.00165 | 0.000629 | 61.8788 | Data not provided | Data not provided | Not Applicable | Data not provided | Data not provided | Not Applicable | Data not provided | Data not provided | Not Applicable | Data not provided | Data not provided | Data not provided | Data not provided | Data not provided | Data not provided | Data not provided | Data not provided | Data not provided | Data not provided | Data not provided | Data not provided | N/A | Data not provided | N/A | Data not provided | N/A | Data not provided | N/A | Data not provided | N/A | Data not provided | N/A | None | N/A | Data not provided | Data not provided | Data not provided | Data not provided | Data not provided | Data not provided | Y | 0.01 mg/L | Data not provided | Data not provided | Data not provided | Construct 2,000 gpm UF/RO FBR Treatment System ($22M); total capital costs for entire system $29.7M, Annual O&M for entire system $1.56M | During operation, a carbon source, micronutrients, ammonium sulfate, and phosphoric acid were added to the RO concentrate water prior to being delivered to the FBRs. The dosage and nutrient feed rates were adjusted to maintain ORP in the range of -200 to -500 millivolts (mV), pH in the range of 6 to 9, and DO near 0 mg/L (the bioreactors are anaerobic) within the FBRs for optimum selenium reduction. | Overall system is anticipated with ongoing maintenance and optimization to maintain removal of 90-95%. Specifics for FBR are not provided | Data not provided
FINAL, APPENDIX C, Phase 2 Treatability Study Report, Ultrafiltration/Reverse Osmosis and Biological Selenium Removal Fluidized Bed Bioreactor Treatment Technology | USDA FS CARIBOU-TARGHEE NF: SMOKY CANYON MINE SITE | IDN001002800 | SOUTHEAST IDAHO SELENIUM PROJECT/AKA SMOKY CANYON MINE (# IDN001002245) | N/A | LSSHS-ROC (influent) and LSSHS-BE1 (effluent from FBR #1) | Data not provided | Fluidized bed reactor (FBR) | Active | Fluidized bed reactor (FBR) | Pre-treatment | Groundwater springs (Hoopes Spring and South Fork Sage Creek spring) | Y | FBR/part of treatment train with ultrafiltration (UF) and reverse osmosis (RO) pre-treatment | Pumps to pump water from springs to treatment area. UF/RO (ultrafiltration/reverse osmosis) system to treat water prior to FBR | Southeast Idaho. No constraints noted. | Pilot | One sampling event (4/16/2016) | Boron | B, dissolved | mg/L | N | N/A | 0.04 | 0.0409 | -2.25 | Data not provided | Data not provided | Not Applicable | Data not provided | Data not provided | Not Applicable | Data not provided | Data not provided | Not Applicable | Data not provided | Data not provided | Data not provided | Data not provided | Data not provided | Data not provided | Data not provided | Data not provided | Data not provided | Data not provided | Data not provided | Data not provided | N/A | Data not provided | N/A | Data not provided | N/A | Data not provided | N/A | Data not provided | N/A | Data not provided | N/A | None | N/A | Data not provided | Data not provided | Data not provided | Data not provided | Data not provided | Data not provided | Data not provided | Data not provided | Data not provided | Data not provided | Data not provided | Construct 2,000 gpm UF/RO FBR Treatment System ($22M); total capital costs for entire system $29.7M, Annual O&M for entire system $1.56M | During operation, a carbon source, micronutrients, ammonium sulfate, and phosphoric acid were added to the RO concentrate water prior to being delivered to the FBRs. The dosage and nutrient feed rates were adjusted to maintain ORP in the range of -200 to -500 millivolts (mV), pH in the range of 6 to 9, and DO near 0 mg/L (the bioreactors are anaerobic) within the FBRs for optimum selenium reduction. | Overall system is anticipated with ongoing maintenance and optimization to maintain removal of 90-95%. Specifics for FBR are not provided | Data not provided | Estimated quantity
FINAL, APPENDIX C, Phase 2 Treatability Study Report, Ultrafiltration/Reverse Osmosis and Biological Selenium Removal Fluidized Bed Bioreactor Treatment Technology | USDA FS CARIBOU-TARGHEE NF: SMOKY CANYON MINE SITE | IDN001002800 | SOUTHEAST IDAHO SELENIUM PROJECT/AKA SMOKY CANYON MINE (# IDN001002245) | N/A | LSSHS-ROC (influent) and LSSHS-BE1 (effluent from FBR #1) | Data not provided | Fluidized bed reactor (FBR) | Active | Fluidized bed reactor (FBR) | Pre-treatment | Groundwater springs (Hoopes Spring and South Fork Sage Creek spring) | Y | FBR/part of treatment train with ultrafiltration (UF) and reverse osmosis (RO) pre-treatment | Pumps to pump water from springs to treatment area. UF/RO (ultrafiltration/reverse osmosis) system to treat water prior to FBR | Southeast Idaho. No constraints noted. | Pilot | One sampling event (4/16/2016) | Boron | B, total | mg/L | N | N/A | 0.0422 | 0.0417 | 1.1848 | Data not provided | Data not provided | Not Applicable | Data not provided | Data not provided | Not Applicable | Data not provided | Data not provided | Not Applicable | Data not provided | Data not provided | Data not provided | Data not provided | Data not provided | Data not provided | Data not provided | Data not provided | Data not provided | Data not provided | Data not provided | Data not provided | N/A | Data not provided | N/A | Data not provided | N/A | Data not provided | N/A | Data not provided | N/A | Data not provided | N/A | None | N/A | Data not provided | Data not provided | Data not provided | Data not provided | Data not provided | Data not provided | Y | 7 mg/L | Data not provided | Data not provided | Data not provided | Construct 2,000 gpm UF/RO FBR Treatment System ($22M); total capital costs for entire system $29.7M, Annual O&M for entire system $1.56M | During operation, a carbon source, micronutrients, ammonium sulfate, and phosphoric acid were added to the RO concentrate water prior to being delivered to the FBRs. The dosage and nutrient feed rates were adjusted to maintain ORP in the range of -200 to -500 millivolts (mV), pH in the range of 6 to 9, and DO near 0 mg/L (the bioreactors are anaerobic) within the FBRs for optimum selenium reduction. | Overall system is anticipated with ongoing maintenance and optimization to maintain removal of 90-95%. Specifics for FBR are not provided | Data not provided | Estimated quantity
FINAL, APPENDIX C, Phase 2 Treatability Study Report, Ultrafiltration/Reverse Osmosis and Biological Selenium Removal Fluidized Bed Bioreactor Treatment Technology | USDA FS CARIBOU-TARGHEE NF: SMOKY CANYON MINE SITE | IDN001002800 | SOUTHEAST IDAHO SELENIUM PROJECT/AKA SMOKY CANYON MINE (# IDN001002245) | N/A | LSSHS-ROC (influent) and LSSHS-BE2 (effluent from FBR #2) | Data not provided | Fluidized bed reactor (FBR) | Active | Fluidized bed reactor (FBR) | Pre-treatment | Groundwater springs (Hoopes Spring and South Fork Sage Creek spring) | Y | FBR/part of treatment train with ultrafiltration (UF) and reverse osmosis (RO) pre-treatment | Pumps to pump water from springs to treatment area. UF/RO (ultrafiltration/reverse osmosis) system to treat water prior to FBR | Southeast Idaho. No constraints noted. | Pilot | One sampling event (4/16/2016) | Boron | B, dissolved | mg/L | N | N/A | 0.04 | 0.0387 | 3.25 | Data not provided | Data not provided | Not Applicable | Data not provided | Data not provided | Not Applicable | Data not provided | Data not provided | Not Applicable | Data not provided | Data not provided | Data not provided | Data not provided | Data not provided | Data not provided | Data not provided | Data not provided | Data not provided | Data not provided | Data not provided | Data not provided | N/A | Data not provided | N/A | Data not provided | N/A | Data not provided | N/A | Data not provided | N/A | Data not provided | N/A | None | N/A | Data not provided | Data not provided | Data not provided | Data not provided | Data not provided | Data not provided | Data not provided | Data not provided | Data not provided | Data not provided | Data not provided | Construct 2,000 gpm UF/RO FBR Treatment System ($22M); total capital costs for entire system $29.7M, Annual O&M for entire system $1.56M | During operation, a carbon source, micronutrients, ammonium sulfate, and phosphoric acid were added to the RO concentrate water prior to being delivered to the FBRs. The dosage and nutrient feed rates were adjusted to maintain ORP in the range of -200 to -500 millivolts (mV), pH in the range of 6 to 9, and DO near 0 mg/L (the bioreactors are anaerobic) within the FBRs for optimum selenium reduction. | Overall system is anticipated with ongoing maintenance and optimization to maintain removal of 90-95%. Specifics for FBR are not provided | Data not provided | Estimated quantity
FINAL, APPENDIX C, Phase 2 Treatability Study Report, Ultrafiltration/Reverse Osmosis and Biological Selenium Removal Fluidized Bed Bioreactor Treatment Technology | USDA FS CARIBOU-TARGHEE NF: SMOKY CANYON MINE SITE | IDN001002800 | SOUTHEAST IDAHO SELENIUM PROJECT/AKA SMOKY CANYON MINE (# IDN001002245) | N/A | LSSHS-ROC (influent) and LSSHS-BE2 (effluent from FBR #2) | Data not provided | Fluidized bed reactor (FBR) | Active | Fluidized bed reactor (FBR) | Pre-treatment | Groundwater springs (Hoopes Spring and South Fork Sage Creek spring) | Y | FBR/part of treatment train with ultrafiltration (UF) and reverse osmosis (RO) pre-treatment | Pumps to pump water from springs to treatment area. UF/RO (ultrafiltration/reverse osmosis) system to treat water prior to FBR | Southeast Idaho. No constraints noted. | Pilot | One sampling event (4/16/2016) | Boron | B, total | mg/L | N | N/A | 0.0422 | 0.0424 | -0.47393 | Data not provided | Data not provided | Not Applicable | Data not provided | Data not provided | Not Applicable | Data not provided | Data not provided | Not Applicable | Data not provided | Data not provided | Data not provided | Data not provided | Data not provided | Data not provided | Data not provided | Data not provided | Data not provided | Data not provided | Data not provided | Data not provided | N/A | Data not provided | N/A | Data not provided | N/A | Data not provided | N/A | Data not provided | N/A | Data not provided | N/A | None | N/A | Data not provided | Data not provided | Data not provided | Data not provided | Data not provided | Data not provided | Y | 7 mg/L | Data not provided | Data not provided | Data not provided | Construct 2,000 gpm UF/RO FBR Treatment System ($22M); total capital costs for entire system $29.7M, Annual O&M for entire system $1.56M | During operation, a carbon source, micronutrients, ammonium sulfate, and phosphoric acid were added to the RO concentrate water prior to being delivered to the FBRs. The dosage and nutrient feed rates were adjusted to maintain ORP in the range of -200 to -500 millivolts (mV), pH in the range of 6 to 9, and DO near 0 mg/L (the bioreactors are anaerobic) within the FBRs for optimum selenium reduction. | Overall system is anticipated with ongoing maintenance and optimization to maintain removal of 90-95%. Specifics for FBR are not provided | Data not provided | Estimated quantity
FINAL, APPENDIX C, Phase 2 Treatability Study Report, Ultrafiltration/Reverse Osmosis and Biological Selenium Removal Fluidized Bed Bioreactor Treatment Technology | USDA FS CARIBOU-TARGHEE NF: SMOKY CANYON MINE SITE | IDN001002800 | SOUTHEAST IDAHO SELENIUM PROJECT/AKA SMOKY CANYON MINE (# IDN001002245) | N/A | LSSHS-ROC (influent) and LSSHS-BE1 (effluent from FBR #1) | Data not provided | Fluidized bed reactor (FBR) | Active | Fluidized bed reactor (FBR) | Pre-treatment | Groundwater springs (Hoopes Spring and South Fork Sage Creek spring) | Y | FBR/part of treatment train with ultrafiltration (UF) and reverse osmosis (RO) pre-treatment | Pumps to pump water from springs to treatment area. UF/RO (ultrafiltration/reverse osmosis) system to treat water prior to FBR | Southeast Idaho. No constraints noted. | Pilot | One sampling event (4/16/2016) | Barium | Ba, Dissolved | mg/L | N | N/A | 0.203 | 0.208 | -2.4631 | Data not provided | Data not provided | Not Applicable | Data not provided | Data not provided | Not Applicable | Data not provided | Data not provided | Not Applicable | Data not provided | Data not provided | Data not provided | Data not provided | Data not provided | Data not provided | Data not provided | Data not provided | Data not provided | Data not provided | Data not provided | Data not provided | N/A | Data not provided | N/A | Data not provided | N/A | Data not provided | N/A | Data not provided | N/A | Data not provided | N/A | None | N/A | Data not provided | Data not provided | Data not provided | Data not provided | Data not provided | Data not provided | Data not provided | Data not provided | Data not provided | Data not provided | Data not provided | Construct 2,000 gpm UF/RO FBR Treatment System ($22M); total capital costs for entire system $29.7M, Annual O&M for entire system $1.56M | During operation, a carbon source, micronutrients, ammonium sulfate, and phosphoric acid were added to the RO concentrate water prior to being delivered to the FBRs. The dosage and nutrient feed rates were adjusted to maintain ORP in the range of -200 to -500 millivolts (mV), pH in the range of 6 to 9, and DO near 0 mg/L (the bioreactors are anaerobic) within the FBRs for optimum selenium reduction. | Overall system is anticipated with ongoing maintenance and optimization to maintain removal of 90-95%. Specifics for FBR are not provided | Data not provided
FINAL, APPENDIX C, Phase 2 Treatability Study Report, Ultrafiltration/Reverse Osmosis and Biological Selenium Removal Fluidized Bed Bioreactor Treatment Technology | USDA FS CARIBOU-TARGHEE NF: SMOKY CANYON MINE SITE | IDN001002800 | SOUTHEAST IDAHO SELENIUM PROJECT/AKA SMOKY CANYON MINE (# IDN001002245) | N/A | LSSHS-ROC (influent) and LSSHS-BE1 (effluent from FBR #1) | Data not provided | Fluidized bed reactor (FBR) | Active | Fluidized bed reactor (FBR) | Pre-treatment | Groundwater springs (Hoopes Spring and South Fork Sage Creek spring) | Y | FBR/part of treatment train with ultrafiltration (UF) and reverse osmosis (RO) pre-treatment | Pumps to pump water from springs to treatment area. UF/RO (ultrafiltration/reverse osmosis) system to treat water prior to FBR | Southeast Idaho. No constraints noted. | Pilot | One sampling event (4/16/2016) | Barium | Ba, Total | mg/L | N | N/A | 0.211 | 0.211 | 0 | Data not provided | Data not provided | Not Applicable | Data not provided | Data not provided | Not Applicable | Data not provided | Data not provided | Not Applicable | Data not provided | Data not provided | Data not provided | Data not provided | Data not provided | Data not provided | Data not provided | Data not provided | Data not provided | Data not provided | Data not provided | Data not provided | N/A | Data not provided | N/A | Data not provided | N/A | Data not provided | N/A | Data not provided | N/A | Data not provided | N/A | None | N/A | Data not provided | Data not provided | Data not provided | Data not provided | Data not provided | Data not provided | Y | 0.44 | Data not provided | Data not provided | Data not provided | Construct 2,000 gpm UF/RO FBR Treatment System ($22M); total capital costs for entire system $29.7M, Annual O&M for entire system $1.56M | During operation, a carbon source, micronutrients, ammonium sulfate, and phosphoric acid were added to the RO concentrate water prior to being delivered to the FBRs. The dosage and nutrient feed rates were adjusted to maintain ORP in the range of -200 to -500 millivolts (mV), pH in the range of 6 to 9, and DO near 0 mg/L (the bioreactors are anaerobic) within the FBRs for optimum selenium reduction. | Overall system is anticipated with ongoing maintenance and optimization to maintain removal of 90-95%. Specifics for FBR are not provided | Data not provided
FINAL, APPENDIX C, Phase 2 Treatability Study Report, Ultrafiltration/Reverse Osmosis and Biological Selenium Removal Fluidized Bed Bioreactor Treatment Technology | USDA FS CARIBOU-TARGHEE NF: SMOKY CANYON MINE SITE | IDN001002800 | SOUTHEAST IDAHO SELENIUM PROJECT/AKA SMOKY CANYON MINE (# IDN001002245) | N/A | LSSHS-ROC (influent) and LSSHS-BE2 (effluent from FBR #2) | Data not provided | Fluidized bed reactor (FBR) | Active | Fluidized bed reactor (FBR) | Pre-treatment | Groundwater springs (Hoopes Spring and South Fork Sage Creek spring) | Y | FBR/part of treatment train with ultrafiltration (UF) and reverse osmosis (RO) pre-treatment | Pumps to pump water from springs to treatment area. UF/RO (ultrafiltration/reverse osmosis) system to treat water prior to FBR | Southeast Idaho. No constraints noted. | Pilot | One sampling event (4/16/2016) | Barium | Ba, Dissolved | mg/L | N | N/A | 0.203 | 0.202 | 0.49261 | Data not provided | Data not provided | Not Applicable | Data not provided | Data not provided | Not Applicable | Data not provided | Data not provided | Not Applicable | Data not provided | Data not provided | Data not provided | Data not provided | Data not provided | Data not provided | Data not provided | Data not provided | Data not provided | Data not provided | Data not provided | Data not provided | N/A | Data not provided | N/A | Data not provided | N/A | Data not provided | N/A | Data not provided | N/A | Data not provided | N/A | None | N/A | Data not provided | Data not provided | Data not provided | Data not provided | Data not provided | Data not provided | Data not provided | Data not provided | Data not provided | Data not provided | Data not provided | Construct 2,000 gpm UF/RO FBR Treatment System ($22M); total capital costs for entire system $29.7M, Annual O&M for entire system $1.56M | During operation, a carbon source, micronutrients, ammonium sulfate, and phosphoric acid were added to the RO concentrate water prior to being delivered to the FBRs. The dosage and nutrient feed rates were adjusted to maintain ORP in the range of -200 to -500 millivolts (mV), pH in the range of 6 to 9, and DO near 0 mg/L (the bioreactors are anaerobic) within the FBRs for optimum selenium reduction. | Overall system is anticipated with ongoing maintenance and optimization to maintain removal of 90-95%. Specifics for FBR are not provided | Data not provided
FINAL, APPENDIX C, Phase 2 Treatability Study Report, Ultrafiltration/Reverse Osmosis and Biological Selenium Removal Fluidized Bed Bioreactor Treatment Technology | USDA FS CARIBOU-TARGHEE NF: SMOKY CANYON MINE SITE | IDN001002800 | SOUTHEAST IDAHO SELENIUM PROJECT/AKA SMOKY CANYON MINE (# IDN001002245) | N/A | LSSHS-ROC (influent) and LSSHS-BE2 (effluent from FBR #2) | Data not provided | Fluidized bed reactor (FBR) | Active | Fluidized bed reactor (FBR) | Pre-treatment | Groundwater springs (Hoopes Spring and South Fork Sage Creek spring) | Y | FBR/part of treatment train with ultrafiltration (UF) and reverse osmosis (RO) pre-treatment | Pumps to pump water from springs to treatment area. UF/RO (ultrafiltration/reverse osmosis) system to treat water prior to FBR | Southeast Idaho. No constraints noted. | Pilot | One sampling event (4/16/2016) | Barium | Ba, Total | mg/L | N | N/A | 0.211 | 0.21 | 0.47393 | Data not provided | Data not provided | Not Applicable | Data not provided | Data not provided | Not Applicable | Data not provided | Data not provided | Not Applicable | Data not provided | Data not provided | Data not provided | Data not provided | Data not provided | Data not provided | Data not provided | Data not provided | Data not provided | Data not provided | Data not provided | Data not provided | N/A | Data not provided | N/A | Data not provided | N/A | Data not provided | N/A | Data not provided | N/A | Data not provided | N/A | None | N/A | Data not provided | Data not provided | Data not provided | Data not provided | Data not provided | Data not provided | Y | 0.44 | Data not provided | Data not provided | Data not provided | Construct 2,000 gpm UF/RO FBR Treatment System ($22M); total capital costs for entire system $29.7M, Annual O&M for entire system $1.56M | During operation, a carbon source, micronutrients, ammonium sulfate, and phosphoric acid were added to the RO concentrate water prior to being delivered to the FBRs. The dosage and nutrient feed rates were adjusted to maintain ORP in the range of -200 to -500 millivolts (mV), pH in the range of 6 to 9, and DO near 0 mg/L (the bioreactors are anaerobic) within the FBRs for optimum selenium reduction. | Overall system is anticipated with ongoing maintenance and optimization to maintain removal of 90-95%. Specifics for FBR are not provided | Data not provided
FINAL, APPENDIX C, Phase 2 Treatability Study Report, Ultrafiltration/Reverse Osmosis and Biological Selenium Removal Fluidized Bed Bioreactor Treatment Technology | USDA FS CARIBOU-TARGHEE NF: SMOKY CANYON MINE SITE | IDN001002800 | SOUTHEAST IDAHO SELENIUM PROJECT/AKA SMOKY CANYON MINE (# IDN001002245) | N/A | LSSHS-ROC (influent) and LSSHS-BE1 (effluent from FBR #1) | Data not provided | Fluidized bed reactor (FBR) | Active | Fluidized bed reactor (FBR) | Pre-treatment | Groundwater springs (Hoopes Spring and South Fork Sage Creek spring) | Y | FBR/part of treatment train with ultrafiltration (UF) and reverse osmosis (RO) pre-treatment | Pumps to pump water from springs to treatment area. UF/RO (ultrafiltration/reverse osmosis) system to treat water prior to FBR | Southeast Idaho. No constraints noted. | Pilot | One sampling event (4/16/2016) | Beryllium | Be, dissolved | mg/L | N | N/A | ND | ND | Not Applicable | Data not provided | Data not provided | Not Applicable | Data not provided | Data not provided | Not Applicable | Data not provided | Data not provided | Not Applicable | Data not provided | Data not provided | Data not provided | Data not provided | Data not provided | Data not provided | Data not provided | Data not provided | Data not provided | Data not provided | Data not provided | Data not provided | N/A | Data not provided | N/A | Data not provided | N/A | Data not provided | N/A | Data not provided | N/A | Data not provided | N/A | None | N/A | Data not provided | Data not provided | Data not provided | Data not provided | Data not provided | Data not provided | Data not provided | Data not provided | Data not provided | Data not provided | Data not provided | Construct 2,000 gpm UF/RO FBR Treatment System ($22M); total capital costs for entire system $29.7M, Annual O&M for entire system $1.56M | During operation, a carbon source, micronutrients, ammonium sulfate, and phosphoric acid were added to the RO concentrate water prior to being delivered to the FBRs. The dosage and nutrient feed rates were adjusted to maintain ORP in the range of -200 to -500 millivolts (mV), pH in the range of 6 to 9, and DO near 0 mg/L (the bioreactors are anaerobic) within the FBRs for optimum selenium reduction. | Overall system is anticipated with ongoing maintenance and optimization to maintain removal of 90-95%. Specifics for FBR are not provided | Influent and effluent below the detection limit (0.000047 mg/L) | ND = non-detect
FINAL, APPENDIX C, Phase 2 Treatability Study Report, Ultrafiltration/Reverse Osmosis and Biological Selenium Removal Fluidized Bed Bioreactor Treatment Technology | USDA FS CARIBOU-TARGHEE NF: SMOKY CANYON MINE SITE | IDN001002800 | SOUTHEAST IDAHO SELENIUM PROJECT/AKA SMOKY CANYON MINE (# IDN001002245) | N/A | LSSHS-ROC (influent) and LSSHS-BE1 (effluent from FBR #1) | Data not provided | Fluidized bed reactor (FBR) | Active | Fluidized bed reactor (FBR) | Pre-treatment | Groundwater springs (Hoopes Spring and South Fork Sage Creek spring) | Y | FBR/part of treatment train with ultrafiltration (UF) and reverse osmosis (RO) pre-treatment | Pumps to pump water from springs to treatment area. UF/RO (ultrafiltration/reverse osmosis) system to treat water prior to FBR | Southeast Idaho. No constraints noted. | Pilot | One sampling event (4/16/2016) | Beryllium | Be, total | mg/L | N | N/A | ND | ND | Not Applicable | Data not provided | Data not provided | Not Applicable | Data not provided | Data not provided | Not Applicable | Data not provided | Data not provided | Not Applicable | Data not provided | Data not provided | Data not provided | Data not provided | Data not provided | Data not provided | Data not provided | Data not provided | Data not provided | Data not provided | Data not provided | Data not provided | N/A | Data not provided | N/A | Data not provided | N/A | Data not provided | N/A | Data not provided | N/A | Data not provided | N/A | None | N/A | Data not provided | Data not provided | Data not provided | Data not provided | Data not provided | Data not provided | Y | 0.0067 mg/L | Data not provided | Data not provided | Data not provided | Construct 2,000 gpm UF/RO FBR Treatment System ($22M); total capital costs for entire system $29.7M, Annual O&M for entire system $1.56M | During operation, a carbon source, micronutrients, ammonium sulfate, and phosphoric acid were added to the RO concentrate water prior to being delivered to the FBRs. The dosage and nutrient feed rates were adjusted to maintain ORP in the range of -200 to -500 millivolts (mV), pH in the range of 6 to 9, and DO near 0 mg/L (the bioreactors are anaerobic) within the FBRs for optimum selenium reduction. | Overall system is anticipated with ongoing maintenance and optimization to maintain removal of 90-95%. Specifics for FBR are not provided | Influent and effluent below the detection limit (0.000047 mg/L) | ND = non-detect
FINAL, APPENDIX C, Phase 2 Treatability Study Report, Ultrafiltration/Reverse Osmosis and Biological Selenium Removal Fluidized Bed Bioreactor Treatment Technology | USDA FS CARIBOU-TARGHEE NF: SMOKY CANYON MINE SITE | IDN001002800 | SOUTHEAST IDAHO SELENIUM PROJECT/AKA SMOKY CANYON MINE (# IDN001002245) | N/A | LSSHS-ROC (influent) and LSSHS-BE2 (effluent from FBR #2) | Data not provided | Fluidized bed reactor (FBR) | Active | Fluidized bed reactor (FBR) | Pre-treatment | Groundwater springs (Hoopes Spring and South Fork Sage Creek spring) | Y | FBR/part of treatment train with ultrafiltration (UF) and reverse osmosis (RO) pre-treatment | Pumps to pump water from springs to treatment area. UF/RO (ultrafiltration/reverse osmosis) system to treat water prior to FBR | Southeast Idaho. No constraints noted. | Pilot | One sampling event (4/16/2016) | Beryllium | Be, dissolved | mg/L | N | N/A | ND | ND | Not Applicable | Data not provided | Data not provided | Not Applicable | Data not provided | Data not provided | Not Applicable | Data not provided | Data not provided | Not Applicable | Data not provided | Data not provided | Data not provided | Data not provided | Data not provided | Data not provided | Data not provided | Data not provided | Data not provided | Data not provided | Data not provided | Data not provided | N/A | Data not provided | N/A | Data not provided | N/A | Data not provided | N/A | Data not provided | N/A | Data not provided | N/A | None | N/A | Data not provided | Data not provided | Data not provided | Data not provided | Data not provided | Data not provided | Data not provided | Data not provided | Data not provided | Data not provided | Data not provided | Construct 2,000 gpm UF/RO FBR Treatment System ($22M); total capital costs for entire system $29.7M, Annual O&M for entire system $1.56M | During operation, a carbon source, micronutrients, ammonium sulfate, and phosphoric acid were added to the RO concentrate water prior to being delivered to the FBRs. The dosage and nutrient feed rates were adjusted to maintain ORP in the range of -200 to -500 millivolts (mV), pH in the range of 6 to 9, and DO near 0 mg/L (the bioreactors are anaerobic) within the FBRs for optimum selenium reduction. | Overall system is anticipated with ongoing maintenance and optimization to maintain removal of 90-95%. Specifics for FBR are not provided | Influent and effluent below the detection limit (0.000047 mg/L) | ND = non-detect
FINAL, APPENDIX C, Phase 2 Treatability Study Report, Ultrafiltration/Reverse Osmosis and Biological Selenium Removal Fluidized Bed Bioreactor Treatment Technology | USDA FS CARIBOU-TARGHEE NF: SMOKY CANYON MINE SITE | IDN001002800 | SOUTHEAST IDAHO SELENIUM PROJECT/AKA SMOKY CANYON MINE (# IDN001002245) | N/A | LSSHS-ROC (influent) and LSSHS-BE2 (effluent from FBR #2) | Data not provided | Fluidized bed reactor (FBR) | Active | Fluidized bed reactor (FBR) | Pre-treatment | Groundwater springs (Hoopes Spring and South Fork Sage Creek spring) | Y | FBR/part of treatment train with ultrafiltration (UF) and reverse osmosis (RO) pre-treatment | Pumps to pump water from springs to treatment area. UF/RO (ultrafiltration/reverse osmosis) system to treat water prior to FBR | Southeast Idaho. No constraints noted. | Pilot | One sampling event (4/16/2016) | Beryllium | Be, total | mg/L | N | N/A | ND | ND | Not Applicable | Data not provided | Data not provided | Not Applicable | Data not provided | Data not provided | Not Applicable | Data not provided | Data not provided | Not Applicable | Data not provided | Data not provided | Data not provided | Data not provided | Data not provided | Data not provided | Data not provided | Data not provided | Data not provided | Data not provided | Data not provided | Data not provided | N/A | Data not provided | N/A | Data not provided | N/A | Data not provided | N/A | Data not provided | N/A | Data not provided | N/A | None | N/A | Data not provided | Data not provided | Data not provided | Data not provided | Data not provided | Data not provided | Y | 0.0067 mg/L | Data not provided | Data not provided | Data not provided | Construct 2,000 gpm UF/RO FBR Treatment System ($22M); total capital costs for entire system $29.7M, Annual O&M for entire system $1.56M | During operation, a carbon source, micronutrients, ammonium sulfate, and phosphoric acid were added to the RO concentrate water prior to being delivered to the FBRs. The dosage and nutrient feed rates were adjusted to maintain ORP in the range of -200 to -500 millivolts (mV), pH in the range of 6 to 9, and DO near 0 mg/L (the bioreactors are anaerobic) within the FBRs for optimum selenium reduction. | Overall system is anticipated with ongoing maintenance and optimization to maintain removal of 90-95%. Specifics for FBR are not provided | Influent and effluent below the detection limit (0.000047 mg/L) | ND = non-detect
FINAL, APPENDIX C, Phase 2 Treatability Study Report, Ultrafiltration/Reverse Osmosis and Biological Selenium Removal Fluidized Bed Bioreactor Treatment Technology | USDA FS CARIBOU-TARGHEE NF: SMOKY CANYON MINE SITE | IDN001002800 | SOUTHEAST IDAHO SELENIUM PROJECT/AKA SMOKY CANYON MINE (# IDN001002245) | N/A | LSSHS-ROC (influent) and LSSHS-BE1 (effluent from FBR #1) | Data not provided | Fluidized bed reactor (FBR) | Active | Fluidized bed reactor (FBR) | Pre-treatment | Groundwater springs (Hoopes Spring and South Fork Sage Creek spring) | Y | FBR/part of treatment train with ultrafiltration (UF) and reverse osmosis (RO) pre-treatment | Pumps to pump water from springs to treatment area. UF/RO (ultrafiltration/reverse osmosis) system to treat water prior to FBR | Southeast Idaho. No constraints noted. | Pilot | One sampling event (4/16/2016) | BOD | Biochemical Oxygen Demand | mg/L | N | N/A | ND | 28 | Not Applicable | Data not provided | Data not provided | Not Applicable | Data not provided | Data not provided | Not Applicable | Data not provided | Data not provided | Not Applicable | Data not provided | Data not provided | Data not provided | Data not provided | Data not provided | Data not provided | Data not provided | Data not provided | Data not provided | Data not provided | Data not provided | Data not provided | N/A | Data not provided | N/A | Data not provided | N/A | Data not provided | N/A | Data not provided | N/A | Data not provided | N/A | None | N/A | Data not provided | Data not provided | Data not provided | Data not provided | Data not provided | Data not provided | Data not provided | Data not provided | Data not provided | Data not provided | Data not provided | Construct 2,000 gpm UF/RO FBR Treatment System ($22M); total capital costs for entire system $29.7M, Annual O&M for entire system $1.56M | During operation, a carbon source, micronutrients, ammonium sulfate, and phosphoric acid were added to the RO concentrate water prior to being delivered to the FBRs. The dosage and nutrient feed rates were adjusted to maintain ORP in the range of -200 to -500 millivolts (mV), pH in the range of 6 to 9, and DO near 0 mg/L (the bioreactors are anaerobic) within the FBRs for optimum selenium reduction. | Overall system is anticipated with ongoing maintenance and optimization to maintain removal of 90-95%. Specifics for FBR are not provided | Influent below the detection limit (2 mg/L) | ND = non-detect
FINAL, APPENDIX C, Phase 2 Treatability Study Report, Ultrafiltration/Reverse Osmosis and Biological Selenium Removal Fluidized Bed Bioreactor Treatment Technology | USDA FS CARIBOU-TARGHEE NF: SMOKY CANYON MINE SITE | IDN001002800 | SOUTHEAST IDAHO SELENIUM PROJECT/AKA SMOKY CANYON MINE (# IDN001002245) | N/A | LSSHS-ROC (influent) and LSSHS-BE2 (effluent from FBR #2) | Data not provided | Fluidized bed reactor (FBR) | Active | Fluidized bed reactor (FBR) | Pre-treatment | Groundwater springs (Hoopes Spring and South Fork Sage Creek spring) | Y | FBR/part of treatment train with ultrafiltration (UF) and reverse osmosis (RO) pre-treatment | Pumps to pump water from springs to treatment area. UF/RO (ultrafiltration/reverse osmosis) system to treat water prior to FBR | Southeast Idaho. No constraints noted. | Pilot | One sampling event (4/16/2016) | BOD | Biochemical Oxygen Demand | mg/L | N | N/A | ND | 27 | Not Applicable | Data not provided | Data not provided | Not Applicable | Data not provided | Data not provided | Not Applicable | Data not provided | Data not provided | Not Applicable | Data not provided | Data not provided | Data not provided | Data not provided | Data not provided | Data not provided | Data not provided | Data not provided | Data not provided | Data not provided | Data not provided | Data not provided | N/A | Data not provided | N/A | Data not provided | N/A | Data not provided | N/A | Data not provided | N/A | Data not provided | N/A | None | N/A | Data not provided | Data not provided | Data not provided | Data not provided | Data not provided | Data not provided | Data not provided | Data not provided | Data not provided | Data not provided | Data not provided | Construct 2,000 gpm UF/RO FBR Treatment System ($22M); total capital costs for entire system $29.7M, Annual O&M for entire system $1.56M | During operation, a carbon source, micronutrients, ammonium sulfate, and phosphoric acid were added to the RO concentrate water prior to being delivered to the FBRs. The dosage and nutrient feed rates were adjusted to maintain ORP in the range of -200 to -500 millivolts (mV), pH in the range of 6 to 9, and DO near 0 mg/L (the bioreactors are anaerobic) within the FBRs for optimum selenium reduction. | Overall system is anticipated with ongoing maintenance and optimization to maintain removal of 90-95%. Specifics for FBR are not provided | Influent below the detection limit (2 mg/L) | ND = non-detect
FINAL, APPENDIX C, Phase 2 Treatability Study Report, Ultrafiltration/Reverse Osmosis and Biological Selenium Removal Fluidized Bed Bioreactor Treatment Technology | USDA FS CARIBOU-TARGHEE NF: SMOKY CANYON MINE SITE | IDN001002800 | SOUTHEAST IDAHO SELENIUM PROJECT/AKA SMOKY CANYON MINE (# IDN001002245) | N/A | LSSHS-ROC (influent) and LSSHS-BE1 (effluent from FBR #1) | Data not provided | Fluidized bed reactor (FBR) | Active | Fluidized bed reactor (FBR) | Pre-treatment | Groundwater springs (Hoopes Spring and South Fork Sage Creek spring) | Y | FBR/part of treatment train with ultrafiltration (UF) and reverse osmosis (RO) pre-treatment | Pumps to pump water from springs to treatment area. UF/RO (ultrafiltration/reverse osmosis) system to treat water prior to FBR | Southeast Idaho. No constraints noted. | Pilot | One sampling event (4/16/2016) | Calcium | Ca, dissolved | mg/L | N | N/A | 244 | 245 | -0.40984 | Data not provided | Data not provided | Not Applicable | Data not provided | Data not provided | Not Applicable | Data not provided | Data not provided | Not Applicable | Data not provided | Data not provided | Data not provided | Data not provided | Data not provided | Data not provided | Data not provided | Data not provided | Data not provided | Data not provided | Data not provided | Data not provided | N/A | Data not provided | N/A | Data not provided | N/A | Data not provided | N/A | Data not provided | N/A | Data not provided | N/A | None | N/A | Data not provided | Data not provided | Data not provided | Data not provided | Data not provided | Data not provided | Data not provided | Data not provided | Data not provided | Data not provided | Data not provided | Construct 2,000 gpm UF/RO FBR Treatment System ($22M); total capital costs for entire system $29.7M, Annual O&M for entire system $1.56M | During operation, a carbon source, micronutrients, ammonium sulfate, and phosphoric acid were added to the RO concentrate water prior to being delivered to the FBRs. The dosage and nutrient feed rates were adjusted to maintain ORP in the range of -200 to -500 millivolts (mV), pH in the range of 6 to 9, and DO near 0 mg/L (the bioreactors are anaerobic) within the FBRs for optimum selenium reduction. | Overall system is anticipated with ongoing maintenance and optimization to maintain removal of 90-95%. Specifics for FBR are not provided | Data not provided
FINAL, APPENDIX C, Phase 2 Treatability Study Report, Ultrafiltration/Reverse Osmosis and Biological Selenium Removal Fluidized Bed Bioreactor Treatment Technology | USDA FS CARIBOU-TARGHEE NF: SMOKY CANYON MINE SITE | IDN001002800 | SOUTHEAST IDAHO SELENIUM PROJECT/AKA SMOKY CANYON MINE (# IDN001002245) | N/A | LSSHS-ROC (influent) and LSSHS-BE2 (effluent from FBR #2) | Data not provided | Fluidized bed reactor (FBR) | Active | Fluidized bed reactor (FBR) | Pre-treatment | Groundwater springs (Hoopes Spring and South Fork Sage Creek spring) | Y | FBR/part of treatment train with ultrafiltration (UF) and reverse osmosis (RO) pre-treatment | Pumps to pump water from springs to treatment area. UF/RO (ultrafiltration/reverse osmosis) system to treat water prior to FBR | Southeast Idaho. No constraints noted. | Pilot | One sampling event (4/16/2016) | Calcium | Ca, dissolved | mg/L | N | N/A | 244 | 242 | 0.81967 | Data not provided | Data not provided | Not Applicable | Data not provided | Data not provided | Not Applicable | Data not provided | Data not provided | Not Applicable | Data not provided | Data not provided | Data not provided | Data not provided | Data not provided | Data not provided | Data not provided | Data not provided | Data not provided | Data not provided | Data not provided | Data not provided | N/A | Data not provided | N/A | Data not provided | N/A | Data not provided | N/A | Data not provided | N/A | Data not provided | N/A | None | N/A | Data not provided | Data not provided | Data not provided | Data not provided | Data not provided | Data not provided | Data not provided | Data not provided | Data not provided | Data not provided | Data not provided | Construct 2,000 gpm UF/RO FBR Treatment System ($22M); total capital costs for entire system $29.7M, Annual O&M for entire system $1.56M | During operation, a carbon source, micronutrients, ammonium sulfate, and phosphoric acid were added to the RO concentrate water prior to being delivered to the FBRs. The dosage and nutrient feed rates were adjusted to maintain ORP in the range of -200 to -500 millivolts (mV), pH in the range of 6 to 9, and DO near 0 mg/L (the bioreactors are anaerobic) within the FBRs for optimum selenium reduction. | Overall system is anticipated with ongoing maintenance and optimization to maintain removal of 90-95%. Specifics for FBR are not provided | Data not provided
FINAL, APPENDIX C, Phase 2 Treatability Study Report, Ultrafiltration/Reverse Osmosis and Biological Selenium Removal Fluidized Bed Bioreactor Treatment Technology | USDA FS CARIBOU-TARGHEE NF: SMOKY CANYON MINE SITE | IDN001002800 | SOUTHEAST IDAHO SELENIUM PROJECT/AKA SMOKY CANYON MINE (# IDN001002245) | N/A | LSSHS-ROC (influent) and LSSHS-BE1 (effluent from FBR #1) | Data not provided | Fluidized bed reactor (FBR) | Active | Fluidized bed reactor (FBR) | Pre-treatment | Groundwater springs (Hoopes Spring and South Fork Sage Creek spring) | Y | FBR/part of treatment train with ultrafiltration (UF) and reverse osmosis (RO) pre-treatment | Pumps to pump water from springs to treatment area. UF/RO (ultrafiltration/reverse osmosis) system to treat water prior to FBR | Southeast Idaho. No constraints noted. | Pilot | One sampling event (4/16/2016) | Cadmium | Cd, dissolved | mg/L | N | N/A | ND | ND | Not Applicable | Data not provided | Data not provided | Not Applicable | Data not provided | Data not provided | Not Applicable | Data not provided | Data not provided | Not Applicable | Data not provided | Data not provided | Data not provided | Data not provided | Data not provided | Data not provided | Data not provided | Data not provided | Data not provided | Data not provided | Data not provided | Data not provided | N/A | Data not provided | N/A | Data not provided | N/A | Data not provided | N/A | Data not provided | N/A | Data not provided | N/A | None | N/A | Data not provided | Data not provided | Data not provided | Data not provided | Data not provided | Data not provided | Y | 0.005 mg/L | Data not provided | Data not provided | Data not provided | Construct 2,000 gpm UF/RO FBR Treatment System ($22M); total capital costs for entire system $29.7M, Annual O&M for entire system $1.56M | During operation, a carbon source, micronutrients, ammonium sulfate, and phosphoric acid were added to the RO concentrate water prior to being delivered to the FBRs. The dosage and nutrient feed rates were adjusted to maintain ORP in the range of -200 to -500 millivolts (mV), pH in the range of 6 to 9, and DO near 0 mg/L (the bioreactors are anaerobic) within the FBRs for optimum selenium reduction. | Overall system is anticipated with ongoing maintenance and optimization to maintain removal of 90-95%. Specifics for FBR are not provided | Influent and effluent below the detection limit (0.0000362 mg/L) | ND = non-detect
FINAL, APPENDIX C, Phase 2 Treatability Study Report, Ultrafiltration/Reverse Osmosis and Biological Selenium Removal Fluidized Bed Bioreactor Treatment Technology | USDA FS CARIBOU-TARGHEE NF: SMOKY CANYON MINE SITE | IDN001002800 | SOUTHEAST IDAHO SELENIUM PROJECT/AKA SMOKY CANYON MINE (# IDN001002245) | N/A | LSSHS-ROC (influent) and LSSHS-BE1 (effluent from FBR #1) | Data not provided | Fluidized bed reactor (FBR) | Active | Fluidized bed reactor (FBR) | Pre-treatment | Groundwater springs (Hoopes Spring and South Fork Sage Creek spring) | Y | FBR/part of treatment train with ultrafiltration (UF) and reverse osmosis (RO) pre-treatment | Pumps to pump water from springs to treatment area. UF/RO (ultrafiltration/reverse osmosis) system to treat water prior to FBR | Southeast Idaho. No constraints noted. | Pilot | One sampling event (4/16/2016) | Cadmium | Cd, total | mg/L | N | N/A | 6.54e-05 | ND | 72.3242 | Data not provided | Data not provided | Not Applicable | Data not provided | Data not provided | Not Applicable | Data not provided | Data not provided | Not Applicable | Data not provided | Data not provided | Data not provided | Data not provided | Data not provided | Data not provided | Data not provided | Data not provided | Data not provided | Data not provided | Data not provided | Data not provided | N/A | Data not provided | N/A | Data not provided | N/A | Data not provided | N/A | Data not provided | N/A | Data not provided | N/A | None | N/A | Data not provided | Data not provided | Data not provided | Data not provided | Data not provided | Data not provided | Y | 0.005 mg/L | Data not provided | Data not provided | Data not provided | Construct 2,000 gpm UF/RO FBR Treatment System ($22M); total capital costs for entire system $29.7M, Annual O&M for entire system $1.56M | During operation, a carbon source, micronutrients, ammonium sulfate, and phosphoric acid were added to the RO concentrate water prior to being delivered to the FBRs. The dosage and nutrient feed rates were adjusted to maintain ORP in the range of -200 to -500 millivolts (mV), pH in the range of 6 to 9, and DO near 0 mg/L (the bioreactors are anaerobic) within the FBRs for optimum selenium reduction. | Overall system is anticipated with ongoing maintenance and optimization to maintain removal of 90-95%. Specifics for FBR are not provided | Effluent below the detection limit (0.0000362 mg/L) | ND = non-detect, estimated quantity
FINAL, APPENDIX C, Phase 2 Treatability Study Report, Ultrafiltration/Reverse Osmosis and Biological Selenium Removal Fluidized Bed Bioreactor Treatment Technology | USDA FS CARIBOU-TARGHEE NF: SMOKY CANYON MINE SITE | IDN001002800 | SOUTHEAST IDAHO SELENIUM PROJECT/AKA SMOKY CANYON MINE (# IDN001002245) | N/A | LSSHS-ROC (influent) and LSSHS-BE2 (effluent from FBR #2) | Data not provided | Fluidized bed reactor (FBR) | Active | Fluidized bed reactor (FBR) | Pre-treatment | Groundwater springs (Hoopes Spring and South Fork Sage Creek spring) | Y | FBR/part of treatment train with ultrafiltration (UF) and reverse osmosis (RO) pre-treatment | Pumps to pump water from springs to treatment area. UF/RO (ultrafiltration/reverse osmosis) system to treat water prior to FBR | Southeast Idaho. No constraints noted. | Pilot | One sampling event (4/16/2016) | Cadmium | Cd, dissolved | mg/L | N | N/A | ND | ND | Not Applicable | Data not provided | Data not provided | Not Applicable | Data not provided | Data not provided | Not Applicable | Data not provided | Data not provided | Not Applicable | Data not provided | Data not provided | Data not provided | Data not provided | Data not provided | Data not provided | Data not provided | Data not provided | Data not provided | Data not provided | Data not provided | Data not provided | N/A | Data not provided | N/A | Data not provided | N/A | Data not provided | N/A | Data not provided | N/A | Data not provided | N/A | None | N/A | Data not provided | Data not provided | Data not provided | Data not provided | Data not provided | Data not provided | Y | 0.005 mg/L | Data not provided | Data not provided | Data not provided | Construct 2,000 gpm UF/RO FBR Treatment System ($22M); total capital costs for entire system $29.7M, Annual O&M for entire system $1.56M | During operation, a carbon source, micronutrients, ammonium sulfate, and phosphoric acid were added to the RO concentrate water prior to being delivered to the FBRs. The dosage and nutrient feed rates were adjusted to maintain ORP in the range of -200 to -500 millivolts (mV), pH in the range of 6 to 9, and DO near 0 mg/L (the bioreactors are anaerobic) within the FBRs for optimum selenium reduction. | Overall system is anticipated with ongoing maintenance and optimization to maintain removal of 90-95%. Specifics for FBR are not provided | Influent and effluent below the detection limit (0.0000362 mg/L) | ND = non-detect
FINAL, APPENDIX C, Phase 2 Treatability Study Report, Ultrafiltration/Reverse Osmosis and Biological Selenium Removal Fluidized Bed Bioreactor Treatment Technology | USDA FS CARIBOU-TARGHEE NF: SMOKY CANYON MINE SITE | IDN001002800 | SOUTHEAST IDAHO SELENIUM PROJECT/AKA SMOKY CANYON MINE (# IDN001002245) | N/A | LSSHS-ROC (influent) and LSSHS-BE2 (effluent from FBR #2) | Data not provided | Fluidized bed reactor (FBR) | Active | Fluidized bed reactor (FBR) | Pre-treatment | Groundwater springs (Hoopes Spring and South Fork Sage Creek spring) | Y | FBR/part of treatment train with ultrafiltration (UF) and reverse osmosis (RO) pre-treatment | Pumps to pump water from springs to treatment area. UF/RO (ultrafiltration/reverse osmosis) system to treat water prior to FBR | Southeast Idaho. No constraints noted. | Pilot | One sampling event (4/16/2016) | Cadmium | Cd, total | mg/L | N | N/A | 6.54e-05 | ND | 72.3242 | Data not provided | Data not provided | Not Applicable | Data not provided | Data not provided | Not Applicable | Data not provided | Data not provided | Not Applicable | Data not provided | Data not provided | Data not provided | Data not provided | Data not provided | Data not provided | Data not provided | Data not provided | Data not provided | Data not provided | Data not provided | Data not provided | N/A | Data not provided | N/A | Data not provided | N/A | Data not provided | N/A | Data not provided | N/A | Data not provided | N/A | None | N/A | Data not provided | Data not provided | Data not provided | Data not provided | Data not provided | Data not provided | Y | 0.005 mg/L | Data not provided | Data not provided | Data not provided | Construct 2,000 gpm UF/RO FBR Treatment System ($22M); total capital costs for entire system $29.7M, Annual O&M for entire system $1.56M | During operation, a carbon source, micronutrients, ammonium sulfate, and phosphoric acid were added to the RO concentrate water prior to being delivered to the FBRs. The dosage and nutrient feed rates were adjusted to maintain ORP in the range of -200 to -500 millivolts (mV), pH in the range of 6 to 9, and DO near 0 mg/L (the bioreactors are anaerobic) within the FBRs for optimum selenium reduction. | Overall system is anticipated with ongoing maintenance and optimization to maintain removal of 90-95%. Specifics for FBR are not provided | Effluent below the detection limit (0.0000362 mg/L) | ND = non-detect, estimated quantity
FINAL, APPENDIX C, Phase 2 Treatability Study Report, Ultrafiltration/Reverse Osmosis and Biological Selenium Removal Fluidized Bed Bioreactor Treatment Technology | USDA FS CARIBOU-TARGHEE NF: SMOKY CANYON MINE SITE | IDN001002800 | SOUTHEAST IDAHO SELENIUM PROJECT/AKA SMOKY CANYON MINE (# IDN001002245) | N/A | LSSHS-ROC (influent) and LSSHS-BE1 (effluent from FBR #1) | Data not provided | Fluidized bed reactor (FBR) | Active | Fluidized bed reactor (FBR) | Pre-treatment | Groundwater springs (Hoopes Spring and South Fork Sage Creek spring) | Y | FBR/part of treatment train with ultrafiltration (UF) and reverse osmosis (RO) pre-treatment | Pumps to pump water from springs to treatment area. UF/RO (ultrafiltration/reverse osmosis) system to treat water prior to FBR | Southeast Idaho. No constraints noted. | Pilot | One sampling event (4/16/2016) | Chloride | Cl | mg/L | N | N/A | 38.3 | 38.1 | 0.52219 | Data not provided | Data not provided | Not Applicable | Data not provided | Data not provided | Not Applicable | Data not provided | Data not provided | Not Applicable | Data not provided | Data not provided | Data not provided | Data not provided | Data not provided | Data not provided | Data not provided | Data not provided | Data not provided | Data not provided | Data not provided | Data not provided | N/A | Data not provided | N/A | Data not provided | N/A | Data not provided | N/A | Data not provided | N/A | Data not provided | N/A | None | N/A | Data not provided | Data not provided | Data not provided | Data not provided | Data not provided | Data not provided | Data not provided | Data not provided | Data not provided | Data not provided | Data not provided | Construct 2,000 gpm UF/RO FBR Treatment System ($22M); total capital costs for entire system $29.7M, Annual O&M for entire system $1.56M | During operation, a carbon source, micronutrients, ammonium sulfate, and phosphoric acid were added to the RO concentrate water prior to being delivered to the FBRs. The dosage and nutrient feed rates were adjusted to maintain ORP in the range of -200 to -500 millivolts (mV), pH in the range of 6 to 9, and DO near 0 mg/L (the bioreactors are anaerobic) within the FBRs for optimum selenium reduction. | Overall system is anticipated with ongoing maintenance and optimization to maintain removal of 90-95%. Specifics for FBR are not provided | Data not provided
FINAL, APPENDIX C, Phase 2 Treatability Study Report, Ultrafiltration/Reverse Osmosis and Biological Selenium Removal Fluidized Bed Bioreactor Treatment Technology | USDA FS CARIBOU-TARGHEE NF: SMOKY CANYON MINE SITE | IDN001002800 | SOUTHEAST IDAHO SELENIUM PROJECT/AKA SMOKY CANYON MINE (# IDN001002245) | N/A | LSSHS-ROC (influent) and LSSHS-BE2 (effluent from FBR #2) | Data not provided | Fluidized bed reactor (FBR) | Active | Fluidized bed reactor (FBR) | Pre-treatment | Groundwater springs (Hoopes Spring and South Fork Sage Creek spring) | Y | FBR/part of treatment train with ultrafiltration (UF) and reverse osmosis (RO) pre-treatment | Pumps to pump water from springs to treatment area. UF/RO (ultrafiltration/reverse osmosis) system to treat water prior to FBR | Southeast Idaho. No constraints noted. | Pilot | One sampling event (4/16/2016) | Chloride | Cl | mg/L | N | N/A | 38.3 | 38.1 | 0.52219 | Data not provided | Data not provided | Not Applicable | Data not provided | Data not provided | Not Applicable | Data not provided | Data not provided | Not Applicable | Data not provided | Data not provided | Data not provided | Data not provided | Data not provided | Data not provided | Data not provided | Data not provided | Data not provided | Data not provided | Data not provided | Data not provided | N/A | Data not provided | N/A | Data not provided | N/A | Data not provided | N/A | Data not provided | N/A | Data not provided | N/A | None | N/A | Data not provided | Data not provided | Data not provided | Data not provided | Data not provided | Data not provided | Data not provided | Data not provided | Data not provided | Data not provided | Data not provided | Construct 2,000 gpm UF/RO FBR Treatment System ($22M); total capital costs for entire system $29.7M, Annual O&M for entire system $1.56M | During operation, a carbon source, micronutrients, ammonium sulfate, and phosphoric acid were added to the RO concentrate water prior to being delivered to the FBRs. The dosage and nutrient feed rates were adjusted to maintain ORP in the range of -200 to -500 millivolts (mV), pH in the range of 6 to 9, and DO near 0 mg/L (the bioreactors are anaerobic) within the FBRs for optimum selenium reduction. | Overall system is anticipated with ongoing maintenance and optimization to maintain removal of 90-95%. Specifics for FBR are not provided | Data not provided
FINAL, APPENDIX C, Phase 2 Treatability Study Report, Ultrafiltration/Reverse Osmosis and Biological Selenium Removal Fluidized Bed Bioreactor Treatment Technology | USDA FS CARIBOU-TARGHEE NF: SMOKY CANYON MINE SITE | IDN001002800 | SOUTHEAST IDAHO SELENIUM PROJECT/AKA SMOKY CANYON MINE (# IDN001002245) | N/A | LSSHS-ROC (influent) and LSSHS-BE1 (effluent from FBR #1) | Data not provided | Fluidized bed reactor (FBR) | Active | Fluidized bed reactor (FBR) | Pre-treatment | Groundwater springs (Hoopes Spring and South Fork Sage Creek spring) | Y | FBR/part of treatment train with ultrafiltration (UF) and reverse osmosis (RO) pre-treatment | Pumps to pump water from springs to treatment area. UF/RO (ultrafiltration/reverse osmosis) system to treat water prior to FBR | Southeast Idaho. No constraints noted. | Pilot | One sampling event (4/16/2016) | Cobalt | Co, dissolved | mg/L | N | N/A | 0.000319 | 0.00814 | -2451.7241 | Data not provided | Data not provided | Not Applicable | Data not provided | Data not provided | Not Applicable | Data not provided | Data not provided | Not Applicable | Data not provided | Data not provided | Data not provided | Data not provided | Data not provided | Data not provided | Data not provided | Data not provided | Data not provided | Data not provided | Data not provided | Data not provided | N/A | Data not provided | N/A | Data not provided | N/A | Data not provided | N/A | Data not provided | N/A | Data not provided | N/A | None | N/A | Data not provided | Data not provided | Data not provided | Data not provided | Data not provided | Data not provided | Data not provided | Data not provided | Data not provided | Data not provided | Data not provided | Construct 2,000 gpm UF/RO FBR Treatment System ($22M); total capital costs for entire system $29.7M, Annual O&M for entire system $1.56M | During operation, a carbon source, micronutrients, ammonium sulfate, and phosphoric acid were added to the RO concentrate water prior to being delivered to the FBRs. The dosage and nutrient feed rates were adjusted to maintain ORP in the range of -200 to -500 millivolts (mV), pH in the range of 6 to 9, and DO near 0 mg/L (the bioreactors are anaerobic) within the FBRs for optimum selenium reduction. | Overall system is anticipated with ongoing maintenance and optimization to maintain removal of 90-95%. Specifics for FBR are not provided | Data not provided
FINAL, APPENDIX C, Phase 2 Treatability Study Report, Ultrafiltration/Reverse Osmosis and Biological Selenium Removal Fluidized Bed Bioreactor Treatment Technology | USDA FS CARIBOU-TARGHEE NF: SMOKY CANYON MINE SITE | IDN001002800 | SOUTHEAST IDAHO SELENIUM PROJECT/AKA SMOKY CANYON MINE (# IDN001002245) | N/A | LSSHS-ROC (influent) and LSSHS-BE1 (effluent from FBR #1) | Data not provided | Fluidized bed reactor (FBR) | Active | Fluidized bed reactor (FBR) | Pre-treatment | Groundwater springs (Hoopes Spring and South Fork Sage Creek spring) | Y | FBR/part of treatment train with ultrafiltration (UF) and reverse osmosis (RO) pre-treatment | Pumps to pump water from springs to treatment area. UF/RO (ultrafiltration/reverse osmosis) system to treat water prior to FBR | Southeast Idaho. No constraints noted. | Pilot | One sampling event (4/16/2016) | Cobalt | Co, total | mg/L | N | N/A | 0.000315 | 0.00742 | -2255.5556 | Data not provided | Data not provided | Not Applicable | Data not provided | Data not provided | Not Applicable | Data not provided | Data not provided | Not Applicable | Data not provided | Data not provided | Data not provided | Data not provided | Data not provided | Data not provided | Data not provided | Data not provided | Data not provided | Data not provided | Data not provided | Data not provided | N/A | Data not provided | N/A | Data not provided | N/A | Data not provided | N/A | Data not provided | N/A | Data not provided | N/A | None | N/A | Data not provided | Data not provided | Data not provided | Data not provided | Data not provided | Data not provided | Y | 0.1 mg/L | Data not provided | Data not provided | Data not provided | Construct 2,000 gpm UF/RO FBR Treatment System ($22M); total capital costs for entire system $29.7M, Annual O&M for entire system $1.56M | During operation, a carbon source, micronutrients, ammonium sulfate, and phosphoric acid were added to the RO concentrate water prior to being delivered to the FBRs. The dosage and nutrient feed rates were adjusted to maintain ORP in the range of -200 to -500 millivolts (mV), pH in the range of 6 to 9, and DO near 0 mg/L (the bioreactors are anaerobic) within the FBRs for optimum selenium reduction. | Overall system is anticipated with ongoing maintenance and optimization to maintain removal of 90-95%. Specifics for FBR are not provided | Data not provided
FINAL, APPENDIX C, Phase 2 Treatability Study Report, Ultrafiltration/Reverse Osmosis and Biological Selenium Removal Fluidized Bed Bioreactor Treatment Technology | USDA FS CARIBOU-TARGHEE NF: SMOKY CANYON MINE SITE | IDN001002800 | SOUTHEAST IDAHO SELENIUM PROJECT/AKA SMOKY CANYON MINE (# IDN001002245) | N/A | LSSHS-ROC (influent) and LSSHS-BE2 (effluent from FBR #2) | Data not provided | Fluidized bed reactor (FBR) | Active | Fluidized bed reactor (FBR) | Pre-treatment | Groundwater springs (Hoopes Spring and South Fork Sage Creek spring) | Y | FBR/part of treatment train with ultrafiltration (UF) and reverse osmosis (RO) pre-treatment | Pumps to pump water from springs to treatment area. UF/RO (ultrafiltration/reverse osmosis) system to treat water prior to FBR | Southeast Idaho. No constraints noted. | Pilot | One sampling event (4/16/2016) | Cobalt | Co, dissolved | mg/L | N | N/A | 0.000319 | 0.0084 | -2533.2288 | Data not provided | Data not provided | Not Applicable | Data not provided | Data not provided | Not Applicable | Data not provided | Data not provided | Not Applicable | Data not provided | Data not provided | Data not provided | Data not provided | Data not provided | Data not provided | Data not provided | Data not provided | Data not provided | Data not provided | Data not provided | Data not provided | N/A | Data not provided | N/A | Data not provided | N/A | Data not provided | N/A | Data not provided | N/A | Data not provided | N/A | None | N/A | Data not provided | Data not provided | Data not provided | Data not provided | Data not provided | Data not provided | Data not provided | Data not provided | Data not provided | Data not provided | Data not provided | Construct 2,000 gpm UF/RO FBR Treatment System ($22M); total capital costs for entire system $29.7M, Annual O&M for entire system $1.56M | During operation, a carbon source, micronutrients, ammonium sulfate, and phosphoric acid were added to the RO concentrate water prior to being delivered to the FBRs. The dosage and nutrient feed rates were adjusted to maintain ORP in the range of -200 to -500 millivolts (mV), pH in the range of 6 to 9, and DO near 0 mg/L (the bioreactors are anaerobic) within the FBRs for optimum selenium reduction. | Overall system is anticipated with ongoing maintenance and optimization to maintain removal of 90-95%. Specifics for FBR are not provided | Data not provided
FINAL, APPENDIX C, Phase 2 Treatability Study Report, Ultrafiltration/Reverse Osmosis and Biological Selenium Removal Fluidized Bed Bioreactor Treatment Technology | USDA FS CARIBOU-TARGHEE NF: SMOKY CANYON MINE SITE | IDN001002800 | SOUTHEAST IDAHO SELENIUM PROJECT/AKA SMOKY CANYON MINE (# IDN001002245) | N/A | LSSHS-ROC (influent) and LSSHS-BE2 (effluent from FBR #2) | Data not provided | Fluidized bed reactor (FBR) | Active | Fluidized bed reactor (FBR) | Pre-treatment | Groundwater springs (Hoopes Spring and South Fork Sage Creek spring) | Y | FBR/part of treatment train with ultrafiltration (UF) and reverse osmosis (RO) pre-treatment | Pumps to pump water from springs to treatment area. UF/RO (ultrafiltration/reverse osmosis) system to treat water prior to FBR | Southeast Idaho. No constraints noted. | Pilot | One sampling event (4/16/2016) | Cobalt | Co, total | mg/L | N | N/A | 0.000315 | 0.00771 | -2347.619 | Data not provided | Data not provided | Not Applicable | Data not provided | Data not provided | Not Applicable | Data not provided | Data not provided | Not Applicable | Data not provided | Data not provided | Data not provided | Data not provided | Data not provided | Data not provided | Data not provided | Data not provided | Data not provided | Data not provided | Data not provided | Data not provided | N/A | Data not provided | N/A | Data not provided | N/A | Data not provided | N/A | Data not provided | N/A | Data not provided | N/A | None | N/A | Data not provided | Data not provided | Data not provided | Data not provided | Data not provided | Data not provided | Y | 0.1 mg/L | Data not provided | Data not provided | Data not provided | Construct 2,000 gpm UF/RO FBR Treatment System ($22M); total capital costs for entire system $29.7M, Annual O&M for entire system $1.56M | During operation, a carbon source, micronutrients, ammonium sulfate, and phosphoric acid were added to the RO concentrate water prior to being delivered to the FBRs. The dosage and nutrient feed rates were adjusted to maintain ORP in the range of -200 to -500 millivolts (mV), pH in the range of 6 to 9, and DO near 0 mg/L (the bioreactors are anaerobic) within the FBRs for optimum selenium reduction. | Overall system is anticipated with ongoing maintenance and optimization to maintain removal of 90-95%. Specifics for FBR are not provided | Data not provided
FINAL, APPENDIX C, Phase 2 Treatability Study Report, Ultrafiltration/Reverse Osmosis and Biological Selenium Removal Fluidized Bed Bioreactor Treatment Technology | USDA FS CARIBOU-TARGHEE NF: SMOKY CANYON MINE SITE | IDN001002800 | SOUTHEAST IDAHO SELENIUM PROJECT/AKA SMOKY CANYON MINE (# IDN001002245) | N/A | LSSHS-ROC (influent) and LSSHS-BE1 (effluent from FBR #1) | Data not provided | Fluidized bed reactor (FBR) | Active | Fluidized bed reactor (FBR) | Pre-treatment | Groundwater springs (Hoopes Spring and South Fork Sage Creek spring) | Y | FBR/part of treatment train with ultrafiltration (UF) and reverse osmosis (RO) pre-treatment | Pumps to pump water from springs to treatment area. UF/RO (ultrafiltration/reverse osmosis) system to treat water prior to FBR | Southeast Idaho. No constraints noted. | Pilot | One sampling event (4/16/2016) | COD | Chemical Oxygen Demand | mg/L | N | N/A | ND | 5 | Not Applicable | Data not provided | Data not provided | Not Applicable | Data not provided | Data not provided | Not Applicable | Data not provided | Data not provided | Not Applicable | Data not provided | Data not provided | Data not provided | Data not provided | Data not provided | Data not provided | Data not provided | Data not provided | Data not provided | Data not provided | Data not provided | Data not provided | N/A | Data not provided | N/A | Data not provided | N/A | Data not provided | N/A | Data not provided | N/A | Data not provided | N/A | None | N/A | Data not provided | Data not provided | Data not provided | Data not provided | Data not provided | Data not provided | Data not provided | Data not provided | Data not provided | Data not provided | Data not provided | Construct 2,000 gpm UF/RO FBR Treatment System ($22M); total capital costs for entire system $29.7M, Annual O&M for entire system $1.56M | During operation, a carbon source, micronutrients, ammonium sulfate, and phosphoric acid were added to the RO concentrate water prior to being delivered to the FBRs. The dosage and nutrient feed rates were adjusted to maintain ORP in the range of -200 to -500 millivolts (mV), pH in the range of 6 to 9, and DO near 0 mg/L (the bioreactors are anaerobic) within the FBRs for optimum selenium reduction. | Overall system is anticipated with ongoing maintenance and optimization to maintain removal of 90-95%. Specifics for FBR are not provided | Influent below the detection limit (5 mg/L) | ND = non-detect
FINAL, APPENDIX C, Phase 2 Treatability Study Report, Ultrafiltration/Reverse Osmosis and Biological Selenium Removal Fluidized Bed Bioreactor Treatment Technology | USDA FS CARIBOU-TARGHEE NF: SMOKY CANYON MINE SITE | IDN001002800 | SOUTHEAST IDAHO SELENIUM PROJECT/AKA SMOKY CANYON MINE (# IDN001002245) | N/A | LSSHS-ROC (influent) and LSSHS-BE2 (effluent from FBR #2) | Data not provided | Fluidized bed reactor (FBR) | Active | Fluidized bed reactor (FBR) | Pre-treatment | Groundwater springs (Hoopes Spring and South Fork Sage Creek spring) | Y | FBR/part of treatment train with ultrafiltration (UF) and reverse osmosis (RO) pre-treatment | Pumps to pump water from springs to treatment area. UF/RO (ultrafiltration/reverse osmosis) system to treat water prior to FBR | Southeast Idaho. No constraints noted. | Pilot | One sampling event (4/16/2016) | COD | Chemical Oxygen Demand | mg/L | N | N/A | ND | 10 | Not Applicable | Data not provided | Data not provided | Not Applicable | Data not provided | Data not provided | Not Applicable | Data not provided | Data not provided | Not Applicable | Data not provided | Data not provided | Data not provided | Data not provided | Data not provided | Data not provided | Data not provided | Data not provided | Data not provided | Data not provided | Data not provided | Data not provided | N/A | Data not provided | N/A | Data not provided | N/A | Data not provided | N/A | Data not provided | N/A | Data not provided | N/A | None | N/A | Data not provided | Data not provided | Data not provided | Data not provided | Data not provided | Data not provided | Data not provided | Data not provided | Data not provided | Data not provided | Data not provided | Construct 2,000 gpm UF/RO FBR Treatment System ($22M); total capital costs for entire system $29.7M, Annual O&M for entire system $1.56M | During operation, a carbon source, micronutrients, ammonium sulfate, and phosphoric acid were added to the RO concentrate water prior to being delivered to the FBRs. The dosage and nutrient feed rates were adjusted to maintain ORP in the range of -200 to -500 millivolts (mV), pH in the range of 6 to 9, and DO near 0 mg/L (the bioreactors are anaerobic) within the FBRs for optimum selenium reduction. | Overall system is anticipated with ongoing maintenance and optimization to maintain removal of 90-95%. Specifics for FBR are not provided | Influent below the detection limit (5 mg/L) | ND = non-detect
FINAL, APPENDIX C, Phase 2 Treatability Study Report, Ultrafiltration/Reverse Osmosis and Biological Selenium Removal Fluidized Bed Bioreactor Treatment Technology | USDA FS CARIBOU-TARGHEE NF: SMOKY CANYON MINE SITE | IDN001002800 | SOUTHEAST IDAHO SELENIUM PROJECT/AKA SMOKY CANYON MINE (# IDN001002245) | N/A | LSSHS-ROC (influent) and LSSHS-BE1 (effluent from FBR #1) | Data not provided | Fluidized bed reactor (FBR) | Active | Fluidized bed reactor (FBR) | Pre-treatment | Groundwater springs (Hoopes Spring and South Fork Sage Creek spring) | Y | FBR/part of treatment train with ultrafiltration (UF) and reverse osmosis (RO) pre-treatment | Pumps to pump water from springs to treatment area. UF/RO (ultrafiltration/reverse osmosis) system to treat water prior to FBR | Southeast Idaho. No constraints noted. | Pilot | One sampling event (4/16/2016) | Chromium | Cr, dissolved | mg/L | N | N/A | 0.00236 | 0.0016 | 32.2034 | Data not provided | Data not provided | Not Applicable | Data not provided | Data not provided | Not Applicable | Data not provided | Data not provided | Not Applicable | Data not provided | Data not provided | Data not provided | Data not provided | Data not provided | Data not provided | Data not provided | Data not provided | Data not provided | Data not provided | Data not provided | Data not provided | N/A | Data not provided | N/A | Data not provided | N/A | Data not provided | N/A | Data not provided | N/A | Data not provided | N/A | None | N/A | Data not provided | Data not provided | Data not provided | Data not provided | Data not provided | Data not provided | Y | 0.074 mg/L (Cr III); 0.011 mg/L (Cr VI) | Data not provided | Data not provided | Data not provided | Construct 2,000 gpm UF/RO FBR Treatment System ($22M); total capital costs for entire system $29.7M, Annual O&M for entire system $1.56M | During operation, a carbon source, micronutrients, ammonium sulfate, and phosphoric acid were added to the RO concentrate water prior to being delivered to the FBRs. The dosage and nutrient feed rates were adjusted to maintain ORP in the range of -200 to -500 millivolts (mV), pH in the range of 6 to 9, and DO near 0 mg/L (the bioreactors are anaerobic) within the FBRs for optimum selenium reduction. | Overall system is anticipated with ongoing maintenance and optimization to maintain removal of 90-95%. Specifics for FBR are not provided | Data not provided
FINAL, APPENDIX C, Phase 2 Treatability Study Report, Ultrafiltration/Reverse Osmosis and Biological Selenium Removal Fluidized Bed Bioreactor Treatment Technology | USDA FS CARIBOU-TARGHEE NF: SMOKY CANYON MINE SITE | IDN001002800 | SOUTHEAST IDAHO SELENIUM PROJECT/AKA SMOKY CANYON MINE (# IDN001002245) | N/A | LSSHS-ROC (influent) and LSSHS-BE1 (effluent from FBR #1) | Data not provided | Fluidized bed reactor (FBR) | Active | Fluidized bed reactor (FBR) | Pre-treatment | Groundwater springs (Hoopes Spring and South Fork Sage Creek spring) | Y | FBR/part of treatment train with ultrafiltration (UF) and reverse osmosis (RO) pre-treatment | Pumps to pump water from springs to treatment area. UF/RO (ultrafiltration/reverse osmosis) system to treat water prior to FBR | Southeast Idaho. No constraints noted. | Pilot | One sampling event (4/16/2016) | Chromium | Cr, total | mg/L | N | N/A | 0.0029 | 0.00172 | 40.6897 | Data not provided | Data not provided | Not Applicable | Data not provided | Data not provided | Not Applicable | Data not provided | Data not provided | Not Applicable | Data not provided | Data not provided | Data not provided | Data not provided | Data not provided | Data not provided | Data not provided | Data not provided | Data not provided | Data not provided | Data not provided | Data not provided | N/A | Data not provided | N/A | Data not provided | N/A | Data not provided | N/A | Data not provided | N/A | Data not provided | N/A | None | N/A | Data not provided | Data not provided | Data not provided | Data not provided | Data not provided | Data not provided | Data not provided | Data not provided | Data not provided | Data not provided | Data not provided | Construct 2,000 gpm UF/RO FBR Treatment System ($22M); total capital costs for entire system $29.7M, Annual O&M for entire system $1.56M | During operation, a carbon source, micronutrients, ammonium sulfate, and phosphoric acid were added to the RO concentrate water prior to being delivered to the FBRs. The dosage and nutrient feed rates were adjusted to maintain ORP in the range of -200 to -500 millivolts (mV), pH in the range of 6 to 9, and DO near 0 mg/L (the bioreactors are anaerobic) within the FBRs for optimum selenium reduction. | Overall system is anticipated with ongoing maintenance and optimization to maintain removal of 90-95%. Specifics for FBR are not provided | Data not provided
FINAL, APPENDIX C, Phase 2 Treatability Study Report, Ultrafiltration/Reverse Osmosis and Biological Selenium Removal Fluidized Bed Bioreactor Treatment Technology | USDA FS CARIBOU-TARGHEE NF: SMOKY CANYON MINE SITE | IDN001002800 | SOUTHEAST IDAHO SELENIUM PROJECT/AKA SMOKY CANYON MINE (# IDN001002245) | N/A | LSSHS-ROC (influent) and LSSHS-BE2 (effluent from FBR #2) | Data not provided | Fluidized bed reactor (FBR) | Active | Fluidized bed reactor (FBR) | Pre-treatment | Groundwater springs (Hoopes Spring and South Fork Sage Creek spring) | Y | FBR/part of treatment train with ultrafiltration (UF) and reverse osmosis (RO) pre-treatment | Pumps to pump water from springs to treatment area. UF/RO (ultrafiltration/reverse osmosis) system to treat water prior to FBR | Southeast Idaho. No constraints noted. | Pilot | One sampling event (4/16/2016) | Chromium | Cr, dissolved | mg/L | N | N/A | 0.00236 | 0.00165 | 30.0847 | Data not provided | Data not provided | Not Applicable | Data not provided | Data not provided | Not Applicable | Data not provided | Data not provided | Not Applicable | Data not provided | Data not provided | Data not provided | Data not provided | Data not provided | Data not provided | Data not provided | Data not provided | Data not provided | Data not provided | Data not provided | Data not provided | N/A | Data not provided | N/A | Data not provided | N/A | Data not provided | N/A | Data not provided | N/A | Data not provided | N/A | None | N/A | Data not provided | Data not provided | Data not provided | Data not provided | Data not provided | Data not provided | Y | 0.074 mg/L (Cr III); 0.011 mg/L (Cr VI) | Data not provided | Data not provided | Data not provided | Construct 2,000 gpm UF/RO FBR Treatment System ($22M); total capital costs for entire system $29.7M, Annual O&M for entire system $1.56M | During operation, a carbon source, micronutrients, ammonium sulfate, and phosphoric acid were added to the RO concentrate water prior to being delivered to the FBRs. The dosage and nutrient feed rates were adjusted to maintain ORP in the range of -200 to -500 millivolts (mV), pH in the range of 6 to 9, and DO near 0 mg/L (the bioreactors are anaerobic) within the FBRs for optimum selenium reduction. | Overall system is anticipated with ongoing maintenance and optimization to maintain removal of 90-95%. Specifics for FBR are not provided | Data not provided
FINAL, APPENDIX C, Phase 2 Treatability Study Report, Ultrafiltration/Reverse Osmosis and Biological Selenium Removal Fluidized Bed Bioreactor Treatment Technology | USDA FS CARIBOU-TARGHEE NF: SMOKY CANYON MINE SITE | IDN001002800 | SOUTHEAST IDAHO SELENIUM PROJECT/AKA SMOKY CANYON MINE (# IDN001002245) | N/A | LSSHS-ROC (influent) and LSSHS-BE2 (effluent from FBR #2) | Data not provided | Fluidized bed reactor (FBR) | Active | Fluidized bed reactor (FBR) | Pre-treatment | Groundwater springs (Hoopes Spring and South Fork Sage Creek spring) | Y | FBR/part of treatment train with ultrafiltration (UF) and reverse osmosis (RO) pre-treatment | Pumps to pump water from springs to treatment area. UF/RO (ultrafiltration/reverse osmosis) system to treat water prior to FBR | Southeast Idaho. No constraints noted. | Pilot | One sampling event (4/16/2016) | Chromium | Cr, total | mg/L | N | N/A | 0.0029 | 0.00196 | 32.4138 | Data not provided | Data not provided | Not Applicable | Data not provided | Data not provided | Not Applicable | Data not provided | Data not provided | Not Applicable | Data not provided | Data not provided | Data not provided | Data not provided | Data not provided | Data not provided | Data not provided | Data not provided | Data not provided | Data not provided | Data not provided | Data not provided | N/A | Data not provided | N/A | Data not provided | N/A | Data not provided | N/A | Data not provided | N/A | Data not provided | N/A | None | N/A | Data not provided | Data not provided | Data not provided | Data not provided | Data not provided | Data not provided | Data not provided | Data not provided | Data not provided | Data not provided | Data not provided | Construct 2,000 gpm UF/RO FBR Treatment System ($22M); total capital costs for entire system $29.7M, Annual O&M for entire system $1.56M | During operation, a carbon source, micronutrients, ammonium sulfate, and phosphoric acid were added to the RO concentrate water prior to being delivered to the FBRs. The dosage and nutrient feed rates were adjusted to maintain ORP in the range of -200 to -500 millivolts (mV), pH in the range of 6 to 9, and DO near 0 mg/L (the bioreactors are anaerobic) within the FBRs for optimum selenium reduction. | Overall system is anticipated with ongoing maintenance and optimization to maintain removal of 90-95%. Specifics for FBR are not provided | Data not provided
FINAL, APPENDIX C, Phase 2 Treatability Study Report, Ultrafiltration/Reverse Osmosis and Biological Selenium Removal Fluidized Bed Bioreactor Treatment Technology | USDA FS CARIBOU-TARGHEE NF: SMOKY CANYON MINE SITE | IDN001002800 | SOUTHEAST IDAHO SELENIUM PROJECT/AKA SMOKY CANYON MINE (# IDN001002245) | N/A | LSSHS-ROC (influent) and LSSHS-BE1 (effluent from FBR #1) | Data not provided | Fluidized bed reactor (FBR) | Active | Fluidized bed reactor (FBR) | Pre-treatment | Groundwater springs (Hoopes Spring and South Fork Sage Creek spring) | Y | FBR/part of treatment train with ultrafiltration (UF) and reverse osmosis (RO) pre-treatment | Pumps to pump water from springs to treatment area. UF/RO (ultrafiltration/reverse osmosis) system to treat water prior to FBR | Southeast Idaho. No constraints noted. | Pilot | One sampling event (4/16/2016) | Copper | Cu, dissolved | mg/L | N | N/A | 0.000188 | 0.000324 | -72.3404 | Data not provided | Data not provided | Not Applicable | Data not provided | Data not provided | Not Applicable | Data not provided | Data not provided | Not Applicable | Data not provided | Data not provided | Data not provided | Data not provided | Data not provided | Data not provided | Data not provided | Data not provided | Data not provided | Data not provided | Data not provided | Data not provided | N/A | Data not provided | N/A | Data not provided | N/A | Data not provided | N/A | Data not provided | N/A | Data not provided | N/A | None | N/A | Data not provided | Data not provided | Data not provided | Data not provided | Data not provided | Data not provided | Y | 0.011 mg/L | Data not provided | Data not provided | Data not provided | Construct 2,000 gpm UF/RO FBR Treatment System ($22M); total capital costs for entire system $29.7M, Annual O&M for entire system $1.56M | During operation, a carbon source, micronutrients, ammonium sulfate, and phosphoric acid were added to the RO concentrate water prior to being delivered to the FBRs. The dosage and nutrient feed rates were adjusted to maintain ORP in the range of -200 to -500 millivolts (mV), pH in the range of 6 to 9, and DO near 0 mg/L (the bioreactors are anaerobic) within the FBRs for optimum selenium reduction. | Overall system is anticipated with ongoing maintenance and optimization to maintain removal of 90-95%. Specifics for FBR are not provided | Data not provided | Estimated quantity
FINAL, APPENDIX C, Phase 2 Treatability Study Report, Ultrafiltration/Reverse Osmosis and Biological Selenium Removal Fluidized Bed Bioreactor Treatment Technology | USDA FS CARIBOU-TARGHEE NF: SMOKY CANYON MINE SITE | IDN001002800 | SOUTHEAST IDAHO SELENIUM PROJECT/AKA SMOKY CANYON MINE (# IDN001002245) | N/A | LSSHS-ROC (influent) and LSSHS-BE1 (effluent from FBR #1) | Data not provided | Fluidized bed reactor (FBR) | Active | Fluidized bed reactor (FBR) | Pre-treatment | Groundwater springs (Hoopes Spring and South Fork Sage Creek spring) | Y | FBR/part of treatment train with ultrafiltration (UF) and reverse osmosis (RO) pre-treatment | Pumps to pump water from springs to treatment area. UF/RO (ultrafiltration/reverse osmosis) system to treat water prior to FBR | Southeast Idaho. No constraints noted. | Pilot | One sampling event (4/16/2016) | Copper | Cu, total | mg/L | N | N/A | 0.000925 | 0.00172 | -85.9459 | Data not provided | Data not provided | Not Applicable | Data not provided | Data not provided | Not Applicable | Data not provided | Data not provided | Not Applicable | Data not provided | Data not provided | Data not provided | Data not provided | Data not provided | Data not provided | Data not provided | Data not provided | Data not provided | Data not provided | Data not provided | Data not provided | N/A | Data not provided | N/A | Data not provided | N/A | Data not provided | N/A | Data not provided | N/A | Data not provided | N/A | None | N/A | Data not provided | Data not provided | Data not provided | Data not provided | Data not provided | Data not provided | Data not provided | Data not provided | Data not provided | Data not provided | Data not provided | Construct 2,000 gpm UF/RO FBR Treatment System ($22M); total capital costs for entire system $29.7M, Annual O&M for entire system $1.56M | During operation, a carbon source, micronutrients, ammonium sulfate, and phosphoric acid were added to the RO concentrate water prior to being delivered to the FBRs. The dosage and nutrient feed rates were adjusted to maintain ORP in the range of -200 to -500 millivolts (mV), pH in the range of 6 to 9, and DO near 0 mg/L (the bioreactors are anaerobic) within the FBRs for optimum selenium reduction. | Overall system is anticipated with ongoing maintenance and optimization to maintain removal of 90-95%. Specifics for FBR are not provided | Data not provided | Influent estimated quantity
FINAL, APPENDIX C, Phase 2 Treatability Study Report, Ultrafiltration/Reverse Osmosis and Biological Selenium Removal Fluidized Bed Bioreactor Treatment Technology | USDA FS CARIBOU-TARGHEE NF: SMOKY CANYON MINE SITE | IDN001002800 | SOUTHEAST IDAHO SELENIUM PROJECT/AKA SMOKY CANYON MINE (# IDN001002245) | N/A | LSSHS-ROC (influent) and LSSHS-BE2 (effluent from FBR #2) | Data not provided | Fluidized bed reactor (FBR) | Active | Fluidized bed reactor (FBR) | Pre-treatment | Groundwater springs (Hoopes Spring and South Fork Sage Creek spring) | Y | FBR/part of treatment train with ultrafiltration (UF) and reverse osmosis (RO) pre-treatment | Pumps to pump water from springs to treatment area. UF/RO (ultrafiltration/reverse osmosis) system to treat water prior to FBR | Southeast Idaho. No constraints noted. | Pilot | One sampling event (4/16/2016) | Copper | Cu, dissolved | mg/L | N | N/A | 0.000188 | 0.000494 | -162.766 | Data not provided | Data not provided | Not Applicable | Data not provided | Data not provided | Not Applicable | Data not provided | Data not provided | Not Applicable | Data not provided | Data not provided | Data not provided | Data not provided | Data not provided | Data not provided | Data not provided | Data not provided | Data not provided | Data not provided | Data not provided | Data not provided | N/A | Data not provided | N/A | Data not provided | N/A | Data not provided | N/A | Data not provided | N/A | Data not provided | N/A | None | N/A | Data not provided | Data not provided | Data not provided | Data not provided | Data not provided | Data not provided | Y | 0.011 mg/L | Data not provided | Data not provided | Data not provided | Construct 2,000 gpm UF/RO FBR Treatment System ($22M); total capital costs for entire system $29.7M, Annual O&M for entire system $1.56M | During operation, a carbon source, micronutrients, ammonium sulfate, and phosphoric acid were added to the RO concentrate water prior to being delivered to the FBRs. The dosage and nutrient feed rates were adjusted to maintain ORP in the range of -200 to -500 millivolts (mV), pH in the range of 6 to 9, and DO near 0 mg/L (the bioreactors are anaerobic) within the FBRs for optimum selenium reduction. | Overall system is anticipated with ongoing maintenance and optimization to maintain removal of 90-95%. Specifics for FBR are not provided | Data not provided | Estimated quantity
FINAL, APPENDIX C, Phase 2 Treatability Study Report, Ultrafiltration/Reverse Osmosis and Biological Selenium Removal Fluidized Bed Bioreactor Treatment Technology | USDA FS CARIBOU-TARGHEE NF: SMOKY CANYON MINE SITE | IDN001002800 | SOUTHEAST IDAHO SELENIUM PROJECT/AKA SMOKY CANYON MINE (# IDN001002245) | N/A | LSSHS-ROC (influent) and LSSHS-BE2 (effluent from FBR #2) | Data not provided | Fluidized bed reactor (FBR) | Active | Fluidized bed reactor (FBR) | Pre-treatment | Groundwater springs (Hoopes Spring and South Fork Sage Creek spring) | Y | FBR/part of treatment train with ultrafiltration (UF) and reverse osmosis (RO) pre-treatment | Pumps to pump water from springs to treatment area. UF/RO (ultrafiltration/reverse osmosis) system to treat water prior to FBR | Southeast Idaho. No constraints noted. | Pilot | One sampling event (4/16/2016) | Copper | Cu, total | mg/L | N | N/A | 0.000925 | 0.00132 | -42.7027 | Data not provided | Data not provided | Not Applicable | Data not provided | Data not provided | Not Applicable | Data not provided | Data not provided | Not Applicable | Data not provided | Data not provided | Data not provided | Data not provided | Data not provided | Data not provided | Data not provided | Data not provided | Data not provided | Data not provided | Data not provided | Data not provided | N/A | Data not provided | N/A | Data not provided | N/A | Data not provided | N/A | Data not provided | N/A | Data not provided | N/A | None | N/A | Data not provided | Data not provided | Data not provided | Data not provided | Data not provided | Data not provided | Data not provided | Data not provided | Data not provided | Data not provided | Data not provided | Construct 2,000 gpm UF/RO FBR Treatment System ($22M); total capital costs for entire system $29.7M, Annual O&M for entire system $1.56M | During operation, a carbon source, micronutrients, ammonium sulfate, and phosphoric acid were added to the RO concentrate water prior to being delivered to the FBRs. The dosage and nutrient feed rates were adjusted to maintain ORP in the range of -200 to -500 millivolts (mV), pH in the range of 6 to 9, and DO near 0 mg/L (the bioreactors are anaerobic) within the FBRs for optimum selenium reduction. | Overall system is anticipated with ongoing maintenance and optimization to maintain removal of 90-95%. Specifics for FBR are not provided | Data not provided
FINAL, APPENDIX C, Phase 2 Treatability Study Report, Ultrafiltration/Reverse Osmosis and Biological Selenium Removal Fluidized Bed Bioreactor Treatment Technology | USDA FS CARIBOU-TARGHEE NF: SMOKY CANYON MINE SITE | IDN001002800 | SOUTHEAST IDAHO SELENIUM PROJECT/AKA SMOKY CANYON MINE (# IDN001002245) | N/A | LSSHS-ROC (influent) and LSSHS-BE1 (effluent from FBR #1) | Data not provided | Fluidized bed reactor (FBR) | Active | Fluidized bed reactor (FBR) | Pre-treatment | Groundwater springs (Hoopes Spring and South Fork Sage Creek spring) | Y | FBR/part of treatment train with ultrafiltration (UF) and reverse osmosis (RO) pre-treatment | Pumps to pump water from springs to treatment area. UF/RO (ultrafiltration/reverse osmosis) system to treat water prior to FBR | Southeast Idaho. No constraints noted. | Pilot | One sampling event (4/16/2016) | Fluoride | F | mg/L | N | N/A | 0.464 | 1.53 | -229.7414 | Data not provided | Data not provided | Not Applicable | Data not provided | Data not provided | Not Applicable | Data not provided | Data not provided | Not Applicable | Data not provided | Data not provided | Data not provided | Data not provided | Data not provided | Data not provided | Data not provided | Data not provided | Data not provided | Data not provided | Data not provided | Data not provided | N/A | Data not provided | N/A | Data not provided | N/A | Data not provided | N/A | Data not provided | N/A | Data not provided | N/A | None | N/A | Data not provided | Data not provided | Data not provided | Data not provided | Data not provided | Data not provided | Data not provided | Data not provided | Data not provided | Data not provided | Data not provided | Construct 2,000 gpm UF/RO FBR Treatment System ($22M); total capital costs for entire system $29.7M, Annual O&M for entire system $1.56M | During operation, a carbon source, micronutrients, ammonium sulfate, and phosphoric acid were added to the RO concentrate water prior to being delivered to the FBRs. The dosage and nutrient feed rates were adjusted to maintain ORP in the range of -200 to -500 millivolts (mV), pH in the range of 6 to 9, and DO near 0 mg/L (the bioreactors are anaerobic) within the FBRs for optimum selenium reduction. | Overall system is anticipated with ongoing maintenance and optimization to maintain removal of 90-95%. Specifics for FBR are not provided | Data not provided
FINAL, APPENDIX C, Phase 2 Treatability Study Report, Ultrafiltration/Reverse Osmosis and Biological Selenium Removal Fluidized Bed Bioreactor Treatment Technology | USDA FS CARIBOU-TARGHEE NF: SMOKY CANYON MINE SITE | IDN001002800 | SOUTHEAST IDAHO SELENIUM PROJECT/AKA SMOKY CANYON MINE (# IDN001002245) | N/A | LSSHS-ROC (influent) and LSSHS-BE2 (effluent from FBR #2) | Data not provided | Fluidized bed reactor (FBR) | Active | Fluidized bed reactor (FBR) | Pre-treatment | Groundwater springs (Hoopes Spring and South Fork Sage Creek spring) | Y | FBR/part of treatment train with ultrafiltration (UF) and reverse osmosis (RO) pre-treatment | Pumps to pump water from springs to treatment area. UF/RO (ultrafiltration/reverse osmosis) system to treat water prior to FBR | Southeast Idaho. No constraints noted. | Pilot | One sampling event (4/16/2016) | Fluoride | F | mg/L | N | N/A | 0.464 | 1.59 | -242.6724 | Data not provided | Data not provided | Not Applicable | Data not provided | Data not provided | Not Applicable | Data not provided | Data not provided | Not Applicable | Data not provided | Data not provided | Data not provided | Data not provided | Data not provided | Data not provided | Data not provided | Data not provided | Data not provided | Data not provided | Data not provided | Data not provided | N/A | Data not provided | N/A | Data not provided | N/A | Data not provided | N/A | Data not provided | N/A | Data not provided | N/A | None | N/A | Data not provided | Data not provided | Data not provided | Data not provided | Data not provided | Data not provided | Data not provided | Data not provided | Data not provided | Data not provided | Data not provided | Construct 2,000 gpm UF/RO FBR Treatment System ($22M); total capital costs for entire system $29.7M, Annual O&M for entire system $1.56M | During operation, a carbon source, micronutrients, ammonium sulfate, and phosphoric acid were added to the RO concentrate water prior to being delivered to the FBRs. The dosage and nutrient feed rates were adjusted to maintain ORP in the range of -200 to -500 millivolts (mV), pH in the range of 6 to 9, and DO near 0 mg/L (the bioreactors are anaerobic) within the FBRs for optimum selenium reduction. | Overall system is anticipated with ongoing maintenance and optimization to maintain removal of 90-95%. Specifics for FBR are not provided | Data not provided
FINAL, APPENDIX C, Phase 2 Treatability Study Report, Ultrafiltration/Reverse Osmosis and Biological Selenium Removal Fluidized Bed Bioreactor Treatment Technology | USDA FS CARIBOU-TARGHEE NF: SMOKY CANYON MINE SITE | IDN001002800 | SOUTHEAST IDAHO SELENIUM PROJECT/AKA SMOKY CANYON MINE (# IDN001002245) | N/A | LSSHS-ROC (influent) and LSSHS-BE1 (effluent from FBR #1) | Data not provided | Fluidized bed reactor (FBR) | Active | Fluidized bed reactor (FBR) | Pre-treatment | Groundwater springs (Hoopes Spring and South Fork Sage Creek spring) | Y | FBR/part of treatment train with ultrafiltration (UF) and reverse osmosis (RO) pre-treatment | Pumps to pump water from springs to treatment area. UF/RO (ultrafiltration/reverse osmosis) system to treat water prior to FBR | Southeast Idaho. No constraints noted. | Pilot | One sampling event (4/16/2016) | Iron | Fe, dissolved | mg/L | N | N/A | ND | ND | Not Applicable | Data not provided | Data not provided | Not Applicable | Data not provided | Data not provided | Not Applicable | Data not provided | Data not provided | Not Applicable | Data not provided | Data not provided | Data not provided | Data not provided | Data not provided | Data not provided | Data not provided | Data not provided | Data not provided | Data not provided | Data not provided | Data not provided | N/A | Data not provided | N/A | Data not provided | N/A | Data not provided | N/A | Data not provided | N/A | Data not provided | N/A | None | N/A | Data not provided | Data not provided | Data not provided | Data not provided | Data not provided | Data not provided | Data not provided | Data not provided | Data not provided | Data not provided | Data not provided | Construct 2,000 gpm UF/RO FBR Treatment System ($22M); total capital costs for entire system $29.7M, Annual O&M for entire system $1.56M | During operation, a carbon source, micronutrients, ammonium sulfate, and phosphoric acid were added to the RO concentrate water prior to being delivered to the FBRs. The dosage and nutrient feed rates were adjusted to maintain ORP in the range of -200 to -500 millivolts (mV), pH in the range of 6 to 9, and DO near 0 mg/L (the bioreactors are anaerobic) within the FBRs for optimum selenium reduction. | Overall system is anticipated with ongoing maintenance and optimization to maintain removal of 90-95%. Specifics for FBR are not provided | Influent and effluent below the detection limit (0.01 mg/L) | ND = non-detect
FINAL, APPENDIX C, Phase 2 Treatability Study Report, Ultrafiltration/Reverse Osmosis and Biological Selenium Removal Fluidized Bed Bioreactor Treatment Technology | USDA FS CARIBOU-TARGHEE NF: SMOKY CANYON MINE SITE | IDN001002800 | SOUTHEAST IDAHO SELENIUM PROJECT/AKA SMOKY CANYON MINE (# IDN001002245) | N/A | LSSHS-ROC (influent) and LSSHS-BE1 (effluent from FBR #1) | Data not provided | Fluidized bed reactor (FBR) | Active | Fluidized bed reactor (FBR) | Pre-treatment | Groundwater springs (Hoopes Spring and South Fork Sage Creek spring) | Y | FBR/part of treatment train with ultrafiltration (UF) and reverse osmosis (RO) pre-treatment | Pumps to pump water from springs to treatment area. UF/RO (ultrafiltration/reverse osmosis) system to treat water prior to FBR | Southeast Idaho. No constraints noted. | Pilot | One sampling event (4/16/2016) | Iron | Fe, total | mg/L | N | N/A | 0.0875 | 0.0356 | 59.3143 | Data not provided | Data not provided | Not Applicable | Data not provided | Data not provided | Not Applicable | Data not provided | Data not provided | Not Applicable | Data not provided | Data not provided | Data not provided | Data not provided | Data not provided | Data not provided | Data not provided | Data not provided | Data not provided | Data not provided | Data not provided | Data not provided | N/A | Data not provided | N/A | Data not provided | N/A | Data not provided | N/A | Data not provided | N/A | Data not provided | N/A | None | N/A | Data not provided | Data not provided | Data not provided | Data not provided | Data not provided | Data not provided | Y | 1 mg/L | Data not provided | Data not provided | Data not provided | Construct 2,000 gpm UF/RO FBR Treatment System ($22M); total capital costs for entire system $29.7M, Annual O&M for entire system $1.56M | During operation, a carbon source, micronutrients, ammonium sulfate, and phosphoric acid were added to the RO concentrate water prior to being delivered to the FBRs. The dosage and nutrient feed rates were adjusted to maintain ORP in the range of -200 to -500 millivolts (mV), pH in the range of 6 to 9, and DO near 0 mg/L (the bioreactors are anaerobic) within the FBRs for optimum selenium reduction. | Overall system is anticipated with ongoing maintenance and optimization to maintain removal of 90-95%. Specifics for FBR are not provided | Data not provided
FINAL, APPENDIX C, Phase 2 Treatability Study Report, Ultrafiltration/Reverse Osmosis and Biological Selenium Removal Fluidized Bed Bioreactor Treatment Technology | USDA FS CARIBOU-TARGHEE NF: SMOKY CANYON MINE SITE | IDN001002800 | SOUTHEAST IDAHO SELENIUM PROJECT/AKA SMOKY CANYON MINE (# IDN001002245) | N/A | LSSHS-ROC (influent) and LSSHS-BE2 (effluent from FBR #2) | Data not provided | Fluidized bed reactor (FBR) | Active | Fluidized bed reactor (FBR) | Pre-treatment | Groundwater springs (Hoopes Spring and South Fork Sage Creek spring) | Y | FBR/part of treatment train with ultrafiltration (UF) and reverse osmosis (RO) pre-treatment | Pumps to pump water from springs to treatment area. UF/RO (ultrafiltration/reverse osmosis) system to treat water prior to FBR | Southeast Idaho. No constraints noted. | Pilot | One sampling event (4/16/2016) | Iron | Fe, dissolved | mg/L | N | N/A | ND | ND | Not Applicable | Data not provided | Data not provided | Not Applicable | Data not provided | Data not provided | Not Applicable | Data not provided | Data not provided | Not Applicable | Data not provided | Data not provided | Data not provided | Data not provided | Data not provided | Data not provided | Data not provided | Data not provided | Data not provided | Data not provided | Data not provided | Data not provided | N/A | Data not provided | N/A | Data not provided | N/A | Data not provided | N/A | Data not provided | N/A | Data not provided | N/A | None | N/A | Data not provided | Data not provided | Data not provided | Data not provided | Data not provided | Data not provided | Data not provided | Data not provided | Data not provided | Data not provided | Data not provided | Construct 2,000 gpm UF/RO FBR Treatment System ($22M); total capital costs for entire system $29.7M, Annual O&M for entire system $1.56M | During operation, a carbon source, micronutrients, ammonium sulfate, and phosphoric acid were added to the RO concentrate water prior to being delivered to the FBRs. The dosage and nutrient feed rates were adjusted to maintain ORP in the range of -200 to -500 millivolts (mV), pH in the range of 6 to 9, and DO near 0 mg/L (the bioreactors are anaerobic) within the FBRs for optimum selenium reduction. | Overall system is anticipated with ongoing maintenance and optimization to maintain removal of 90-95%. Specifics for FBR are not provided | Influent and effluent below the detection limit (0.01 mg/L) | ND = non-detect
FINAL, APPENDIX C, Phase 2 Treatability Study Report, Ultrafiltration/Reverse Osmosis and Biological Selenium Removal Fluidized Bed Bioreactor Treatment Technology | USDA FS CARIBOU-TARGHEE NF: SMOKY CANYON MINE SITE | IDN001002800 | SOUTHEAST IDAHO SELENIUM PROJECT/AKA SMOKY CANYON MINE (# IDN001002245) | N/A | LSSHS-ROC (influent) and LSSHS-BE2 (effluent from FBR #2) | Data not provided | Fluidized bed reactor (FBR) | Active | Fluidized bed reactor (FBR) | Pre-treatment | Groundwater springs (Hoopes Spring and South Fork Sage Creek spring) | Y | FBR/part of treatment train with ultrafiltration (UF) and reverse osmosis (RO) pre-treatment | Pumps to pump water from springs to treatment area. UF/RO (ultrafiltration/reverse osmosis) system to treat water prior to FBR | Southeast Idaho. No constraints noted. | Pilot | One sampling event (4/16/2016) | Iron | Fe, total | mg/L | N | N/A | 0.0875 | 0.0309 | 64.6857 | Data not provided | Data not provided | Not Applicable | Data not provided | Data not provided | Not Applicable | Data not provided | Data not provided | Not Applicable | Data not provided | Data not provided | Data not provided | Data not provided | Data not provided | Data not provided | Data not provided | Data not provided | Data not provided | Data not provided | Data not provided | Data not provided | N/A | Data not provided | N/A | Data not provided | N/A | Data not provided | N/A | Data not provided | N/A | Data not provided | N/A | None | N/A | Data not provided | Data not provided | Data not provided | Data not provided | Data not provided | Data not provided | Y | 1 mg/L | Data not provided | Data not provided | Data not provided | Construct 2,000 gpm UF/RO FBR Treatment System ($22M); total capital costs for entire system $29.7M, Annual O&M for entire system $1.56M | During operation, a carbon source, micronutrients, ammonium sulfate, and phosphoric acid were added to the RO concentrate water prior to being delivered to the FBRs. The dosage and nutrient feed rates were adjusted to maintain ORP in the range of -200 to -500 millivolts (mV), pH in the range of 6 to 9, and DO near 0 mg/L (the bioreactors are anaerobic) within the FBRs for optimum selenium reduction. | Overall system is anticipated with ongoing maintenance and optimization to maintain removal of 90-95%. Specifics for FBR are not provided | Data not provided
FINAL, APPENDIX C, Phase 2 Treatability Study Report, Ultrafiltration/Reverse Osmosis and Biological Selenium Removal Fluidized Bed Bioreactor Treatment Technology | USDA FS CARIBOU-TARGHEE NF: SMOKY CANYON MINE SITE | IDN001002800 | SOUTHEAST IDAHO SELENIUM PROJECT/AKA SMOKY CANYON MINE (# IDN001002245) | N/A | LSSHS-ROC (influent) and LSSHS-BE1 (effluent from FBR #1) | Data not provided | Fluidized bed reactor (FBR) | Active | Fluidized bed reactor (FBR) | Pre-treatment | Groundwater springs (Hoopes Spring and South Fork Sage Creek spring) | Y | FBR/part of treatment train with ultrafiltration (UF) and reverse osmosis (RO) pre-treatment | Pumps to pump water from springs to treatment area. UF/RO (ultrafiltration/reverse osmosis) system to treat water prior to FBR | Southeast Idaho. No constraints noted. | Pilot | One sampling event (4/16/2016) | Hardness | Hardness | mg/L | N | N/A | 983 | 1010 | -2.7467 | Data not provided | Data not provided | Not Applicable | Data not provided | Data not provided | Not Applicable | Data not provided | Data not provided | Not Applicable | Data not provided | Data not provided | Data not provided | Data not provided | Data not provided | Data not provided | Data not provided | Data not provided | Data not provided | Data not provided | Data not provided | Data not provided | N/A | Data not provided | N/A | Data not provided | N/A | Data not provided | N/A | Data not provided | N/A | Data not provided | N/A | None | N/A | Data not provided | Data not provided | Data not provided | Data not provided | Data not provided | Data not provided | Data not provided | Data not provided | Data not provided | Data not provided | Data not provided | Construct 2,000 gpm UF/RO FBR Treatment System ($22M); total capital costs for entire system $29.7M, Annual O&M for entire system $1.56M | During operation, a carbon source, micronutrients, ammonium sulfate, and phosphoric acid were added to the RO concentrate water prior to being delivered to the FBRs. The dosage and nutrient feed rates were adjusted to maintain ORP in the range of -200 to -500 millivolts (mV), pH in the range of 6 to 9, and DO near 0 mg/L (the bioreactors are anaerobic) within the FBRs for optimum selenium reduction. | Overall system is anticipated with ongoing maintenance and optimization to maintain removal of 90-95%. Specifics for FBR are not provided | Data not provided
FINAL, APPENDIX C, Phase 2 Treatability Study Report, Ultrafiltration/Reverse Osmosis and Biological Selenium Removal Fluidized Bed Bioreactor Treatment Technology | USDA FS CARIBOU-TARGHEE NF: SMOKY CANYON MINE SITE | IDN001002800 | SOUTHEAST IDAHO SELENIUM PROJECT/AKA SMOKY CANYON MINE (# IDN001002245) | N/A | LSSHS-ROC (influent) and LSSHS-BE2 (effluent from FBR #2) | Data not provided | Fluidized bed reactor (FBR) | Active | Fluidized bed reactor (FBR) | Pre-treatment | Groundwater springs (Hoopes Spring and South Fork Sage Creek spring) | Y | FBR/part of treatment train with ultrafiltration (UF) and reverse osmosis (RO) pre-treatment | Pumps to pump water from springs to treatment area. UF/RO (ultrafiltration/reverse osmosis) system to treat water prior to FBR | Southeast Idaho. No constraints noted. | Pilot | One sampling event (4/16/2016) | Hardness | Hardness | mg/L | N | N/A | 983 | 980 | 0.30519 | Data not provided | Data not provided | Not Applicable | Data not provided | Data not provided | Not Applicable | Data not provided | Data not provided | Not Applicable | Data not provided | Data not provided | Data not provided | Data not provided | Data not provided | Data not provided | Data not provided | Data not provided | Data not provided | Data not provided | Data not provided | Data not provided | N/A | Data not provided | N/A | Data not provided | N/A | Data not provided | N/A | Data not provided | N/A | Data not provided | N/A | None | N/A | Data not provided | Data not provided | Data not provided | Data not provided | Data not provided | Data not provided | Data not provided | Data not provided | Data not provided | Data not provided | Data not provided | Construct 2,000 gpm UF/RO FBR Treatment System ($22M); total capital costs for entire system $29.7M, Annual O&M for entire system $1.56M | During operation, a carbon source, micronutrients, ammonium sulfate, and phosphoric acid were added to the RO concentrate water prior to being delivered to the FBRs. The dosage and nutrient feed rates were adjusted to maintain ORP in the range of -200 to -500 millivolts (mV), pH in the range of 6 to 9, and DO near 0 mg/L (the bioreactors are anaerobic) within the FBRs for optimum selenium reduction. | Overall system is anticipated with ongoing maintenance and optimization to maintain removal of 90-95%. Specifics for FBR are not provided | Data not provided
FINAL, APPENDIX C, Phase 2 Treatability Study Report, Ultrafiltration/Reverse Osmosis and Biological Selenium Removal Fluidized Bed Bioreactor Treatment Technology | USDA FS CARIBOU-TARGHEE NF: SMOKY CANYON MINE SITE | IDN001002800 | SOUTHEAST IDAHO SELENIUM PROJECT/AKA SMOKY CANYON MINE (# IDN001002245) | N/A | LSSHS-ROC (influent) and LSSHS-BE1 (effluent from FBR #1) | Data not provided | Fluidized bed reactor (FBR) | Active | Fluidized bed reactor (FBR) | Pre-treatment | Groundwater springs (Hoopes Spring and South Fork Sage Creek spring) | Y | FBR/part of treatment train with ultrafiltration (UF) and reverse osmosis (RO) pre-treatment | Pumps to pump water from springs to treatment area. UF/RO (ultrafiltration/reverse osmosis) system to treat water prior to FBR | Southeast Idaho. No constraints noted. | Pilot | One sampling event (4/16/2016) | Mercury | Hg, dissolved | mg/L | N | N/A | 6.3e-05 | 5.9e-05 | 6.3492 | Data not provided | Data not provided | Not Applicable | Data not provided | Data not provided | Not Applicable | Data not provided | Data not provided | Not Applicable | Data not provided | Data not provided | Data not provided | Data not provided | Data not provided | Data not provided | Data not provided | Data not provided | Data not provided | Data not provided | Data not provided | Data not provided | N/A | Data not provided | N/A | Data not provided | N/A | Data not provided | N/A | Data not provided | N/A | Data not provided | N/A | None | N/A | Data not provided | Data not provided | Data not provided | Data not provided | Data not provided | Data not provided | Y | 0.00077 mg/L | Data not provided | Data not provided | Data not provided | Construct 2,000 gpm UF/RO FBR Treatment System ($22M); total capital costs for entire system $29.7M, Annual O&M for entire system $1.56M | During operation, a carbon source, micronutrients, ammonium sulfate, and phosphoric acid were added to the RO concentrate water prior to being delivered to the FBRs. The dosage and nutrient feed rates were adjusted to maintain ORP in the range of -200 to -500 millivolts (mV), pH in the range of 6 to 9, and DO near 0 mg/L (the bioreactors are anaerobic) within the FBRs for optimum selenium reduction. | Overall system is anticipated with ongoing maintenance and optimization to maintain removal of 90-95%. Specifics for FBR are not provided | Data not provided
FINAL, APPENDIX C, Phase 2 Treatability Study Report, Ultrafiltration/Reverse Osmosis and Biological Selenium Removal Fluidized Bed Bioreactor Treatment Technology | USDA FS CARIBOU-TARGHEE NF: SMOKY CANYON MINE SITE | IDN001002800 | SOUTHEAST IDAHO SELENIUM PROJECT/AKA SMOKY CANYON MINE (# IDN001002245) | N/A | LSSHS-ROC (influent) and LSSHS-BE1 (effluent from FBR #1) | Data not provided | Fluidized bed reactor (FBR) | Active | Fluidized bed reactor (FBR) | Pre-treatment | Groundwater springs (Hoopes Spring and South Fork Sage Creek spring) | Y | FBR/part of treatment train with ultrafiltration (UF) and reverse osmosis (RO) pre-treatment | Pumps to pump water from springs to treatment area. UF/RO (ultrafiltration/reverse osmosis) system to treat water prior to FBR | Southeast Idaho. No constraints noted. | Pilot | One sampling event (4/16/2016) | Mercury | Hg, total | mg/L | N | N/A | 5.2e-05 | 5.7e-05 | -9.6154 | Data not provided | Data not provided | Not Applicable | Data not provided | Data not provided | Not Applicable | Data not provided | Data not provided | Not Applicable | Data not provided | Data not provided | Data not provided | Data not provided | Data not provided | Data not provided | Data not provided | Data not provided | Data not provided | Data not provided | Data not provided | Data not provided | N/A | Data not provided | N/A | Data not provided | N/A | Data not provided | N/A | Data not provided | N/A | Data not provided | N/A | None | N/A | Data not provided | Data not provided | Data not provided | Data not provided | Data not provided | Data not provided | Data not provided | Data not provided | Data not provided | Data not provided | Data not provided | Construct 2,000 gpm UF/RO FBR Treatment System ($22M); total capital costs for entire system $29.7M, Annual O&M for entire system $1.56M | During operation, a carbon source, micronutrients, ammonium sulfate, and phosphoric acid were added to the RO concentrate water prior to being delivered to the FBRs. The dosage and nutrient feed rates were adjusted to maintain ORP in the range of -200 to -500 millivolts (mV), pH in the range of 6 to 9, and DO near 0 mg/L (the bioreactors are anaerobic) within the FBRs for optimum selenium reduction. | Overall system is anticipated with ongoing maintenance and optimization to maintain removal of 90-95%. Specifics for FBR are not provided | Data not provided
FINAL, APPENDIX C, Phase 2 Treatability Study Report, Ultrafiltration/Reverse Osmosis and Biological Selenium Removal Fluidized Bed Bioreactor Treatment Technology | USDA FS CARIBOU-TARGHEE NF: SMOKY CANYON MINE SITE | IDN001002800 | SOUTHEAST IDAHO SELENIUM PROJECT/AKA SMOKY CANYON MINE (# IDN001002245) | N/A | LSSHS-ROC (influent) and LSSHS-BE2 (effluent from FBR #2) | Data not provided | Fluidized bed reactor (FBR) | Active | Fluidized bed reactor (FBR) | Pre-treatment | Groundwater springs (Hoopes Spring and South Fork Sage Creek spring) | Y | FBR/part of treatment train with ultrafiltration (UF) and reverse osmosis (RO) pre-treatment | Pumps to pump water from springs to treatment area. UF/RO (ultrafiltration/reverse osmosis) system to treat water prior to FBR | Southeast Idaho. No constraints noted. | Pilot | One sampling event (4/16/2016) | Mercury | Hg, dissolved | mg/L | N | N/A | 6.3e-05 | 5.6e-05 | 11.1111 | Data not provided | Data not provided | Not Applicable | Data not provided | Data not provided | Not Applicable | Data not provided | Data not provided | Not Applicable | Data not provided | Data not provided | Data not provided | Data not provided | Data not provided | Data not provided | Data not provided | Data not provided | Data not provided | Data not provided | Data not provided | Data not provided | N/A | Data not provided | N/A | Data not provided | N/A | Data not provided | N/A | Data not provided | N/A | Data not provided | N/A | None | N/A | Data not provided | Data not provided | Data not provided | Data not provided | Data not provided | Data not provided | Y | 0.00077 mg/L | Data not provided | Data not provided | Data not provided | Construct 2,000 gpm UF/RO FBR Treatment System ($22M); total capital costs for entire system $29.7M, Annual O&M for entire system $1.56M | During operation, a carbon source, micronutrients, ammonium sulfate, and phosphoric acid were added to the RO concentrate water prior to being delivered to the FBRs. The dosage and nutrient feed rates were adjusted to maintain ORP in the range of -200 to -500 millivolts (mV), pH in the range of 6 to 9, and DO near 0 mg/L (the bioreactors are anaerobic) within the FBRs for optimum selenium reduction. | Overall system is anticipated with ongoing maintenance and optimization to maintain removal of 90-95%. Specifics for FBR are not provided | Data not provided
FINAL, APPENDIX C, Phase 2 Treatability Study Report, Ultrafiltration/Reverse Osmosis and Biological Selenium Removal Fluidized Bed Bioreactor Treatment Technology | USDA FS CARIBOU-TARGHEE NF: SMOKY CANYON MINE SITE | IDN001002800 | SOUTHEAST IDAHO SELENIUM PROJECT/AKA SMOKY CANYON MINE (# IDN001002245) | N/A | LSSHS-ROC (influent) and LSSHS-BE2 (effluent from FBR #2) | Data not provided | Fluidized bed reactor (FBR) | Active | Fluidized bed reactor (FBR) | Pre-treatment | Groundwater springs (Hoopes Spring and South Fork Sage Creek spring) | Y | FBR/part of treatment train with ultrafiltration (UF) and reverse osmosis (RO) pre-treatment | Pumps to pump water from springs to treatment area. UF/RO (ultrafiltration/reverse osmosis) system to treat water prior to FBR | Southeast Idaho. No constraints noted. | Pilot | One sampling event (4/16/2016) | Mercury | Hg, total | mg/L | N | N/A | 5.2e-05 | 5.6e-05 | -7.6923 | Data not provided | Data not provided | Not Applicable | Data not provided | Data not provided | Not Applicable | Data not provided | Data not provided | Not Applicable | Data not provided | Data not provided | Data not provided | Data not provided | Data not provided | Data not provided | Data not provided | Data not provided | Data not provided | Data not provided | Data not provided | Data not provided | N/A | Data not provided | N/A | Data not provided | N/A | Data not provided | N/A | Data not provided | N/A | Data not provided | N/A | None | N/A | Data not provided | Data not provided | Data not provided | Data not provided | Data not provided | Data not provided | Data not provided | Data not provided | Data not provided | Data not provided | Data not provided | Construct 2,000 gpm UF/RO FBR Treatment System ($22M); total capital costs for entire system $29.7M, Annual O&M for entire system $1.56M | During operation, a carbon source, micronutrients, ammonium sulfate, and phosphoric acid were added to the RO concentrate water prior to being delivered to the FBRs. The dosage and nutrient feed rates were adjusted to maintain ORP in the range of -200 to -500 millivolts (mV), pH in the range of 6 to 9, and DO near 0 mg/L (the bioreactors are anaerobic) within the FBRs for optimum selenium reduction. | Overall system is anticipated with ongoing maintenance and optimization to maintain removal of 90-95%. Specifics for FBR are not provided | Data not provided
FINAL, APPENDIX C, Phase 2 Treatability Study Report, Ultrafiltration/Reverse Osmosis and Biological Selenium Removal Fluidized Bed Bioreactor Treatment Technology | USDA FS CARIBOU-TARGHEE NF: SMOKY CANYON MINE SITE | IDN001002800 | SOUTHEAST IDAHO SELENIUM PROJECT/AKA SMOKY CANYON MINE (# IDN001002245) | N/A | LSSHS-ROC (influent) and LSSHS-BE1 (effluent from FBR #1) | Data not provided | Fluidized bed reactor (FBR) | Active | Fluidized bed reactor (FBR) | Pre-treatment | Groundwater springs (Hoopes Spring and South Fork Sage Creek spring) | Y | FBR/part of treatment train with ultrafiltration (UF) and reverse osmosis (RO) pre-treatment | Pumps to pump water from springs to treatment area. UF/RO (ultrafiltration/reverse osmosis) system to treat water prior to FBR | Southeast Idaho. No constraints noted. | Pilot | One sampling event (4/16/2016) | Potassium | K, dissolved | mg/L | N | N/A | 3.44 | 3.34 | 2.907 | Data not provided | Data not provided | Not Applicable | Data not provided | Data not provided | Not Applicable | Data not provided | Data not provided | Not Applicable | Data not provided | Data not provided | Data not provided | Data not provided | Data not provided | Data not provided | Data not provided | Data not provided | Data not provided | Data not provided | Data not provided | Data not provided | N/A | Data not provided | N/A | Data not provided | N/A | Data not provided | N/A | Data not provided | N/A | Data not provided | N/A | None | N/A | Data not provided | Data not provided | Data not provided | Data not provided | Data not provided | Data not provided | Data not provided | Data not provided | Data not provided | Data not provided | Data not provided | Construct 2,000 gpm UF/RO FBR Treatment System ($22M); total capital costs for entire system $29.7M, Annual O&M for entire system $1.56M | During operation, a carbon source, micronutrients, ammonium sulfate, and phosphoric acid were added to the RO concentrate water prior to being delivered to the FBRs. The dosage and nutrient feed rates were adjusted to maintain ORP in the range of -200 to -500 millivolts (mV), pH in the range of 6 to 9, and DO near 0 mg/L (the bioreactors are anaerobic) within the FBRs for optimum selenium reduction. | Overall system is anticipated with ongoing maintenance and optimization to maintain removal of 90-95%. Specifics for FBR are not provided | Data not provided
FINAL, APPENDIX C, Phase 2 Treatability Study Report, Ultrafiltration/Reverse Osmosis and Biological Selenium Removal Fluidized Bed Bioreactor Treatment Technology | USDA FS CARIBOU-TARGHEE NF: SMOKY CANYON MINE SITE | IDN001002800 | SOUTHEAST IDAHO SELENIUM PROJECT/AKA SMOKY CANYON MINE (# IDN001002245) | N/A | LSSHS-ROC (influent) and LSSHS-BE2 (effluent from FBR #2) | Data not provided | Fluidized bed reactor (FBR) | Active | Fluidized bed reactor (FBR) | Pre-treatment | Groundwater springs (Hoopes Spring and South Fork Sage Creek spring) | Y | FBR/part of treatment train with ultrafiltration (UF) and reverse osmosis (RO) pre-treatment | Pumps to pump water from springs to treatment area. UF/RO (ultrafiltration/reverse osmosis) system to treat water prior to FBR | Southeast Idaho. No constraints noted. | Pilot | One sampling event (4/16/2016) | Potassium | K, dissolved | mg/L | N | N/A | 3.44 | 3.33 | 3.1977 | Data not provided | Data not provided | Not Applicable | Data not provided | Data not provided | Not Applicable | Data not provided | Data not provided | Not Applicable | Data not provided | Data not provided | Data not provided | Data not provided | Data not provided | Data not provided | Data not provided | Data not provided | Data not provided | Data not provided | Data not provided | Data not provided | N/A | Data not provided | N/A | Data not provided | N/A | Data not provided | N/A | Data not provided | N/A | Data not provided | N/A | None | N/A | Data not provided | Data not provided | Data not provided | Data not provided | Data not provided | Data not provided | Data not provided | Data not provided | Data not provided | Data not provided | Data not provided | Construct 2,000 gpm UF/RO FBR Treatment System ($22M); total capital costs for entire system $29.7M, Annual O&M for entire system $1.56M | During operation, a carbon source, micronutrients, ammonium sulfate, and phosphoric acid were added to the RO concentrate water prior to being delivered to the FBRs. The dosage and nutrient feed rates were adjusted to maintain ORP in the range of -200 to -500 millivolts (mV), pH in the range of 6 to 9, and DO near 0 mg/L (the bioreactors are anaerobic) within the FBRs for optimum selenium reduction. | Overall system is anticipated with ongoing maintenance and optimization to maintain removal of 90-95%. Specifics for FBR are not provided | Data not provided
FINAL, APPENDIX C, Phase 2 Treatability Study Report, Ultrafiltration/Reverse Osmosis and Biological Selenium Removal Fluidized Bed Bioreactor Treatment Technology | USDA FS CARIBOU-TARGHEE NF: SMOKY CANYON MINE SITE | IDN001002800 | SOUTHEAST IDAHO SELENIUM PROJECT/AKA SMOKY CANYON MINE (# IDN001002245) | N/A | LSSHS-ROC (influent) and LSSHS-BE1 (effluent from FBR #1) | Data not provided | Fluidized bed reactor (FBR) | Active | Fluidized bed reactor (FBR) | Pre-treatment | Groundwater springs (Hoopes Spring and South Fork Sage Creek spring) | Y | FBR/part of treatment train with ultrafiltration (UF) and reverse osmosis (RO) pre-treatment | Pumps to pump water from springs to treatment area. UF/RO (ultrafiltration/reverse osmosis) system to treat water prior to FBR | Southeast Idaho. No constraints noted. | Pilot | One sampling event (4/16/2016) | Magnesium | Mg, dissolved | mg/L | N | N/A | 92.9 | 93.4 | -0.53821 | Data not provided | Data not provided | Not Applicable | Data not provided | Data not provided | Not Applicable | Data not provided | Data not provided | Not Applicable | Data not provided | Data not provided | Data not provided | Data not provided | Data not provided | Data not provided | Data not provided | Data not provided | Data not provided | Data not provided | Data not provided | Data not provided | N/A | Data not provided | N/A | Data not provided | N/A | Data not provided | N/A | Data not provided | N/A | Data not provided | N/A | None | N/A | Data not provided | Data not provided | Data not provided | Data not provided | Data not provided | Data not provided | Data not provided | Data not provided | Data not provided | Data not provided | Data not provided | Construct 2,000 gpm UF/RO FBR Treatment System ($22M); total capital costs for entire system $29.7M, Annual O&M for entire system $1.56M | During operation, a carbon source, micronutrients, ammonium sulfate, and phosphoric acid were added to the RO concentrate water prior to being delivered to the FBRs. The dosage and nutrient feed rates were adjusted to maintain ORP in the range of -200 to -500 millivolts (mV), pH in the range of 6 to 9, and DO near 0 mg/L (the bioreactors are anaerobic) within the FBRs for optimum selenium reduction. | Overall system is anticipated with ongoing maintenance and optimization to maintain removal of 90-95%. Specifics for FBR are not provided | Data not provided
FINAL, APPENDIX C, Phase 2 Treatability Study Report, Ultrafiltration/Reverse Osmosis and Biological Selenium Removal Fluidized Bed Bioreactor Treatment Technology | USDA FS CARIBOU-TARGHEE NF: SMOKY CANYON MINE SITE | IDN001002800 | SOUTHEAST IDAHO SELENIUM PROJECT/AKA SMOKY CANYON MINE (# IDN001002245) | N/A | LSSHS-ROC (influent) and LSSHS-BE2 (effluent from FBR #2) | Data not provided | Fluidized bed reactor (FBR) | Active | Fluidized bed reactor (FBR) | Pre-treatment | Groundwater springs (Hoopes Spring and South Fork Sage Creek spring) | Y | FBR/part of treatment train with ultrafiltration (UF) and reverse osmosis (RO) pre-treatment | Pumps to pump water from springs to treatment area. UF/RO (ultrafiltration/reverse osmosis) system to treat water prior to FBR | Southeast Idaho. No constraints noted. | Pilot | One sampling event (4/16/2016) | Magnesium | Mg, dissolved | mg/L | N | N/A | 92.9 | 92.2 | 0.7535 | Data not provided | Data not provided | Not Applicable | Data not provided | Data not provided | Not Applicable | Data not provided | Data not provided | Not Applicable | Data not provided | Data not provided | Data not provided | Data not provided | Data not provided | Data not provided | Data not provided | Data not provided | Data not provided | Data not provided | Data not provided | Data not provided | N/A | Data not provided | N/A | Data not provided | N/A | Data not provided | N/A | Data not provided | N/A | Data not provided | N/A | None | N/A | Data not provided | Data not provided | Data not provided | Data not provided | Data not provided | Data not provided | Data not provided | Data not provided | Data not provided | Data not provided | Data not provided | Construct 2,000 gpm UF/RO FBR Treatment System ($22M); total capital costs for entire system $29.7M, Annual O&M for entire system $1.56M | During operation, a carbon source, micronutrients, ammonium sulfate, and phosphoric acid were added to the RO concentrate water prior to being delivered to the FBRs. The dosage and nutrient feed rates were adjusted to maintain ORP in the range of -200 to -500 millivolts (mV), pH in the range of 6 to 9, and DO near 0 mg/L (the bioreactors are anaerobic) within the FBRs for optimum selenium reduction. | Overall system is anticipated with ongoing maintenance and optimization to maintain removal of 90-95%. Specifics for FBR are not provided | Data not provided
FINAL, APPENDIX C, Phase 2 Treatability Study Report, Ultrafiltration/Reverse Osmosis and Biological Selenium Removal Fluidized Bed Bioreactor Treatment Technology | USDA FS CARIBOU-TARGHEE NF: SMOKY CANYON MINE SITE | IDN001002800 | SOUTHEAST IDAHO SELENIUM PROJECT/AKA SMOKY CANYON MINE (# IDN001002245) | N/A | LSSHS-ROC (influent) and LSSHS-BE1 (effluent from FBR #1) | Data not provided | Fluidized bed reactor (FBR) | Active | Fluidized bed reactor (FBR) | Pre-treatment | Groundwater springs (Hoopes Spring and South Fork Sage Creek spring) | Y | FBR/part of treatment train with ultrafiltration (UF) and reverse osmosis (RO) pre-treatment | Pumps to pump water from springs to treatment area. UF/RO (ultrafiltration/reverse osmosis) system to treat water prior to FBR | Southeast Idaho. No constraints noted. | Pilot | One sampling event (4/16/2016) | Manganese | Mn, dissolved | mg/L | N | N/A | 0.00166 | 0.00552 | -232.5301 | Data not provided | Data not provided | Not Applicable | Data not provided | Data not provided | Not Applicable | Data not provided | Data not provided | Not Applicable | Data not provided | Data not provided | Data not provided | Data not provided | Data not provided | Data not provided | Data not provided | Data not provided | Data not provided | Data not provided | Data not provided | Data not provided | N/A | Data not provided | N/A | Data not provided | N/A | Data not provided | N/A | Data not provided | N/A | Data not provided | N/A | None | N/A | Data not provided | Data not provided | Data not provided | Data not provided | Data not provided | Data not provided | Y | 1.65 mg/L | Data not provided | Data not provided | Data not provided | Construct 2,000 gpm UF/RO FBR Treatment System ($22M); total capital costs for entire system $29.7M, Annual O&M for entire system $1.56M | During operation, a carbon source, micronutrients, ammonium sulfate, and phosphoric acid were added to the RO concentrate water prior to being delivered to the FBRs. The dosage and nutrient feed rates were adjusted to maintain ORP in the range of -200 to -500 millivolts (mV), pH in the range of 6 to 9, and DO near 0 mg/L (the bioreactors are anaerobic) within the FBRs for optimum selenium reduction. | Overall system is anticipated with ongoing maintenance and optimization to maintain removal of 90-95%. Specifics for FBR are not provided | Data not provided
FINAL, APPENDIX C, Phase 2 Treatability Study Report, Ultrafiltration/Reverse Osmosis and Biological Selenium Removal Fluidized Bed Bioreactor Treatment Technology | USDA FS CARIBOU-TARGHEE NF: SMOKY CANYON MINE SITE | IDN001002800 | SOUTHEAST IDAHO SELENIUM PROJECT/AKA SMOKY CANYON MINE (# IDN001002245) | N/A | LSSHS-ROC (influent) and LSSHS-BE1 (effluent from FBR #1) | Data not provided | Fluidized bed reactor (FBR) | Active | Fluidized bed reactor (FBR) | Pre-treatment | Groundwater springs (Hoopes Spring and South Fork Sage Creek spring) | Y | FBR/part of treatment train with ultrafiltration (UF) and reverse osmosis (RO) pre-treatment | Pumps to pump water from springs to treatment area. UF/RO (ultrafiltration/reverse osmosis) system to treat water prior to FBR | Southeast Idaho. No constraints noted. | Pilot | One sampling event (4/16/2016) | Manganese | Mn, total | mg/L | N | N/A | 0.00187 | 0.00569 | -204.2781 | Data not provided | Data not provided | Not Applicable | Data not provided | Data not provided | Not Applicable | Data not provided | Data not provided | Not Applicable | Data not provided | Data not provided | Data not provided | Data not provided | Data not provided | Data not provided | Data not provided | Data not provided | Data not provided | Data not provided | Data not provided | Data not provided | N/A | Data not provided | N/A | Data not provided | N/A | Data not provided | N/A | Data not provided | N/A | Data not provided | N/A | None | N/A | Data not provided | Data not provided | Data not provided | Data not provided | Data not provided | Data not provided | Data not provided | Data not provided | Data not provided | Data not provided | Data not provided | Construct 2,000 gpm UF/RO FBR Treatment System ($22M); total capital costs for entire system $29.7M, Annual O&M for entire system $1.56M | During operation, a carbon source, micronutrients, ammonium sulfate, and phosphoric acid were added to the RO concentrate water prior to being delivered to the FBRs. The dosage and nutrient feed rates were adjusted to maintain ORP in the range of -200 to -500 millivolts (mV), pH in the range of 6 to 9, and DO near 0 mg/L (the bioreactors are anaerobic) within the FBRs for optimum selenium reduction. | Overall system is anticipated with ongoing maintenance and optimization to maintain removal of 90-95%. Specifics for FBR are not provided | Data not provided
FINAL, APPENDIX C, Phase 2 Treatability Study Report, Ultrafiltration/Reverse Osmosis and Biological Selenium Removal Fluidized Bed Bioreactor Treatment Technology | USDA FS CARIBOU-TARGHEE NF: SMOKY CANYON MINE SITE | IDN001002800 | SOUTHEAST IDAHO SELENIUM PROJECT/AKA SMOKY CANYON MINE (# IDN001002245) | N/A | LSSHS-ROC (influent) and LSSHS-BE2 (effluent from FBR #2) | Data not provided | Fluidized bed reactor (FBR) | Active | Fluidized bed reactor (FBR) | Pre-treatment | Groundwater springs (Hoopes Spring and South Fork Sage Creek spring) | Y | FBR/part of treatment train with ultrafiltration (UF) and reverse osmosis (RO) pre-treatment | Pumps to pump water from springs to treatment area. UF/RO (ultrafiltration/reverse osmosis) system to treat water prior to FBR | Southeast Idaho. No constraints noted. | Pilot | One sampling event (4/16/2016) | Manganese | Mn, dissolved | mg/L | N | N/A | 0.00166 | 0.00641 | -286.1446 | Data not provided | Data not provided | Not Applicable | Data not provided | Data not provided | Not Applicable | Data not provided | Data not provided | Not Applicable | Data not provided | Data not provided | Data not provided | Data not provided | Data not provided | Data not provided | Data not provided | Data not provided | Data not provided | Data not provided | Data not provided | Data not provided | N/A | Data not provided | N/A | Data not provided | N/A | Data not provided | N/A | Data not provided | N/A | Data not provided | N/A | None | N/A | Data not provided | Data not provided | Data not provided | Data not provided | Data not provided | Data not provided | Y | 1.65 mg/L | Data not provided | Data not provided | Data not provided | Construct 2,000 gpm UF/RO FBR Treatment System ($22M); total capital costs for entire system $29.7M, Annual O&M for entire system $1.56M | During operation, a carbon source, micronutrients, ammonium sulfate, and phosphoric acid were added to the RO concentrate water prior to being delivered to the FBRs. The dosage and nutrient feed rates were adjusted to maintain ORP in the range of -200 to -500 millivolts (mV), pH in the range of 6 to 9, and DO near 0 mg/L (the bioreactors are anaerobic) within the FBRs for optimum selenium reduction. | Overall system is anticipated with ongoing maintenance and optimization to maintain removal of 90-95%. Specifics for FBR are not provided | Data not provided
FINAL, APPENDIX C, Phase 2 Treatability Study Report, Ultrafiltration/Reverse Osmosis and Biological Selenium Removal Fluidized Bed Bioreactor Treatment Technology | USDA FS CARIBOU-TARGHEE NF: SMOKY CANYON MINE SITE | IDN001002800 | SOUTHEAST IDAHO SELENIUM PROJECT/AKA SMOKY CANYON MINE (# IDN001002245) | N/A | LSSHS-ROC (influent) and LSSHS-BE2 (effluent from FBR #2) | Data not provided | Fluidized bed reactor (FBR) | Active | Fluidized bed reactor (FBR) | Pre-treatment | Groundwater springs (Hoopes Spring and South Fork Sage Creek spring) | Y | FBR/part of treatment train with ultrafiltration (UF) and reverse osmosis (RO) pre-treatment | Pumps to pump water from springs to treatment area. UF/RO (ultrafiltration/reverse osmosis) system to treat water prior to FBR | Southeast Idaho. No constraints noted. | Pilot | One sampling event (4/16/2016) | Manganese | Mn, total | mg/L | N | N/A | 0.00187 | 0.00621 | -232.0856 | Data not provided | Data not provided | Not Applicable | Data not provided | Data not provided | Not Applicable | Data not provided | Data not provided | Not Applicable | Data not provided | Data not provided | Data not provided | Data not provided | Data not provided | Data not provided | Data not provided | Data not provided | Data not provided | Data not provided | Data not provided | Data not provided | N/A | Data not provided | N/A | Data not provided | N/A | Data not provided | N/A | Data not provided | N/A | Data not provided | N/A | None | N/A | Data not provided | Data not provided | Data not provided | Data not provided | Data not provided | Data not provided | Data not provided | Data not provided | Data not provided | Data not provided | Data not provided | Construct 2,000 gpm UF/RO FBR Treatment System ($22M); total capital costs for entire system $29.7M, Annual O&M for entire system $1.56M | During operation, a carbon source, micronutrients, ammonium sulfate, and phosphoric acid were added to the RO concentrate water prior to being delivered to the FBRs. The dosage and nutrient feed rates were adjusted to maintain ORP in the range of -200 to -500 millivolts (mV), pH in the range of 6 to 9, and DO near 0 mg/L (the bioreactors are anaerobic) within the FBRs for optimum selenium reduction. | Overall system is anticipated with ongoing maintenance and optimization to maintain removal of 90-95%. Specifics for FBR are not provided | Data not provided
FINAL, APPENDIX C, Phase 2 Treatability Study Report, Ultrafiltration/Reverse Osmosis and Biological Selenium Removal Fluidized Bed Bioreactor Treatment Technology | USDA FS CARIBOU-TARGHEE NF: SMOKY CANYON MINE SITE | IDN001002800 | SOUTHEAST IDAHO SELENIUM PROJECT/AKA SMOKY CANYON MINE (# IDN001002245) | N/A | LSSHS-ROC (influent) and LSSHS-BE1 (effluent from FBR #1) | Data not provided | Fluidized bed reactor (FBR) | Active | Fluidized bed reactor (FBR) | Pre-treatment | Groundwater springs (Hoopes Spring and South Fork Sage Creek spring) | Y | FBR/part of treatment train with ultrafiltration (UF) and reverse osmosis (RO) pre-treatment | Pumps to pump water from springs to treatment area. UF/RO (ultrafiltration/reverse osmosis) system to treat water prior to FBR | Southeast Idaho. No constraints noted. | Pilot | One sampling event (4/16/2016) | Molybdenum | Mo, dissolved | mg/L | N | N/A | 0.0043 | 0.00519 | -20.6977 | Data not provided | Data not provided | Not Applicable | Data not provided | Data not provided | Not Applicable | Data not provided | Data not provided | Not Applicable | Data not provided | Data not provided | Data not provided | Data not provided | Data not provided | Data not provided | Data not provided | Data not provided | Data not provided | Data not provided | Data not provided | Data not provided | N/A | Data not provided | N/A | Data not provided | N/A | Data not provided | N/A | Data not provided | N/A | Data not provided | N/A | None | N/A | Data not provided | Data not provided | Data not provided | Data not provided | Data not provided | Data not provided | Data not provided | Data not provided | Data not provided | Data not provided | Data not provided | Construct 2,000 gpm UF/RO FBR Treatment System ($22M); total capital costs for entire system $29.7M, Annual O&M for entire system $1.56M | During operation, a carbon source, micronutrients, ammonium sulfate, and phosphoric acid were added to the RO concentrate water prior to being delivered to the FBRs. The dosage and nutrient feed rates were adjusted to maintain ORP in the range of -200 to -500 millivolts (mV), pH in the range of 6 to 9, and DO near 0 mg/L (the bioreactors are anaerobic) within the FBRs for optimum selenium reduction. | Overall system is anticipated with ongoing maintenance and optimization to maintain removal of 90-95%. Specifics for FBR are not provided | Data not provided
FINAL, APPENDIX C, Phase 2 Treatability Study Report, Ultrafiltration/Reverse Osmosis and Biological Selenium Removal Fluidized Bed Bioreactor Treatment Technology | USDA FS CARIBOU-TARGHEE NF: SMOKY CANYON MINE SITE | IDN001002800 | SOUTHEAST IDAHO SELENIUM PROJECT/AKA SMOKY CANYON MINE (# IDN001002245) | N/A | LSSHS-ROC (influent) and LSSHS-BE1 (effluent from FBR #1) | Data not provided | Fluidized bed reactor (FBR) | Active | Fluidized bed reactor (FBR) | Pre-treatment | Groundwater springs (Hoopes Spring and South Fork Sage Creek spring) | Y | FBR/part of treatment train with ultrafiltration (UF) and reverse osmosis (RO) pre-treatment | Pumps to pump water from springs to treatment area. UF/RO (ultrafiltration/reverse osmosis) system to treat water prior to FBR | Southeast Idaho. No constraints noted. | Pilot | One sampling event (4/16/2016) | Molybdenum | Mo, total | mg/L | N | N/A | 0.00395 | 0.00537 | -35.9494 | Data not provided | Data not provided | Not Applicable | Data not provided | Data not provided | Not Applicable | Data not provided | Data not provided | Not Applicable | Data not provided | Data not provided | Data not provided | Data not provided | Data not provided | Data not provided | Data not provided | Data not provided | Data not provided | Data not provided | Data not provided | Data not provided | N/A | Data not provided | N/A | Data not provided | N/A | Data not provided | N/A | Data not provided | N/A | Data not provided | N/A | None | N/A | Data not provided | Data not provided | Data not provided | Data not provided | Data not provided | Data not provided | Y | 3.2 mg/L | Data not provided | Data not provided | Data not provided | Construct 2,000 gpm UF/RO FBR Treatment System ($22M); total capital costs for entire system $29.7M, Annual O&M for entire system $1.56M | During operation, a carbon source, micronutrients, ammonium sulfate, and phosphoric acid were added to the RO concentrate water prior to being delivered to the FBRs. The dosage and nutrient feed rates were adjusted to maintain ORP in the range of -200 to -500 millivolts (mV), pH in the range of 6 to 9, and DO near 0 mg/L (the bioreactors are anaerobic) within the FBRs for optimum selenium reduction. | Overall system is anticipated with ongoing maintenance and optimization to maintain removal of 90-95%. Specifics for FBR are not provided | Data not provided
FINAL, APPENDIX C, Phase 2 Treatability Study Report, Ultrafiltration/Reverse Osmosis and Biological Selenium Removal Fluidized Bed Bioreactor Treatment Technology | USDA FS CARIBOU-TARGHEE NF: SMOKY CANYON MINE SITE | IDN001002800 | SOUTHEAST IDAHO SELENIUM PROJECT/AKA SMOKY CANYON MINE (# IDN001002245) | N/A | LSSHS-ROC (influent) and LSSHS-BE2 (effluent from FBR #2) | Data not provided | Fluidized bed reactor (FBR) | Active | Fluidized bed reactor (FBR) | Pre-treatment | Groundwater springs (Hoopes Spring and South Fork Sage Creek spring) | Y | FBR/part of treatment train with ultrafiltration (UF) and reverse osmosis (RO) pre-treatment | Pumps to pump water from springs to treatment area. UF/RO (ultrafiltration/reverse osmosis) system to treat water prior to FBR | Southeast Idaho. No constraints noted. | Pilot | One sampling event (4/16/2016) | Molybdenum | Mo, dissolved | mg/L | N | N/A | 0.0043 | 0.00523 | -21.6279 | Data not provided | Data not provided | Not Applicable | Data not provided | Data not provided | Not Applicable | Data not provided | Data not provided | Not Applicable | Data not provided | Data not provided | Data not provided | Data not provided | Data not provided | Data not provided | Data not provided | Data not provided | Data not provided | Data not provided | Data not provided | Data not provided | N/A | Data not provided | N/A | Data not provided | N/A | Data not provided | N/A | Data not provided | N/A | Data not provided | N/A | None | N/A | Data not provided | Data not provided | Data not provided | Data not provided | Data not provided | Data not provided | Data not provided | Data not provided | Data not provided | Data not provided | Data not provided | Construct 2,000 gpm UF/RO FBR Treatment System ($22M); total capital costs for entire system $29.7M, Annual O&M for entire system $1.56M | During operation, a carbon source, micronutrients, ammonium sulfate, and phosphoric acid were added to the RO concentrate water prior to being delivered to the FBRs. The dosage and nutrient feed rates were adjusted to maintain ORP in the range of -200 to -500 millivolts (mV), pH in the range of 6 to 9, and DO near 0 mg/L (the bioreactors are anaerobic) within the FBRs for optimum selenium reduction. | Overall system is anticipated with ongoing maintenance and optimization to maintain removal of 90-95%. Specifics for FBR are not provided | Data not provided
FINAL, APPENDIX C, Phase 2 Treatability Study Report, Ultrafiltration/Reverse Osmosis and Biological Selenium Removal Fluidized Bed Bioreactor Treatment Technology | USDA FS CARIBOU-TARGHEE NF: SMOKY CANYON MINE SITE | IDN001002800 | SOUTHEAST IDAHO SELENIUM PROJECT/AKA SMOKY CANYON MINE (# IDN001002245) | N/A | LSSHS-ROC (influent) and LSSHS-BE2 (effluent from FBR #2) | Data not provided | Fluidized bed reactor (FBR) | Active | Fluidized bed reactor (FBR) | Pre-treatment | Groundwater springs (Hoopes Spring and South Fork Sage Creek spring) | Y | FBR/part of treatment train with ultrafiltration (UF) and reverse osmosis (RO) pre-treatment | Pumps to pump water from springs to treatment area. UF/RO (ultrafiltration/reverse osmosis) system to treat water prior to FBR | Southeast Idaho. No constraints noted. | Pilot | One sampling event (4/16/2016) | Molybdenum | Mo, total | mg/L | N | N/A | 0.00395 | 0.00562 | -42.2785 | Data not provided | Data not provided | Not Applicable | Data not provided | Data not provided | Not Applicable | Data not provided | Data not provided | Not Applicable | Data not provided | Data not provided | Data not provided | Data not provided | Data not provided | Data not provided | Data not provided | Data not provided | Data not provided | Data not provided | Data not provided | Data not provided | N/A | Data not provided | N/A | Data not provided | N/A | Data not provided | N/A | Data not provided | N/A | Data not provided | N/A | None | N/A | Data not provided | Data not provided | Data not provided | Data not provided | Data not provided | Data not provided | Y | 3.2 mg/L | Data not provided | Data not provided | Data not provided | Construct 2,000 gpm UF/RO FBR Treatment System ($22M); total capital costs for entire system $29.7M, Annual O&M for entire system $1.56M | During operation, a carbon source, micronutrients, ammonium sulfate, and phosphoric acid were added to the RO concentrate water prior to being delivered to the FBRs. The dosage and nutrient feed rates were adjusted to maintain ORP in the range of -200 to -500 millivolts (mV), pH in the range of 6 to 9, and DO near 0 mg/L (the bioreactors are anaerobic) within the FBRs for optimum selenium reduction. | Overall system is anticipated with ongoing maintenance and optimization to maintain removal of 90-95%. Specifics for FBR are not provided | Data not provided
FINAL, APPENDIX C, Phase 2 Treatability Study Report, Ultrafiltration/Reverse Osmosis and Biological Selenium Removal Fluidized Bed Bioreactor Treatment Technology | USDA FS CARIBOU-TARGHEE NF: SMOKY CANYON MINE SITE | IDN001002800 | SOUTHEAST IDAHO SELENIUM PROJECT/AKA SMOKY CANYON MINE (# IDN001002245) | N/A | LSSHS-ROC (influent) and LSSHS-BE1 (effluent from FBR #1) | Data not provided | Fluidized bed reactor (FBR) | Active | Fluidized bed reactor (FBR) | Pre-treatment | Groundwater springs (Hoopes Spring and South Fork Sage Creek spring) | Y | FBR/part of treatment train with ultrafiltration (UF) and reverse osmosis (RO) pre-treatment | Pumps to pump water from springs to treatment area. UF/RO (ultrafiltration/reverse osmosis) system to treat water prior to FBR | Southeast Idaho. No constraints noted. | Pilot | One sampling event (4/16/2016) | Sodium | Na, dissolved | mg/L | N | N/A | 29.4 | 29.1 | 1.0204 | Data not provided | Data not provided | Not Applicable | Data not provided | Data not provided | Not Applicable | Data not provided | Data not provided | Not Applicable | Data not provided | Data not provided | Data not provided | Data not provided | Data not provided | Data not provided | Data not provided | Data not provided | Data not provided | Data not provided | Data not provided | Data not provided | N/A | Data not provided | N/A | Data not provided | N/A | Data not provided | N/A | Data not provided | N/A | Data not provided | N/A | None | N/A | Data not provided | Data not provided | Data not provided | Data not provided | Data not provided | Data not provided | Data not provided | Data not provided | Data not provided | Data not provided | Data not provided | Construct 2,000 gpm UF/RO FBR Treatment System ($22M); total capital costs for entire system $29.7M, Annual O&M for entire system $1.56M | During operation, a carbon source, micronutrients, ammonium sulfate, and phosphoric acid were added to the RO concentrate water prior to being delivered to the FBRs. The dosage and nutrient feed rates were adjusted to maintain ORP in the range of -200 to -500 millivolts (mV), pH in the range of 6 to 9, and DO near 0 mg/L (the bioreactors are anaerobic) within the FBRs for optimum selenium reduction. | Overall system is anticipated with ongoing maintenance and optimization to maintain removal of 90-95%. Specifics for FBR are not provided | Data not provided
FINAL, APPENDIX C, Phase 2 Treatability Study Report, Ultrafiltration/Reverse Osmosis and Biological Selenium Removal Fluidized Bed Bioreactor Treatment Technology | USDA FS CARIBOU-TARGHEE NF: SMOKY CANYON MINE SITE | IDN001002800 | SOUTHEAST IDAHO SELENIUM PROJECT/AKA SMOKY CANYON MINE (# IDN001002245) | N/A | LSSHS-ROC (influent) and LSSHS-BE2 (effluent from FBR #2) | Data not provided | Fluidized bed reactor (FBR) | Active | Fluidized bed reactor (FBR) | Pre-treatment | Groundwater springs (Hoopes Spring and South Fork Sage Creek spring) | Y | FBR/part of treatment train with ultrafiltration (UF) and reverse osmosis (RO) pre-treatment | Pumps to pump water from springs to treatment area. UF/RO (ultrafiltration/reverse osmosis) system to treat water prior to FBR | Southeast Idaho. No constraints noted. | Pilot | One sampling event (4/16/2016) | Sodium | Na, dissolved | mg/L | N | N/A | 29.4 | 28.3 | 3.7415 | Data not provided | Data not provided | Not Applicable | Data not provided | Data not provided | Not Applicable | Data not provided | Data not provided | Not Applicable | Data not provided | Data not provided | Data not provided | Data not provided | Data not provided | Data not provided | Data not provided | Data not provided | Data not provided | Data not provided | Data not provided | Data not provided | N/A | Data not provided | N/A | Data not provided | N/A | Data not provided | N/A | Data not provided | N/A | Data not provided | N/A | None | N/A | Data not provided | Data not provided | Data not provided | Data not provided | Data not provided | Data not provided | Data not provided | Data not provided | Data not provided | Data not provided | Data not provided | Construct 2,000 gpm UF/RO FBR Treatment System ($22M); total capital costs for entire system $29.7M, Annual O&M for entire system $1.56M | During operation, a carbon source, micronutrients, ammonium sulfate, and phosphoric acid were added to the RO concentrate water prior to being delivered to the FBRs. The dosage and nutrient feed rates were adjusted to maintain ORP in the range of -200 to -500 millivolts (mV), pH in the range of 6 to 9, and DO near 0 mg/L (the bioreactors are anaerobic) within the FBRs for optimum selenium reduction. | Overall system is anticipated with ongoing maintenance and optimization to maintain removal of 90-95%. Specifics for FBR are not provided | Data not provided
FINAL, APPENDIX C, Phase 2 Treatability Study Report, Ultrafiltration/Reverse Osmosis and Biological Selenium Removal Fluidized Bed Bioreactor Treatment Technology | USDA FS CARIBOU-TARGHEE NF: SMOKY CANYON MINE SITE | IDN001002800 | SOUTHEAST IDAHO SELENIUM PROJECT/AKA SMOKY CANYON MINE (# IDN001002245) | N/A | LSSHS-ROC (influent) and LSSHS-BE1 (effluent from FBR #1) | Data not provided | Fluidized bed reactor (FBR) | Active | Fluidized bed reactor (FBR) | Pre-treatment | Groundwater springs (Hoopes Spring and South Fork Sage Creek spring) | Y | FBR/part of treatment train with ultrafiltration (UF) and reverse osmosis (RO) pre-treatment | Pumps to pump water from springs to treatment area. UF/RO (ultrafiltration/reverse osmosis) system to treat water prior to FBR | Southeast Idaho. No constraints noted. | Pilot | One sampling event (4/16/2016) | Nickel | Ni, dissolved | mg/L | N | N/A | 0.00108 | 0.0077 | -612.963 | Data not provided | Data not provided | Not Applicable | Data not provided | Data not provided | Not Applicable | Data not provided | Data not provided | Not Applicable | Data not provided | Data not provided | Data not provided | Data not provided | Data not provided | Data not provided | Data not provided | Data not provided | Data not provided | Data not provided | Data not provided | Data not provided | N/A | Data not provided | N/A | Data not provided | N/A | Data not provided | N/A | Data not provided | N/A | Data not provided | N/A | None | N/A | Data not provided | Data not provided | Data not provided | Data not provided | Data not provided | Data not provided | Y | 0.052 mg/L | Data not provided | Data not provided | Data not provided | Construct 2,000 gpm UF/RO FBR Treatment System ($22M); total capital costs for entire system $29.7M, Annual O&M for entire system $1.56M | During operation, a carbon source, micronutrients, ammonium sulfate, and phosphoric acid were added to the RO concentrate water prior to being delivered to the FBRs. The dosage and nutrient feed rates were adjusted to maintain ORP in the range of -200 to -500 millivolts (mV), pH in the range of 6 to 9, and DO near 0 mg/L (the bioreactors are anaerobic) within the FBRs for optimum selenium reduction. | Overall system is anticipated with ongoing maintenance and optimization to maintain removal of 90-95%. Specifics for FBR are not provided | Data not provided
FINAL, APPENDIX C, Phase 2 Treatability Study Report, Ultrafiltration/Reverse Osmosis and Biological Selenium Removal Fluidized Bed Bioreactor Treatment Technology | USDA FS CARIBOU-TARGHEE NF: SMOKY CANYON MINE SITE | IDN001002800 | SOUTHEAST IDAHO SELENIUM PROJECT/AKA SMOKY CANYON MINE (# IDN001002245) | N/A | LSSHS-ROC (influent) and LSSHS-BE1 (effluent from FBR #1) | Data not provided | Fluidized bed reactor (FBR) | Active | Fluidized bed reactor (FBR) | Pre-treatment | Groundwater springs (Hoopes Spring and South Fork Sage Creek spring) | Y | FBR/part of treatment train with ultrafiltration (UF) and reverse osmosis (RO) pre-treatment | Pumps to pump water from springs to treatment area. UF/RO (ultrafiltration/reverse osmosis) system to treat water prior to FBR | Southeast Idaho. No constraints noted. | Pilot | One sampling event (4/16/2016) | Nickel | Ni, total | mg/L | N | N/A | ND | 0.00776 | Not Applicable | Data not provided | Data not provided | Not Applicable | Data not provided | Data not provided | Not Applicable | Data not provided | Data not provided | Not Applicable | Data not provided | Data not provided | Data not provided | Data not provided | Data not provided | Data not provided | Data not provided | Data not provided | Data not provided | Data not provided | Data not provided | Data not provided | N/A | Data not provided | N/A | Data not provided | N/A | Data not provided | N/A | Data not provided | N/A | Data not provided | N/A | None | N/A | Data not provided | Data not provided | Data not provided | Data not provided | Data not provided | Data not provided | Data not provided | Data not provided | Data not provided | Data not provided | Data not provided | Construct 2,000 gpm UF/RO FBR Treatment System ($22M); total capital costs for entire system $29.7M, Annual O&M for entire system $1.56M | During operation, a carbon source, micronutrients, ammonium sulfate, and phosphoric acid were added to the RO concentrate water prior to being delivered to the FBRs. The dosage and nutrient feed rates were adjusted to maintain ORP in the range of -200 to -500 millivolts (mV), pH in the range of 6 to 9, and DO near 0 mg/L (the bioreactors are anaerobic) within the FBRs for optimum selenium reduction. | Overall system is anticipated with ongoing maintenance and optimization to maintain removal of 90-95%. Specifics for FBR are not provided | Influent below the detection limit (0.0000533 mg/L) | ND = non-detect
FINAL, APPENDIX C, Phase 2 Treatability Study Report, Ultrafiltration/Reverse Osmosis and Biological Selenium Removal Fluidized Bed Bioreactor Treatment Technology | USDA FS CARIBOU-TARGHEE NF: SMOKY CANYON MINE SITE | IDN001002800 | SOUTHEAST IDAHO SELENIUM PROJECT/AKA SMOKY CANYON MINE (# IDN001002245) | N/A | LSSHS-ROC (influent) and LSSHS-BE2 (effluent from FBR #2) | Data not provided | Fluidized bed reactor (FBR) | Active | Fluidized bed reactor (FBR) | Pre-treatment | Groundwater springs (Hoopes Spring and South Fork Sage Creek spring) | Y | FBR/part of treatment train with ultrafiltration (UF) and reverse osmosis (RO) pre-treatment | Pumps to pump water from springs to treatment area. UF/RO (ultrafiltration/reverse osmosis) system to treat water prior to FBR | Southeast Idaho. No constraints noted. | Pilot | One sampling event (4/16/2016) | Nickel | Ni, dissolved | mg/L | N | N/A | 0.00108 | 0.00849 | -686.1111 | Data not provided | Data not provided | Not Applicable | Data not provided | Data not provided | Not Applicable | Data not provided | Data not provided | Not Applicable | Data not provided | Data not provided | Data not provided | Data not provided | Data not provided | Data not provided | Data not provided | Data not provided | Data not provided | Data not provided | Data not provided | Data not provided | N/A | Data not provided | N/A | Data not provided | N/A | Data not provided | N/A | Data not provided | N/A | Data not provided | N/A | None | N/A | Data not provided | Data not provided | Data not provided | Data not provided | Data not provided | Data not provided | Y | 0.052 mg/L | Data not provided | Data not provided | Data not provided | Construct 2,000 gpm UF/RO FBR Treatment System ($22M); total capital costs for entire system $29.7M, Annual O&M for entire system $1.56M | During operation, a carbon source, micronutrients, ammonium sulfate, and phosphoric acid were added to the RO concentrate water prior to being delivered to the FBRs. The dosage and nutrient feed rates were adjusted to maintain ORP in the range of -200 to -500 millivolts (mV), pH in the range of 6 to 9, and DO near 0 mg/L (the bioreactors are anaerobic) within the FBRs for optimum selenium reduction. | Overall system is anticipated with ongoing maintenance and optimization to maintain removal of 90-95%. Specifics for FBR are not provided | Data not provided
FINAL, APPENDIX C, Phase 2 Treatability Study Report, Ultrafiltration/Reverse Osmosis and Biological Selenium Removal Fluidized Bed Bioreactor Treatment Technology | USDA FS CARIBOU-TARGHEE NF: SMOKY CANYON MINE SITE | IDN001002800 | SOUTHEAST IDAHO SELENIUM PROJECT/AKA SMOKY CANYON MINE (# IDN001002245) | N/A | LSSHS-ROC (influent) and LSSHS-BE2 (effluent from FBR #2) | Data not provided | Fluidized bed reactor (FBR) | Active | Fluidized bed reactor (FBR) | Pre-treatment | Groundwater springs (Hoopes Spring and South Fork Sage Creek spring) | Y | FBR/part of treatment train with ultrafiltration (UF) and reverse osmosis (RO) pre-treatment | Pumps to pump water from springs to treatment area. UF/RO (ultrafiltration/reverse osmosis) system to treat water prior to FBR | Southeast Idaho. No constraints noted. | Pilot | One sampling event (4/16/2016) | Nickel | Ni, total | mg/L | N | N/A | ND | 0.0073 | Not Applicable | Data not provided | Data not provided | Not Applicable | Data not provided | Data not provided | Not Applicable | Data not provided | Data not provided | Not Applicable | Data not provided | Data not provided | Data not provided | Data not provided | Data not provided | Data not provided | Data not provided | Data not provided | Data not provided | Data not provided | Data not provided | Data not provided | N/A | Data not provided | N/A | Data not provided | N/A | Data not provided | N/A | Data not provided | N/A | Data not provided | N/A | None | N/A | Data not provided | Data not provided | Data not provided | Data not provided | Data not provided | Data not provided | Data not provided | Data not provided | Data not provided | Data not provided | Data not provided | Construct 2,000 gpm UF/RO FBR Treatment System ($22M); total capital costs for entire system $29.7M, Annual O&M for entire system $1.56M | During operation, a carbon source, micronutrients, ammonium sulfate, and phosphoric acid were added to the RO concentrate water prior to being delivered to the FBRs. The dosage and nutrient feed rates were adjusted to maintain ORP in the range of -200 to -500 millivolts (mV), pH in the range of 6 to 9, and DO near 0 mg/L (the bioreactors are anaerobic) within the FBRs for optimum selenium reduction. | Overall system is anticipated with ongoing maintenance and optimization to maintain removal of 90-95%. Specifics for FBR are not provided | Influent below the detection limit (0.0000533 mg/L) | ND = non-detect
FINAL, APPENDIX C, Phase 2 Treatability Study Report, Ultrafiltration/Reverse Osmosis and Biological Selenium Removal Fluidized Bed Bioreactor Treatment Technology | USDA FS CARIBOU-TARGHEE NF: SMOKY CANYON MINE SITE | IDN001002800 | SOUTHEAST IDAHO SELENIUM PROJECT/AKA SMOKY CANYON MINE (# IDN001002245) | N/A | LSSHS-ROC (influent) and LSSHS-BE1 (effluent from FBR #1) | Data not provided | Fluidized bed reactor (FBR) | Active | Fluidized bed reactor (FBR) | Pre-treatment | Groundwater springs (Hoopes Spring and South Fork Sage Creek spring) | Y | FBR/part of treatment train with ultrafiltration (UF) and reverse osmosis (RO) pre-treatment | Pumps to pump water from springs to treatment area. UF/RO (ultrafiltration/reverse osmosis) system to treat water prior to FBR | Southeast Idaho. No constraints noted. | Pilot | One sampling event (4/16/2016) | Nitrate | as N (NO3) | mg/L | N | N/A | 1.23 | 0.28 | 77.2358 | Data not provided | Data not provided | Not Applicable | Data not provided | Data not provided | Not Applicable | Data not provided | Data not provided | Not Applicable | Data not provided | Data not provided | Data not provided | Data not provided | Data not provided | Data not provided | Data not provided | Data not provided | Data not provided | Data not provided | Data not provided | Data not provided | N/A | Data not provided | N/A | Data not provided | N/A | Data not provided | N/A | Data not provided | N/A | Data not provided | N/A | None | N/A | Data not provided | Data not provided | Data not provided | Data not provided | Data not provided | Data not provided | Data not provided | Data not provided | Data not provided | Data not provided | Data not provided | Construct 2,000 gpm UF/RO FBR Treatment System ($22M); total capital costs for entire system $29.7M, Annual O&M for entire system $1.56M | During operation, a carbon source, micronutrients, ammonium sulfate, and phosphoric acid were added to the RO concentrate water prior to being delivered to the FBRs. The dosage and nutrient feed rates were adjusted to maintain ORP in the range of -200 to -500 millivolts (mV), pH in the range of 6 to 9, and DO near 0 mg/L (the bioreactors are anaerobic) within the FBRs for optimum selenium reduction. | Overall system is anticipated with ongoing maintenance and optimization to maintain removal of 90-95%. Specifics for FBR are not provided | Data not provided
FINAL, APPENDIX C, Phase 2 Treatability Study Report, Ultrafiltration/Reverse Osmosis and Biological Selenium Removal Fluidized Bed Bioreactor Treatment Technology | USDA FS CARIBOU-TARGHEE NF: SMOKY CANYON MINE SITE | IDN001002800 | SOUTHEAST IDAHO SELENIUM PROJECT/AKA SMOKY CANYON MINE (# IDN001002245) | N/A | LSSHS-ROC (influent) and LSSHS-BE2 (effluent from FBR #2) | Data not provided | Fluidized bed reactor (FBR) | Active | Fluidized bed reactor (FBR) | Pre-treatment | Groundwater springs (Hoopes Spring and South Fork Sage Creek spring) | Y | FBR/part of treatment train with ultrafiltration (UF) and reverse osmosis (RO) pre-treatment | Pumps to pump water from springs to treatment area. UF/RO (ultrafiltration/reverse osmosis) system to treat water prior to FBR | Southeast Idaho. No constraints noted. | Pilot | One sampling event (4/16/2016) | Nitrate | as N (NO3) | mg/L | N | N/A | 1.23 | 0.24 | 80.4878 | Data not provided | Data not provided | Not Applicable | Data not provided | Data not provided | Not Applicable | Data not provided | Data not provided | Not Applicable | Data not provided | Data not provided | Data not provided | Data not provided | Data not provided | Data not provided | Data not provided | Data not provided | Data not provided | Data not provided | Data not provided | Data not provided | N/A | Data not provided | N/A | Data not provided | N/A | Data not provided | N/A | Data not provided | N/A | Data not provided | N/A | None | N/A | Data not provided | Data not provided | Data not provided | Data not provided | Data not provided | Data not provided | Data not provided | Data not provided | Data not provided | Data not provided | Data not provided | Construct 2,000 gpm UF/RO FBR Treatment System ($22M); total capital costs for entire system $29.7M, Annual O&M for entire system $1.56M | During operation, a carbon source, micronutrients, ammonium sulfate, and phosphoric acid were added to the RO concentrate water prior to being delivered to the FBRs. The dosage and nutrient feed rates were adjusted to maintain ORP in the range of -200 to -500 millivolts (mV), pH in the range of 6 to 9, and DO near 0 mg/L (the bioreactors are anaerobic) within the FBRs for optimum selenium reduction. | Overall system is anticipated with ongoing maintenance and optimization to maintain removal of 90-95%. Specifics for FBR are not provided | Data not provided
FINAL, APPENDIX C, Phase 2 Treatability Study Report, Ultrafiltration/Reverse Osmosis and Biological Selenium Removal Fluidized Bed Bioreactor Treatment Technology | USDA FS CARIBOU-TARGHEE NF: SMOKY CANYON MINE SITE | IDN001002800 | SOUTHEAST IDAHO SELENIUM PROJECT/AKA SMOKY CANYON MINE (# IDN001002245) | N/A | LSSHS-ROC (influent) and LSSHS-BE1 (effluent from FBR #1) | Data not provided | Fluidized bed reactor (FBR) | Active | Fluidized bed reactor (FBR) | Pre-treatment | Groundwater springs (Hoopes Spring and South Fork Sage Creek spring) | Y | FBR/part of treatment train with ultrafiltration (UF) and reverse osmosis (RO) pre-treatment | Pumps to pump water from springs to treatment area. UF/RO (ultrafiltration/reverse osmosis) system to treat water prior to FBR | Southeast Idaho. No constraints noted. | Pilot | One sampling event (4/16/2016) | Nitrate + Nitrite | NO3 + NO2 | mg/L | N | N/A | 1.23 | 0.281 | 77.1545 | Data not provided | Data not provided | Not Applicable | Data not provided | Data not provided | Not Applicable | Data not provided | Data not provided | Not Applicable | Data not provided | Data not provided | Data not provided | Data not provided | Data not provided | Data not provided | Data not provided | Data not provided | Data not provided | Data not provided | Data not provided | Data not provided | N/A | Data not provided | N/A | Data not provided | N/A | Data not provided | N/A | Data not provided | N/A | Data not provided | N/A | None | N/A | Data not provided | Data not provided | Data not provided | Data not provided | Data not provided | Data not provided | Data not provided | Data not provided | Data not provided | Data not provided | Data not provided | Construct 2,000 gpm UF/RO FBR Treatment System ($22M); total capital costs for entire system $29.7M, Annual O&M for entire system $1.56M | During operation, a carbon source, micronutrients, ammonium sulfate, and phosphoric acid were added to the RO concentrate water prior to being delivered to the FBRs. The dosage and nutrient feed rates were adjusted to maintain ORP in the range of -200 to -500 millivolts (mV), pH in the range of 6 to 9, and DO near 0 mg/L (the bioreactors are anaerobic) within the FBRs for optimum selenium reduction. | Overall system is anticipated with ongoing maintenance and optimization to maintain removal of 90-95%. Specifics for FBR are not provided | Data not provided
FINAL, APPENDIX C, Phase 2 Treatability Study Report, Ultrafiltration/Reverse Osmosis and Biological Selenium Removal Fluidized Bed Bioreactor Treatment Technology | USDA FS CARIBOU-TARGHEE NF: SMOKY CANYON MINE SITE | IDN001002800 | SOUTHEAST IDAHO SELENIUM PROJECT/AKA SMOKY CANYON MINE (# IDN001002245) | N/A | LSSHS-ROC (influent) and LSSHS-BE2 (effluent from FBR #2) | Data not provided | Fluidized bed reactor (FBR) | Active | Fluidized bed reactor (FBR) | Pre-treatment | Groundwater springs (Hoopes Spring and South Fork Sage Creek spring) | Y | FBR/part of treatment train with ultrafiltration (UF) and reverse osmosis (RO) pre-treatment | Pumps to pump water from springs to treatment area. UF/RO (ultrafiltration/reverse osmosis) system to treat water prior to FBR | Southeast Idaho. No constraints noted. | Pilot | One sampling event (4/16/2016) | Nitrate + Nitrite | NO3 + NO2 | mg/L | N | N/A | 1.23 | 0.238 | 80.6504 | Data not provided | Data not provided | Not Applicable | Data not provided | Data not provided | Not Applicable | Data not provided | Data not provided | Not Applicable | Data not provided | Data not provided | Data not provided | Data not provided | Data not provided | Data not provided | Data not provided | Data not provided | Data not provided | Data not provided | Data not provided | Data not provided | N/A | Data not provided | N/A | Data not provided | N/A | Data not provided | N/A | Data not provided | N/A | Data not provided | N/A | None | N/A | Data not provided | Data not provided | Data not provided | Data not provided | Data not provided | Data not provided | Data not provided | Data not provided | Data not provided | Data not provided | Data not provided | Construct 2,000 gpm UF/RO FBR Treatment System ($22M); total capital costs for entire system $29.7M, Annual O&M for entire system $1.56M | During operation, a carbon source, micronutrients, ammonium sulfate, and phosphoric acid were added to the RO concentrate water prior to being delivered to the FBRs. The dosage and nutrient feed rates were adjusted to maintain ORP in the range of -200 to -500 millivolts (mV), pH in the range of 6 to 9, and DO near 0 mg/L (the bioreactors are anaerobic) within the FBRs for optimum selenium reduction. | Overall system is anticipated with ongoing maintenance and optimization to maintain removal of 90-95%. Specifics for FBR are not provided | Data not provided
FINAL, APPENDIX C, Phase 2 Treatability Study Report, Ultrafiltration/Reverse Osmosis and Biological Selenium Removal Fluidized Bed Bioreactor Treatment Technology | USDA FS CARIBOU-TARGHEE NF: SMOKY CANYON MINE SITE | IDN001002800 | SOUTHEAST IDAHO SELENIUM PROJECT/AKA SMOKY CANYON MINE (# IDN001002245) | N/A | LSSHS-ROC (influent) and LSSHS-BE1 (effluent from FBR #1) | Data not provided | Fluidized bed reactor (FBR) | Active | Fluidized bed reactor (FBR) | Pre-treatment | Groundwater springs (Hoopes Spring and South Fork Sage Creek spring) | Y | FBR/part of treatment train with ultrafiltration (UF) and reverse osmosis (RO) pre-treatment | Pumps to pump water from springs to treatment area. UF/RO (ultrafiltration/reverse osmosis) system to treat water prior to FBR | Southeast Idaho. No constraints noted. | Pilot | One sampling event (4/16/2016) | Lead | Pb, dissolved | mg/L | N | N/A | ND | ND | Not Applicable | Data not provided | Data not provided | Not Applicable | Data not provided | Data not provided | Not Applicable | Data not provided | Data not provided | Not Applicable | Data not provided | Data not provided | Data not provided | Data not provided | Data not provided | Data not provided | Data not provided | Data not provided | Data not provided | Data not provided | Data not provided | Data not provided | N/A | Data not provided | N/A | Data not provided | N/A | Data not provided | N/A | Data not provided | N/A | Data not provided | N/A | None | N/A | Data not provided | Data not provided | Data not provided | Data not provided | Data not provided | Data not provided | Y | 0.0025 mg/L | Data not provided | Data not provided | Data not provided | Construct 2,000 gpm UF/RO FBR Treatment System ($22M); total capital costs for entire system $29.7M, Annual O&M for entire system $1.56M | During operation, a carbon source, micronutrients, ammonium sulfate, and phosphoric acid were added to the RO concentrate water prior to being delivered to the FBRs. The dosage and nutrient feed rates were adjusted to maintain ORP in the range of -200 to -500 millivolts (mV), pH in the range of 6 to 9, and DO near 0 mg/L (the bioreactors are anaerobic) within the FBRs for optimum selenium reduction. | Overall system is anticipated with ongoing maintenance and optimization to maintain removal of 90-95%. Specifics for FBR are not provided | Influent and effluent below the detection limit (0.0000554 mg/L) | ND = non-detect
FINAL, APPENDIX C, Phase 2 Treatability Study Report, Ultrafiltration/Reverse Osmosis and Biological Selenium Removal Fluidized Bed Bioreactor Treatment Technology | USDA FS CARIBOU-TARGHEE NF: SMOKY CANYON MINE SITE | IDN001002800 | SOUTHEAST IDAHO SELENIUM PROJECT/AKA SMOKY CANYON MINE (# IDN001002245) | N/A | LSSHS-ROC (influent) and LSSHS-BE1 (effluent from FBR #1) | Data not provided | Fluidized bed reactor (FBR) | Active | Fluidized bed reactor (FBR) | Pre-treatment | Groundwater springs (Hoopes Spring and South Fork Sage Creek spring) | Y | FBR/part of treatment train with ultrafiltration (UF) and reverse osmosis (RO) pre-treatment | Pumps to pump water from springs to treatment area. UF/RO (ultrafiltration/reverse osmosis) system to treat water prior to FBR | Southeast Idaho. No constraints noted. | Pilot | One sampling event (4/16/2016) | Lead | Pb, total | mg/L | N | N/A | ND | ND | Not Applicable | Data not provided | Data not provided | Not Applicable | Data not provided | Data not provided | Not Applicable | Data not provided | Data not provided | Not Applicable | Data not provided | Data not provided | Data not provided | Data not provided | Data not provided | Data not provided | Data not provided | Data not provided | Data not provided | Data not provided | Data not provided | Data not provided | N/A | Data not provided | N/A | Data not provided | N/A | Data not provided | N/A | Data not provided | N/A | Data not provided | N/A | None | N/A | Data not provided | Data not provided | Data not provided | Data not provided | Data not provided | Data not provided | Data not provided | Data not provided | Data not provided | Data not provided | Data not provided | Construct 2,000 gpm UF/RO FBR Treatment System ($22M); total capital costs for entire system $29.7M, Annual O&M for entire system $1.56M | During operation, a carbon source, micronutrients, ammonium sulfate, and phosphoric acid were added to the RO concentrate water prior to being delivered to the FBRs. The dosage and nutrient feed rates were adjusted to maintain ORP in the range of -200 to -500 millivolts (mV), pH in the range of 6 to 9, and DO near 0 mg/L (the bioreactors are anaerobic) within the FBRs for optimum selenium reduction. | Overall system is anticipated with ongoing maintenance and optimization to maintain removal of 90-95%. Specifics for FBR are not provided | Influent and effluent below the detection limit (0.0000554 mg/L) | ND = non-detect
FINAL, APPENDIX C, Phase 2 Treatability Study Report, Ultrafiltration/Reverse Osmosis and Biological Selenium Removal Fluidized Bed Bioreactor Treatment Technology | USDA FS CARIBOU-TARGHEE NF: SMOKY CANYON MINE SITE | IDN001002800 | SOUTHEAST IDAHO SELENIUM PROJECT/AKA SMOKY CANYON MINE (# IDN001002245) | N/A | LSSHS-ROC (influent) and LSSHS-BE2 (effluent from FBR #2) | Data not provided | Fluidized bed reactor (FBR) | Active | Fluidized bed reactor (FBR) | Pre-treatment | Groundwater springs (Hoopes Spring and South Fork Sage Creek spring) | Y | FBR/part of treatment train with ultrafiltration (UF) and reverse osmosis (RO) pre-treatment | Pumps to pump water from springs to treatment area. UF/RO (ultrafiltration/reverse osmosis) system to treat water prior to FBR | Southeast Idaho. No constraints noted. | Pilot | One sampling event (4/16/2016) | Lead | Pb, dissolved | mg/L | N | N/A | ND | ND | Not Applicable | Data not provided | Data not provided | Not Applicable | Data not provided | Data not provided | Not Applicable | Data not provided | Data not provided | Not Applicable | Data not provided | Data not provided | Data not provided | Data not provided | Data not provided | Data not provided | Data not provided | Data not provided | Data not provided | Data not provided | Data not provided | Data not provided | N/A | Data not provided | N/A | Data not provided | N/A | Data not provided | N/A | Data not provided | N/A | Data not provided | N/A | None | N/A | Data not provided | Data not provided | Data not provided | Data not provided | Data not provided | Data not provided | Y | 0.0025 mg/L | Data not provided | Data not provided | Data not provided | Construct 2,000 gpm UF/RO FBR Treatment System ($22M); total capital costs for entire system $29.7M, Annual O&M for entire system $1.56M | During operation, a carbon source, micronutrients, ammonium sulfate, and phosphoric acid were added to the RO concentrate water prior to being delivered to the FBRs. The dosage and nutrient feed rates were adjusted to maintain ORP in the range of -200 to -500 millivolts (mV), pH in the range of 6 to 9, and DO near 0 mg/L (the bioreactors are anaerobic) within the FBRs for optimum selenium reduction. | Overall system is anticipated with ongoing maintenance and optimization to maintain removal of 90-95%. Specifics for FBR are not provided | Influent and effluent below the detection limit (0.0000554 mg/L) | ND = non-detect
FINAL, APPENDIX C, Phase 2 Treatability Study Report, Ultrafiltration/Reverse Osmosis and Biological Selenium Removal Fluidized Bed Bioreactor Treatment Technology | USDA FS CARIBOU-TARGHEE NF: SMOKY CANYON MINE SITE | IDN001002800 | SOUTHEAST IDAHO SELENIUM PROJECT/AKA SMOKY CANYON MINE (# IDN001002245) | N/A | LSSHS-ROC (influent) and LSSHS-BE2 (effluent from FBR #2) | Data not provided | Fluidized bed reactor (FBR) | Active | Fluidized bed reactor (FBR) | Pre-treatment | Groundwater springs (Hoopes Spring and South Fork Sage Creek spring) | Y | FBR/part of treatment train with ultrafiltration (UF) and reverse osmosis (RO) pre-treatment | Pumps to pump water from springs to treatment area. UF/RO (ultrafiltration/reverse osmosis) system to treat water prior to FBR | Southeast Idaho. No constraints noted. | Pilot | One sampling event (4/16/2016) | Lead | Pb, total | mg/L | N | N/A | ND | ND | Not Applicable | Data not provided | Data not provided | Not Applicable | Data not provided | Data not provided | Not Applicable | Data not provided | Data not provided | Not Applicable | Data not provided | Data not provided | Data not provided | Data not provided | Data not provided | Data not provided | Data not provided | Data not provided | Data not provided | Data not provided | Data not provided | Data not provided | N/A | Data not provided | N/A | Data not provided | N/A | Data not provided | N/A | Data not provided | N/A | Data not provided | N/A | None | N/A | Data not provided | Data not provided | Data not provided | Data not provided | Data not provided | Data not provided | Data not provided | Data not provided | Data not provided | Data not provided | Data not provided | Construct 2,000 gpm UF/RO FBR Treatment System ($22M); total capital costs for entire system $29.7M, Annual O&M for entire system $1.56M | During operation, a carbon source, micronutrients, ammonium sulfate, and phosphoric acid were added to the RO concentrate water prior to being delivered to the FBRs. The dosage and nutrient feed rates were adjusted to maintain ORP in the range of -200 to -500 millivolts (mV), pH in the range of 6 to 9, and DO near 0 mg/L (the bioreactors are anaerobic) within the FBRs for optimum selenium reduction. | Overall system is anticipated with ongoing maintenance and optimization to maintain removal of 90-95%. Specifics for FBR are not provided | Influent and effluent below the detection limit (0.0000554 mg/L) | ND = non-detect
FINAL, APPENDIX C, Phase 2 Treatability Study Report, Ultrafiltration/Reverse Osmosis and Biological Selenium Removal Fluidized Bed Bioreactor Treatment Technology | USDA FS CARIBOU-TARGHEE NF: SMOKY CANYON MINE SITE | IDN001002800 | SOUTHEAST IDAHO SELENIUM PROJECT/AKA SMOKY CANYON MINE (# IDN001002245) | N/A | LSSHS-ROC (influent) and LSSHS-BE1 (effluent from FBR #1) | Data not provided | Fluidized bed reactor (FBR) | Active | Fluidized bed reactor (FBR) | Pre-treatment | Groundwater springs (Hoopes Spring and South Fork Sage Creek spring) | Y | FBR/part of treatment train with ultrafiltration (UF) and reverse osmosis (RO) pre-treatment | Pumps to pump water from springs to treatment area. UF/RO (ultrafiltration/reverse osmosis) system to treat water prior to FBR | Southeast Idaho. No constraints noted. | Pilot | One sampling event (4/16/2016) | Antimony | Sb, dissolved | mg/L | N | N/A | 8.09e-05 | 7.45e-05 | 7.911 | Data not provided | Data not provided | Not Applicable | Data not provided | Data not provided | Not Applicable | Data not provided | Data not provided | Not Applicable | Data not provided | Data not provided | Data not provided | Data not provided | Data not provided | Data not provided | Data not provided | Data not provided | Data not provided | Data not provided | Data not provided | Data not provided | N/A | Data not provided | N/A | Data not provided | N/A | Data not provided | N/A | Data not provided | N/A | Data not provided | N/A | None | N/A | Data not provided | Data not provided | Data not provided | Data not provided | Data not provided | Data not provided | Data not provided | Data not provided | Data not provided | Data not provided | Data not provided | Construct 2,000 gpm UF/RO FBR Treatment System ($22M); total capital costs for entire system $29.7M, Annual O&M for entire system $1.56M | During operation, a carbon source, micronutrients, ammonium sulfate, and phosphoric acid were added to the RO concentrate water prior to being delivered to the FBRs. The dosage and nutrient feed rates were adjusted to maintain ORP in the range of -200 to -500 millivolts (mV), pH in the range of 6 to 9, and DO near 0 mg/L (the bioreactors are anaerobic) within the FBRs for optimum selenium reduction. | Overall system is anticipated with ongoing maintenance and optimization to maintain removal of 90-95%. Specifics for FBR are not provided | Data not provided
FINAL, APPENDIX C, Phase 2 Treatability Study Report, Ultrafiltration/Reverse Osmosis and Biological Selenium Removal Fluidized Bed Bioreactor Treatment Technology | USDA FS CARIBOU-TARGHEE NF: SMOKY CANYON MINE SITE | IDN001002800 | SOUTHEAST IDAHO SELENIUM PROJECT/AKA SMOKY CANYON MINE (# IDN001002245) | N/A | LSSHS-ROC (influent) and LSSHS-BE1 (effluent from FBR #1) | Data not provided | Fluidized bed reactor (FBR) | Active | Fluidized bed reactor (FBR) | Pre-treatment | Groundwater springs (Hoopes Spring and South Fork Sage Creek spring) | Y | FBR/part of treatment train with ultrafiltration (UF) and reverse osmosis (RO) pre-treatment | Pumps to pump water from springs to treatment area. UF/RO (ultrafiltration/reverse osmosis) system to treat water prior to FBR | Southeast Idaho. No constraints noted. | Pilot | One sampling event (4/16/2016) | Antimony | Sb, total | mg/L | N | N/A | 7.34e-05 | 7.32e-05 | 0.27248 | Data not provided | Data not provided | Not Applicable | Data not provided | Data not provided | Not Applicable | Data not provided | Data not provided | Not Applicable | Data not provided | Data not provided | Data not provided | Data not provided | Data not provided | Data not provided | Data not provided | Data not provided | Data not provided | Data not provided | Data not provided | Data not provided | N/A | Data not provided | N/A | Data not provided | N/A | Data not provided | N/A | Data not provided | N/A | Data not provided | N/A | None | N/A | Data not provided | Data not provided | Data not provided | Data not provided | Data not provided | Data not provided | Y | 0.24 mg/L | Data not provided | Data not provided | Data not provided | Construct 2,000 gpm UF/RO FBR Treatment System ($22M); total capital costs for entire system $29.7M, Annual O&M for entire system $1.56M | During operation, a carbon source, micronutrients, ammonium sulfate, and phosphoric acid were added to the RO concentrate water prior to being delivered to the FBRs. The dosage and nutrient feed rates were adjusted to maintain ORP in the range of -200 to -500 millivolts (mV), pH in the range of 6 to 9, and DO near 0 mg/L (the bioreactors are anaerobic) within the FBRs for optimum selenium reduction. | Overall system is anticipated with ongoing maintenance and optimization to maintain removal of 90-95%. Specifics for FBR are not provided | Data not provided
FINAL, APPENDIX C, Phase 2 Treatability Study Report, Ultrafiltration/Reverse Osmosis and Biological Selenium Removal Fluidized Bed Bioreactor Treatment Technology | USDA FS CARIBOU-TARGHEE NF: SMOKY CANYON MINE SITE | IDN001002800 | SOUTHEAST IDAHO SELENIUM PROJECT/AKA SMOKY CANYON MINE (# IDN001002245) | N/A | LSSHS-ROC (influent) and LSSHS-BE2 (effluent from FBR #2) | Data not provided | Fluidized bed reactor (FBR) | Active | Fluidized bed reactor (FBR) | Pre-treatment | Groundwater springs (Hoopes Spring and South Fork Sage Creek spring) | Y | FBR/part of treatment train with ultrafiltration (UF) and reverse osmosis (RO) pre-treatment | Pumps to pump water from springs to treatment area. UF/RO (ultrafiltration/reverse osmosis) system to treat water prior to FBR | Southeast Idaho. No constraints noted. | Pilot | One sampling event (4/16/2016) | Antimony | Sb, dissolved | mg/L | N | N/A | 8.09e-05 | 7.32e-05 | 9.5179 | Data not provided | Data not provided | Not Applicable | Data not provided | Data not provided | Not Applicable | Data not provided | Data not provided | Not Applicable | Data not provided | Data not provided | Data not provided | Data not provided | Data not provided | Data not provided | Data not provided | Data not provided | Data not provided | Data not provided | Data not provided | Data not provided | N/A | Data not provided | N/A | Data not provided | N/A | Data not provided | N/A | Data not provided | N/A | Data not provided | N/A | None | N/A | Data not provided | Data not provided | Data not provided | Data not provided | Data not provided | Data not provided | Data not provided | Data not provided | Data not provided | Data not provided | Data not provided | Construct 2,000 gpm UF/RO FBR Treatment System ($22M); total capital costs for entire system $29.7M, Annual O&M for entire system $1.56M | During operation, a carbon source, micronutrients, ammonium sulfate, and phosphoric acid were added to the RO concentrate water prior to being delivered to the FBRs. The dosage and nutrient feed rates were adjusted to maintain ORP in the range of -200 to -500 millivolts (mV), pH in the range of 6 to 9, and DO near 0 mg/L (the bioreactors are anaerobic) within the FBRs for optimum selenium reduction. | Overall system is anticipated with ongoing maintenance and optimization to maintain removal of 90-95%. Specifics for FBR are not provided | Data not provided
FINAL, APPENDIX C, Phase 2 Treatability Study Report, Ultrafiltration/Reverse Osmosis and Biological Selenium Removal Fluidized Bed Bioreactor Treatment Technology | USDA FS CARIBOU-TARGHEE NF: SMOKY CANYON MINE SITE | IDN001002800 | SOUTHEAST IDAHO SELENIUM PROJECT/AKA SMOKY CANYON MINE (# IDN001002245) | N/A | LSSHS-ROC (influent) and LSSHS-BE2 (effluent from FBR #2) | Data not provided | Fluidized bed reactor (FBR) | Active | Fluidized bed reactor (FBR) | Pre-treatment | Groundwater springs (Hoopes Spring and South Fork Sage Creek spring) | Y | FBR/part of treatment train with ultrafiltration (UF) and reverse osmosis (RO) pre-treatment | Pumps to pump water from springs to treatment area. UF/RO (ultrafiltration/reverse osmosis) system to treat water prior to FBR | Southeast Idaho. No constraints noted. | Pilot | One sampling event (4/16/2016) | Antimony | Sb, total | mg/L | N | N/A | 7.34e-05 | 7.32e-05 | 0.27248 | Data not provided | Data not provided | Not Applicable | Data not provided | Data not provided | Not Applicable | Data not provided | Data not provided | Not Applicable | Data not provided | Data not provided | Data not provided | Data not provided | Data not provided | Data not provided | Data not provided | Data not provided | Data not provided | Data not provided | Data not provided | Data not provided | N/A | Data not provided | N/A | Data not provided | N/A | Data not provided | N/A | Data not provided | N/A | Data not provided | N/A | None | N/A | Data not provided | Data not provided | Data not provided | Data not provided | Data not provided | Data not provided | Y | 0.24 mg/L | Data not provided | Data not provided | Data not provided | Construct 2,000 gpm UF/RO FBR Treatment System ($22M); total capital costs for entire system $29.7M, Annual O&M for entire system $1.56M | During operation, a carbon source, micronutrients, ammonium sulfate, and phosphoric acid were added to the RO concentrate water prior to being delivered to the FBRs. The dosage and nutrient feed rates were adjusted to maintain ORP in the range of -200 to -500 millivolts (mV), pH in the range of 6 to 9, and DO near 0 mg/L (the bioreactors are anaerobic) within the FBRs for optimum selenium reduction. | Overall system is anticipated with ongoing maintenance and optimization to maintain removal of 90-95%. Specifics for FBR are not provided | Data not provided
FINAL, APPENDIX C, Phase 2 Treatability Study Report, Ultrafiltration/Reverse Osmosis and Biological Selenium Removal Fluidized Bed Bioreactor Treatment Technology | USDA FS CARIBOU-TARGHEE NF: SMOKY CANYON MINE SITE | IDN001002800 | SOUTHEAST IDAHO SELENIUM PROJECT/AKA SMOKY CANYON MINE (# IDN001002245) | N/A | LSSHS-ROC (influent) and LSSHS-BE1 (effluent from FBR #1) | Data not provided | Fluidized bed reactor (FBR) | Active | Fluidized bed reactor (FBR) | Pre-treatment | Groundwater springs (Hoopes Spring and South Fork Sage Creek spring) | Y | FBR/part of treatment train with ultrafiltration (UF) and reverse osmosis (RO) pre-treatment | Pumps to pump water from springs to treatment area. UF/RO (ultrafiltration/reverse osmosis) system to treat water prior to FBR | Southeast Idaho. No constraints noted. | Pilot | One sampling event (4/16/2016) | Selenium | Selenium, +6 (Selenate) | mg/L | N | N/A | 0.599 | 0.000157 | 99.9738 | Data not provided | Data not provided | Not Applicable | Data not provided | Data not provided | Not Applicable | Data not provided | Data not provided | Not Applicable | Data not provided | Data not provided | Data not provided | Data not provided | Data not provided | Data not provided | Data not provided | Data not provided | Data not provided | Data not provided | Data not provided | Data not provided | N/A | Data not provided | N/A | Data not provided | N/A | Data not provided | N/A | Data not provided | N/A | Data not provided | N/A | None | N/A | Data not provided | Data not provided | Data not provided | Data not provided | Data not provided | Data not provided | Data not provided | Data not provided | Data not provided | Data not provided | Data not provided | Construct 2,000 gpm UF/RO FBR Treatment System ($22M); total capital costs for entire system $29.7M, Annual O&M for entire system $1.56M | During operation, a carbon source, micronutrients, ammonium sulfate, and phosphoric acid were added to the RO concentrate water prior to being delivered to the FBRs. The dosage and nutrient feed rates were adjusted to maintain ORP in the range of -200 to -500 millivolts (mV), pH in the range of 6 to 9, and DO near 0 mg/L (the bioreactors are anaerobic) within the FBRs for optimum selenium reduction. | Overall system is anticipated with ongoing maintenance and optimization to maintain removal of 90-95%. Specifics for FBR are not provided | Data not provided
FINAL, APPENDIX C, Phase 2 Treatability Study Report, Ultrafiltration/Reverse Osmosis and Biological Selenium Removal Fluidized Bed Bioreactor Treatment Technology | USDA FS CARIBOU-TARGHEE NF: SMOKY CANYON MINE SITE | IDN001002800 | SOUTHEAST IDAHO SELENIUM PROJECT/AKA SMOKY CANYON MINE (# IDN001002245) | N/A | LSSHS-ROC (influent) and LSSHS-BE1 (effluent from FBR #1) | Data not provided | Fluidized bed reactor (FBR) | Active | Fluidized bed reactor (FBR) | Pre-treatment | Groundwater springs (Hoopes Spring and South Fork Sage Creek spring) | Y | FBR/part of treatment train with ultrafiltration (UF) and reverse osmosis (RO) pre-treatment | Pumps to pump water from springs to treatment area. UF/RO (ultrafiltration/reverse osmosis) system to treat water prior to FBR | Southeast Idaho. No constraints noted. | Pilot | One sampling event (4/16/2016) | Selenium | Selenium, +4 (Selenite) | mg/L | N | N/A | ND | ND | Not Applicable | Data not provided | Data not provided | Not Applicable | Data not provided | Data not provided | Not Applicable | Data not provided | Data not provided | Not Applicable | Data not provided | Data not provided | Data not provided | Data not provided | Data not provided | Data not provided | Data not provided | Data not provided | Data not provided | Data not provided | Data not provided | Data not provided | N/A | Data not provided | N/A | Data not provided | N/A | Data not provided | N/A | Data not provided | N/A | Data not provided | N/A | None | N/A | Data not provided | Data not provided | Data not provided | Data not provided | Data not provided | Data not provided | Data not provided | Data not provided | Data not provided | Data not provided | Data not provided | Construct 2,000 gpm UF/RO FBR Treatment System ($22M); total capital costs for entire system $29.7M, Annual O&M for entire system $1.56M | During operation, a carbon source, micronutrients, ammonium sulfate, and phosphoric acid were added to the RO concentrate water prior to being delivered to the FBRs. The dosage and nutrient feed rates were adjusted to maintain ORP in the range of -200 to -500 millivolts (mV), pH in the range of 6 to 9, and DO near 0 mg/L (the bioreactors are anaerobic) within the FBRs for optimum selenium reduction. | Overall system is anticipated with ongoing maintenance and optimization to maintain removal of 90-95%. Specifics for FBR are not provided | Influent and effluent below the detection limit (0.00005 mg/L) | ND = non-detect
FINAL, APPENDIX C, Phase 2 Treatability Study Report, Ultrafiltration/Reverse Osmosis and Biological Selenium Removal Fluidized Bed Bioreactor Treatment Technology | USDA FS CARIBOU-TARGHEE NF: SMOKY CANYON MINE SITE | IDN001002800 | SOUTHEAST IDAHO SELENIUM PROJECT/AKA SMOKY CANYON MINE (# IDN001002245) | N/A | LSSHS-ROC (influent) and LSSHS-BE1 (effluent from FBR #1) | Data not provided | Fluidized bed reactor (FBR) | Active | Fluidized bed reactor (FBR) | Pre-treatment | Groundwater springs (Hoopes Spring and South Fork Sage Creek spring) | Y | FBR/part of treatment train with ultrafiltration (UF) and reverse osmosis (RO) pre-treatment | Pumps to pump water from springs to treatment area. UF/RO (ultrafiltration/reverse osmosis) system to treat water prior to FBR | Southeast Idaho. No constraints noted. | Pilot | One sampling event (4/16/2016) | Selenium | Se, dissolved | mg/L | N | N/A | 0.62 | 0.0039 | 99.371 | Data not provided | Data not provided | Not Applicable | Data not provided | Data not provided | Not Applicable | Data not provided | Data not provided | Not Applicable | Data not provided | Data not provided | Data not provided | Data not provided | Data not provided | Data not provided | Data not provided | Data not provided | Data not provided | Data not provided | Data not provided | Data not provided | N/A | Data not provided | N/A | Data not provided | N/A | Data not provided | N/A | Data not provided | N/A | Data not provided | N/A | None | N/A | Data not provided | Data not provided | Data not provided | Data not provided | Data not provided | Data not provided | Y | Data not provided | Data not provided | Data not provided | Data not provided | Construct 2,000 gpm UF/RO FBR Treatment System ($22M); total capital costs for entire system $29.7M, Annual O&M for entire system $1.56M | During operation, a carbon source, micronutrients, ammonium sulfate, and phosphoric acid were added to the RO concentrate water prior to being delivered to the FBRs. The dosage and nutrient feed rates were adjusted to maintain ORP in the range of -200 to -500 millivolts (mV), pH in the range of 6 to 9, and DO near 0 mg/L (the bioreactors are anaerobic) within the FBRs for optimum selenium reduction. | Overall system is anticipated with ongoing maintenance and optimization to maintain removal of 90-95%. Specifics for FBR are not provided | Data not provided
FINAL, APPENDIX C, Phase 2 Treatability Study Report, Ultrafiltration/Reverse Osmosis and Biological Selenium Removal Fluidized Bed Bioreactor Treatment Technology | USDA FS CARIBOU-TARGHEE NF: SMOKY CANYON MINE SITE | IDN001002800 | SOUTHEAST IDAHO SELENIUM PROJECT/AKA SMOKY CANYON MINE (# IDN001002245) | N/A | LSSHS-ROC (influent) and LSSHS-BE1 (effluent from FBR #1) | Data not provided | Fluidized bed reactor (FBR) | Active | Fluidized bed reactor (FBR) | Pre-treatment | Groundwater springs (Hoopes Spring and South Fork Sage Creek spring) | Y | FBR/part of treatment train with ultrafiltration (UF) and reverse osmosis (RO) pre-treatment | Pumps to pump water from springs to treatment area. UF/RO (ultrafiltration/reverse osmosis) system to treat water prior to FBR | Southeast Idaho. No constraints noted. | Pilot | One sampling event (4/16/2016) | Selenium | Se, total | mg/L | N | N/A | 0.574 | 0.0144 | 97.4913 | Data not provided | Data not provided | Not Applicable | Data not provided | Data not provided | Not Applicable | Data not provided | Data not provided | Not Applicable | Data not provided | Data not provided | Data not provided | Data not provided | Data not provided | Data not provided | Data not provided | Data not provided | 97% | Data not provided | Data not provided | Data not provided | N/A | Data not provided | N/A | Data not provided | N/A | Data not provided | N/A | Data not provided | N/A | Data not provided | N/A | None | N/A | Data not provided | Data not provided | Data not provided | Data not provided | Data not provided | Data not provided | Y, for this data point; N for overall system performance over a longer period did not meet with average effluent of 0.024 mg/l | 0.0167 mg/L | Data not provided | Data not provided | Data not provided | Construct 2,000 gpm UF/RO FBR Treatment System ($22M); total capital costs for entire system $29.7M, Annual O&M for entire system $1.56M | During operation, a carbon source, micronutrients, ammonium sulfate, and phosphoric acid were added to the RO concentrate water prior to being delivered to the FBRs. The dosage and nutrient feed rates were adjusted to maintain ORP in the range of -200 to -500 millivolts (mV), pH in the range of 6 to 9, and DO near 0 mg/L (the bioreactors are anaerobic) within the FBRs for optimum selenium reduction. | Overall system is anticipated with ongoing maintenance and optimization to maintain removal of 90-95%. Specifics for FBR are not provided | Data not provided
FINAL, APPENDIX C, Phase 2 Treatability Study Report, Ultrafiltration/Reverse Osmosis and Biological Selenium Removal Fluidized Bed Bioreactor Treatment Technology | USDA FS CARIBOU-TARGHEE NF: SMOKY CANYON MINE SITE | IDN001002800 | SOUTHEAST IDAHO SELENIUM PROJECT/AKA SMOKY CANYON MINE (# IDN001002245) | N/A | LSSHS-ROC (influent) and LSSHS-BE2 (effluent from FBR #2) | Data not provided | Fluidized bed reactor (FBR) | Active | Fluidized bed reactor (FBR) | Pre-treatment | Groundwater springs (Hoopes Spring and South Fork Sage Creek spring) | Y | FBR/part of treatment train with ultrafiltration (UF) and reverse osmosis (RO) pre-treatment | Pumps to pump water from springs to treatment area. UF/RO (ultrafiltration/reverse osmosis) system to treat water prior to FBR | Southeast Idaho. No constraints noted. | Pilot | One sampling event (4/16/2016) | Selenium | Selenium, +6 (Selenate) | mg/L | N | N/A | 0.599 | 7e-05 | 99.9883 | Data not provided | Data not provided | Not Applicable | Data not provided | Data not provided | Not Applicable | Data not provided | Data not provided | Not Applicable | Data not provided | Data not provided | Data not provided | Data not provided | Data not provided | Data not provided | Data not provided | Data not provided | Data not provided | Data not provided | Data not provided | Data not provided | N/A | Data not provided | N/A | Data not provided | N/A | Data not provided | N/A | Data not provided | N/A | Data not provided | N/A | None | N/A | Data not provided | Data not provided | Data not provided | Data not provided | Data not provided | Data not provided | Data not provided | Data not provided | Data not provided | Data not provided | Data not provided | Construct 2,000 gpm UF/RO FBR Treatment System ($22M); total capital costs for entire system $29.7M, Annual O&M for entire system $1.56M | During operation, a carbon source, micronutrients, ammonium sulfate, and phosphoric acid were added to the RO concentrate water prior to being delivered to the FBRs. The dosage and nutrient feed rates were adjusted to maintain ORP in the range of -200 to -500 millivolts (mV), pH in the range of 6 to 9, and DO near 0 mg/L (the bioreactors are anaerobic) within the FBRs for optimum selenium reduction. | Overall system is anticipated with ongoing maintenance and optimization to maintain removal of 90-95%. Specifics for FBR are not provided | Data not provided | Effluent is estimated quantity
FINAL, APPENDIX C, Phase 2 Treatability Study Report, Ultrafiltration/Reverse Osmosis and Biological Selenium Removal Fluidized Bed Bioreactor Treatment Technology | USDA FS CARIBOU-TARGHEE NF: SMOKY CANYON MINE SITE | IDN001002800 | SOUTHEAST IDAHO SELENIUM PROJECT/AKA SMOKY CANYON MINE (# IDN001002245) | N/A | LSSHS-ROC (influent) and LSSHS-BE2 (effluent from FBR #2) | Data not provided | Fluidized bed reactor (FBR) | Active | Fluidized bed reactor (FBR) | Pre-treatment | Groundwater springs (Hoopes Spring and South Fork Sage Creek spring) | Y | FBR/part of treatment train with ultrafiltration (UF) and reverse osmosis (RO) pre-treatment | Pumps to pump water from springs to treatment area. UF/RO (ultrafiltration/reverse osmosis) system to treat water prior to FBR | Southeast Idaho. No constraints noted. | Pilot | One sampling event (4/16/2016) | Selenium | Selenium, +4 (Selenite) | mg/L | N | N/A | ND | 0.000967 | Not Applicable | Data not provided | Data not provided | Not Applicable | Data not provided | Data not provided | Not Applicable | Data not provided | Data not provided | Not Applicable | Data not provided | Data not provided | Data not provided | Data not provided | Data not provided | Data not provided | Data not provided | Data not provided | Data not provided | Data not provided | Data not provided | Data not provided | N/A | Data not provided | N/A | Data not provided | N/A | Data not provided | N/A | Data not provided | N/A | Data not provided | N/A | None | N/A | Data not provided | Data not provided | Data not provided | Data not provided | Data not provided | Data not provided | Data not provided | Data not provided | Data not provided | Data not provided | Data not provided | Construct 2,000 gpm UF/RO FBR Treatment System ($22M); total capital costs for entire system $29.7M, Annual O&M for entire system $1.56M | During operation, a carbon source, micronutrients, ammonium sulfate, and phosphoric acid were added to the RO concentrate water prior to being delivered to the FBRs. The dosage and nutrient feed rates were adjusted to maintain ORP in the range of -200 to -500 millivolts (mV), pH in the range of 6 to 9, and DO near 0 mg/L (the bioreactors are anaerobic) within the FBRs for optimum selenium reduction. | Overall system is anticipated with ongoing maintenance and optimization to maintain removal of 90-95%. Specifics for FBR are not provided | Influent below the detection limit (0.00005 mg/L) | ND = non-detect
FINAL, APPENDIX C, Phase 2 Treatability Study Report, Ultrafiltration/Reverse Osmosis and Biological Selenium Removal Fluidized Bed Bioreactor Treatment Technology | USDA FS CARIBOU-TARGHEE NF: SMOKY CANYON MINE SITE | IDN001002800 | SOUTHEAST IDAHO SELENIUM PROJECT/AKA SMOKY CANYON MINE (# IDN001002245) | N/A | LSSHS-ROC (influent) and LSSHS-BE2 (effluent from FBR #2) | Data not provided | Fluidized bed reactor (FBR) | Active | Fluidized bed reactor (FBR) | Pre-treatment | Groundwater springs (Hoopes Spring and South Fork Sage Creek spring) | Y | FBR/part of treatment train with ultrafiltration (UF) and reverse osmosis (RO) pre-treatment | Pumps to pump water from springs to treatment area. UF/RO (ultrafiltration/reverse osmosis) system to treat water prior to FBR | Southeast Idaho. No constraints noted. | Pilot | One sampling event (4/16/2016) | Selenium | Se, dissolved | mg/L | N | N/A | 0.62 | 0.00722 | 98.8355 | Data not provided | Data not provided | Not Applicable | Data not provided | Data not provided | Not Applicable | Data not provided | Data not provided | Not Applicable | Data not provided | Data not provided | Data not provided | Data not provided | Data not provided | Data not provided | Data not provided | Data not provided | Data not provided | Data not provided | Data not provided | Data not provided | N/A | Data not provided | N/A | Data not provided | N/A | Data not provided | N/A | Data not provided | N/A | Data not provided | N/A | None | N/A | Data not provided | Data not provided | Data not provided | Data not provided | Data not provided | Data not provided | Y | Data not provided | Data not provided | Data not provided | Data not provided | Construct 2,000 gpm UF/RO FBR Treatment System ($22M); total capital costs for entire system $29.7M, Annual O&M for entire system $1.56M | During operation, a carbon source, micronutrients, ammonium sulfate, and phosphoric acid were added to the RO concentrate water prior to being delivered to the FBRs. The dosage and nutrient feed rates were adjusted to maintain ORP in the range of -200 to -500 millivolts (mV), pH in the range of 6 to 9, and DO near 0 mg/L (the bioreactors are anaerobic) within the FBRs for optimum selenium reduction. | Overall system is anticipated with ongoing maintenance and optimization to maintain removal of 90-95%. Specifics for FBR are not provided | Data not provided
FINAL, APPENDIX C, Phase 2 Treatability Study Report, Ultrafiltration/Reverse Osmosis and Biological Selenium Removal Fluidized Bed Bioreactor Treatment Technology | USDA FS CARIBOU-TARGHEE NF: SMOKY CANYON MINE SITE | IDN001002800 | SOUTHEAST IDAHO SELENIUM PROJECT/AKA SMOKY CANYON MINE (# IDN001002245) | N/A | LSSHS-ROC (influent) and LSSHS-BE2 (effluent from FBR #2) | Data not provided | Fluidized bed reactor (FBR) | Active | Fluidized bed reactor (FBR) | Pre-treatment | Groundwater springs (Hoopes Spring and South Fork Sage Creek spring) | Y | FBR/part of treatment train with ultrafiltration (UF) and reverse osmosis (RO) pre-treatment | Pumps to pump water from springs to treatment area. UF/RO (ultrafiltration/reverse osmosis) system to treat water prior to FBR | Southeast Idaho. No constraints noted. | Pilot | One sampling event (4/16/2016) | Selenium | Se, total | mg/L | N | N/A | 0.574 | 0.0109 | 98.101 | Data not provided | Data not provided | Not Applicable | Data not provided | Data not provided | Not Applicable | Data not provided | Data not provided | Not Applicable | Data not provided | Data not provided | Data not provided | Data not provided | Data not provided | Data not provided | Data not provided | Data not provided | 98% | Data not provided | Data not provided | Data not provided | N/A | Data not provided | N/A | Data not provided | N/A | Data not provided | N/A | Data not provided | N/A | Data not provided | N/A | None | N/A | Data not provided | Data not provided | Data not provided | Data not provided | Data not provided | Data not provided | Y, for this data point; N for overall system performance over a longer period did not meet with average effluent of 0.024 mg/l | 0.0167 mg/L | Data not provided | Data not provided | Data not provided | Construct 2,000 gpm UF/RO FBR Treatment System ($22M); total capital costs for entire system $29.7M, Annual O&M for entire system $1.56M | During operation, a carbon source, micronutrients, ammonium sulfate, and phosphoric acid were added to the RO concentrate water prior to being delivered to the FBRs. The dosage and nutrient feed rates were adjusted to maintain ORP in the range of -200 to -500 millivolts (mV), pH in the range of 6 to 9, and DO near 0 mg/L (the bioreactors are anaerobic) within the FBRs for optimum selenium reduction. | Overall system is anticipated with ongoing maintenance and optimization to maintain removal of 90-95%. Specifics for FBR are not provided | Data not provided
FINAL, APPENDIX C, Phase 2 Treatability Study Report, Ultrafiltration/Reverse Osmosis and Biological Selenium Removal Fluidized Bed Bioreactor Treatment Technology | USDA FS CARIBOU-TARGHEE NF: SMOKY CANYON MINE SITE | IDN001002800 | SOUTHEAST IDAHO SELENIUM PROJECT/AKA SMOKY CANYON MINE (# IDN001002245) | N/A | LSSHS-ROC (influent) and LSSHS-BE1 (effluent from FBR #1) | Data not provided | Fluidized bed reactor (FBR) | Active | Fluidized bed reactor (FBR) | Pre-treatment | Groundwater springs (Hoopes Spring and South Fork Sage Creek spring) | Y | FBR/part of treatment train with ultrafiltration (UF) and reverse osmosis (RO) pre-treatment | Pumps to pump water from springs to treatment area. UF/RO (ultrafiltration/reverse osmosis) system to treat water prior to FBR | Southeast Idaho. No constraints noted. | Pilot | One sampling event (4/16/2016) | Sulfate | Sulfate (SO42-) | mg/L | N | N/A | 219 | 229 | -4.5662 | Data not provided | Data not provided | Not Applicable | Data not provided | Data not provided | Not Applicable | Data not provided | Data not provided | Not Applicable | Data not provided | Data not provided | Data not provided | Data not provided | Data not provided | Data not provided | Data not provided | Data not provided | Data not provided | Data not provided | Data not provided | Data not provided | N/A | Data not provided | N/A | Data not provided | N/A | Data not provided | N/A | Data not provided | N/A | Data not provided | N/A | None | N/A | Data not provided | Data not provided | Data not provided | Data not provided | Data not provided | Data not provided | Data not provided | Data not provided | Data not provided | Data not provided | Data not provided | Construct 2,000 gpm UF/RO FBR Treatment System ($22M); total capital costs for entire system $29.7M, Annual O&M for entire system $1.56M | During operation, a carbon source, micronutrients, ammonium sulfate, and phosphoric acid were added to the RO concentrate water prior to being delivered to the FBRs. The dosage and nutrient feed rates were adjusted to maintain ORP in the range of -200 to -500 millivolts (mV), pH in the range of 6 to 9, and DO near 0 mg/L (the bioreactors are anaerobic) within the FBRs for optimum selenium reduction. | Overall system is anticipated with ongoing maintenance and optimization to maintain removal of 90-95%. Specifics for FBR are not provided | Data not provided
FINAL, APPENDIX C, Phase 2 Treatability Study Report, Ultrafiltration/Reverse Osmosis and Biological Selenium Removal Fluidized Bed Bioreactor Treatment Technology | USDA FS CARIBOU-TARGHEE NF: SMOKY CANYON MINE SITE | IDN001002800 | SOUTHEAST IDAHO SELENIUM PROJECT/AKA SMOKY CANYON MINE (# IDN001002245) | N/A | LSSHS-ROC (influent) and LSSHS-BE2 (effluent from FBR #2) | Data not provided | Fluidized bed reactor (FBR) | Active | Fluidized bed reactor (FBR) | Pre-treatment | Groundwater springs (Hoopes Spring and South Fork Sage Creek spring) | Y | FBR/part of treatment train with ultrafiltration (UF) and reverse osmosis (RO) pre-treatment | Pumps to pump water from springs to treatment area. UF/RO (ultrafiltration/reverse osmosis) system to treat water prior to FBR | Southeast Idaho. No constraints noted. | Pilot | One sampling event (4/16/2016) | Sulfate | Sulfate (SO42-) | mg/L | N | N/A | 219 | 226 | -3.1963 | Data not provided | Data not provided | Not Applicable | Data not provided | Data not provided | Not Applicable | Data not provided | Data not provided | Not Applicable | Data not provided | Data not provided | Data not provided | Data not provided | Data not provided | Data not provided | Data not provided | Data not provided | Data not provided | Data not provided | Data not provided | Data not provided | N/A | Data not provided | N/A | Data not provided | N/A | Data not provided | N/A | Data not provided | N/A | Data not provided | N/A | None | N/A | Data not provided | Data not provided | Data not provided | Data not provided | Data not provided | Data not provided | Data not provided | Data not provided | Data not provided | Data not provided | Data not provided | Construct 2,000 gpm UF/RO FBR Treatment System ($22M); total capital costs for entire system $29.7M, Annual O&M for entire system $1.56M | During operation, a carbon source, micronutrients, ammonium sulfate, and phosphoric acid were added to the RO concentrate water prior to being delivered to the FBRs. The dosage and nutrient feed rates were adjusted to maintain ORP in the range of -200 to -500 millivolts (mV), pH in the range of 6 to 9, and DO near 0 mg/L (the bioreactors are anaerobic) within the FBRs for optimum selenium reduction. | Overall system is anticipated with ongoing maintenance and optimization to maintain removal of 90-95%. Specifics for FBR are not provided | Data not provided
FINAL, APPENDIX C, Phase 2 Treatability Study Report, Ultrafiltration/Reverse Osmosis and Biological Selenium Removal Fluidized Bed Bioreactor Treatment Technology | USDA FS CARIBOU-TARGHEE NF: SMOKY CANYON MINE SITE | IDN001002800 | SOUTHEAST IDAHO SELENIUM PROJECT/AKA SMOKY CANYON MINE (# IDN001002245) | N/A | LSSHS-ROC (influent) and LSSHS-BE1 (effluent from FBR #1) | Data not provided | Fluidized bed reactor (FBR) | Active | Fluidized bed reactor (FBR) | Pre-treatment | Groundwater springs (Hoopes Spring and South Fork Sage Creek spring) | Y | FBR/part of treatment train with ultrafiltration (UF) and reverse osmosis (RO) pre-treatment | Pumps to pump water from springs to treatment area. UF/RO (ultrafiltration/reverse osmosis) system to treat water prior to FBR | Southeast Idaho. No constraints noted. | Pilot | One sampling event (4/16/2016) | Sulfide | Sulfide, total | mg/L | N | N/A | ND | ND | Not Applicable | Data not provided | Data not provided | Not Applicable | Data not provided | Data not provided | Not Applicable | Data not provided | Data not provided | Not Applicable | Data not provided | Data not provided | Data not provided | Data not provided | Data not provided | Data not provided | Data not provided | Data not provided | Data not provided | Data not provided | Data not provided | Data not provided | N/A | Data not provided | N/A | Data not provided | N/A | Data not provided | N/A | Data not provided | N/A | Data not provided | N/A | None | N/A | Data not provided | Data not provided | Data not provided | Data not provided | Data not provided | Data not provided | Data not provided | Data not provided | Data not provided | Data not provided | Data not provided | Construct 2,000 gpm UF/RO FBR Treatment System ($22M); total capital costs for entire system $29.7M, Annual O&M for entire system $1.56M | During operation, a carbon source, micronutrients, ammonium sulfate, and phosphoric acid were added to the RO concentrate water prior to being delivered to the FBRs. The dosage and nutrient feed rates were adjusted to maintain ORP in the range of -200 to -500 millivolts (mV), pH in the range of 6 to 9, and DO near 0 mg/L (the bioreactors are anaerobic) within the FBRs for optimum selenium reduction. | Overall system is anticipated with ongoing maintenance and optimization to maintain removal of 90-95%. Specifics for FBR are not provided | Influent and effluent below the detection limit (1 mg/L) | ND = non-detect
FINAL, APPENDIX C, Phase 2 Treatability Study Report, Ultrafiltration/Reverse Osmosis and Biological Selenium Removal Fluidized Bed Bioreactor Treatment Technology | USDA FS CARIBOU-TARGHEE NF: SMOKY CANYON MINE SITE | IDN001002800 | SOUTHEAST IDAHO SELENIUM PROJECT/AKA SMOKY CANYON MINE (# IDN001002245) | N/A | LSSHS-ROC (influent) and LSSHS-BE2 (effluent from FBR #2) | Data not provided | Fluidized bed reactor (FBR) | Active | Fluidized bed reactor (FBR) | Pre-treatment | Groundwater springs (Hoopes Spring and South Fork Sage Creek spring) | Y | FBR/part of treatment train with ultrafiltration (UF) and reverse osmosis (RO) pre-treatment | Pumps to pump water from springs to treatment area. UF/RO (ultrafiltration/reverse osmosis) system to treat water prior to FBR | Southeast Idaho. No constraints noted. | Pilot | One sampling event (4/16/2016) | Sulfide | Sulfide, total | mg/L | N | N/A | ND | ND | Not Applicable | Data not provided | Data not provided | Not Applicable | Data not provided | Data not provided | Not Applicable | Data not provided | Data not provided | Not Applicable | Data not provided | Data not provided | Data not provided | Data not provided | Data not provided | Data not provided | Data not provided | Data not provided | Data not provided | Data not provided | Data not provided | Data not provided | N/A | Data not provided | N/A | Data not provided | N/A | Data not provided | N/A | Data not provided | N/A | Data not provided | N/A | None | N/A | Data not provided | Data not provided | Data not provided | Data not provided | Data not provided | Data not provided | Data not provided | Data not provided | Data not provided | Data not provided | Data not provided | Construct 2,000 gpm UF/RO FBR Treatment System ($22M); total capital costs for entire system $29.7M, Annual O&M for entire system $1.56M | During operation, a carbon source, micronutrients, ammonium sulfate, and phosphoric acid were added to the RO concentrate water prior to being delivered to the FBRs. The dosage and nutrient feed rates were adjusted to maintain ORP in the range of -200 to -500 millivolts (mV), pH in the range of 6 to 9, and DO near 0 mg/L (the bioreactors are anaerobic) within the FBRs for optimum selenium reduction. | Overall system is anticipated with ongoing maintenance and optimization to maintain removal of 90-95%. Specifics for FBR are not provided | Influent and effluent below the detection limit (1 mg/L) | ND = non-detect
FINAL, APPENDIX C, Phase 2 Treatability Study Report, Ultrafiltration/Reverse Osmosis and Biological Selenium Removal Fluidized Bed Bioreactor Treatment Technology | USDA FS CARIBOU-TARGHEE NF: SMOKY CANYON MINE SITE | IDN001002800 | SOUTHEAST IDAHO SELENIUM PROJECT/AKA SMOKY CANYON MINE (# IDN001002245) | N/A | LSSHS-ROC (influent) and LSSHS-BE1 (effluent from FBR #1) | Data not provided | Fluidized bed reactor (FBR) | Active | Fluidized bed reactor (FBR) | Pre-treatment | Groundwater springs (Hoopes Spring and South Fork Sage Creek spring) | Y | FBR/part of treatment train with ultrafiltration (UF) and reverse osmosis (RO) pre-treatment | Pumps to pump water from springs to treatment area. UF/RO (ultrafiltration/reverse osmosis) system to treat water prior to FBR | Southeast Idaho. No constraints noted. | Pilot | One sampling event (4/16/2016) | Total Dissolved Solids | TDS | mg/L | N | N/A | 1150 | 1130 | 1.7391 | Data not provided | Data not provided | Not Applicable | Data not provided | Data not provided | Not Applicable | Data not provided | Data not provided | Not Applicable | Data not provided | Data not provided | Data not provided | Data not provided | Data not provided | Data not provided | Data not provided | Data not provided | Data not provided | Data not provided | Data not provided | Data not provided | N/A | Data not provided | N/A | Data not provided | N/A | Data not provided | N/A | Data not provided | N/A | Data not provided | N/A | None | N/A | Data not provided | Data not provided | Data not provided | Data not provided | Data not provided | Data not provided | Y | 1,134 mg/L | Data not provided | Data not provided | Data not provided | Construct 2,000 gpm UF/RO FBR Treatment System ($22M); total capital costs for entire system $29.7M, Annual O&M for entire system $1.56M | During operation, a carbon source, micronutrients, ammonium sulfate, and phosphoric acid were added to the RO concentrate water prior to being delivered to the FBRs. The dosage and nutrient feed rates were adjusted to maintain ORP in the range of -200 to -500 millivolts (mV), pH in the range of 6 to 9, and DO near 0 mg/L (the bioreactors are anaerobic) within the FBRs for optimum selenium reduction. | Overall system is anticipated with ongoing maintenance and optimization to maintain removal of 90-95%. Specifics for FBR are not provided | Data not provided
FINAL, APPENDIX C, Phase 2 Treatability Study Report, Ultrafiltration/Reverse Osmosis and Biological Selenium Removal Fluidized Bed Bioreactor Treatment Technology | USDA FS CARIBOU-TARGHEE NF: SMOKY CANYON MINE SITE | IDN001002800 | SOUTHEAST IDAHO SELENIUM PROJECT/AKA SMOKY CANYON MINE (# IDN001002245) | N/A | LSSHS-ROC (influent) and LSSHS-BE2 (effluent from FBR #2) | Data not provided | Fluidized bed reactor (FBR) | Active | Fluidized bed reactor (FBR) | Pre-treatment | Groundwater springs (Hoopes Spring and South Fork Sage Creek spring) | Y | FBR/part of treatment train with ultrafiltration (UF) and reverse osmosis (RO) pre-treatment | Pumps to pump water from springs to treatment area. UF/RO (ultrafiltration/reverse osmosis) system to treat water prior to FBR | Southeast Idaho. No constraints noted. | Pilot | One sampling event (4/16/2016) | Total Dissolved Solids | TDS | mg/L | N | N/A | 1150 | 1118 | 2.7826 | Data not provided | Data not provided | Not Applicable | Data not provided | Data not provided | Not Applicable | Data not provided | Data not provided | Not Applicable | Data not provided | Data not provided | Data not provided | Data not provided | Data not provided | Data not provided | Data not provided | Data not provided | Data not provided | Data not provided | Data not provided | Data not provided | N/A | Data not provided | N/A | Data not provided | N/A | Data not provided | N/A | Data not provided | N/A | Data not provided | N/A | None | N/A | Data not provided | Data not provided | Data not provided | Data not provided | Data not provided | Data not provided | Y | 1,134 mg/L | Data not provided | Data not provided | Data not provided | Construct 2,000 gpm UF/RO FBR Treatment System ($22M); total capital costs for entire system $29.7M, Annual O&M for entire system $1.56M | During operation, a carbon source, micronutrients, ammonium sulfate, and phosphoric acid were added to the RO concentrate water prior to being delivered to the FBRs. The dosage and nutrient feed rates were adjusted to maintain ORP in the range of -200 to -500 millivolts (mV), pH in the range of 6 to 9, and DO near 0 mg/L (the bioreactors are anaerobic) within the FBRs for optimum selenium reduction. | Overall system is anticipated with ongoing maintenance and optimization to maintain removal of 90-95%. Specifics for FBR are not provided | Data not provided
FINAL, APPENDIX C, Phase 2 Treatability Study Report, Ultrafiltration/Reverse Osmosis and Biological Selenium Removal Fluidized Bed Bioreactor Treatment Technology | USDA FS CARIBOU-TARGHEE NF: SMOKY CANYON MINE SITE | IDN001002800 | SOUTHEAST IDAHO SELENIUM PROJECT/AKA SMOKY CANYON MINE (# IDN001002245) | N/A | LSSHS-ROC (influent) and LSSHS-BE1 (effluent from FBR #1) | Data not provided | Fluidized bed reactor (FBR) | Active | Fluidized bed reactor (FBR) | Pre-treatment | Groundwater springs (Hoopes Spring and South Fork Sage Creek spring) | Y | FBR/part of treatment train with ultrafiltration (UF) and reverse osmosis (RO) pre-treatment | Pumps to pump water from springs to treatment area. UF/RO (ultrafiltration/reverse osmosis) system to treat water prior to FBR | Southeast Idaho. No constraints noted. | Pilot | One sampling event (4/16/2016) | Thallium | Tl, dissolved | mg/L | N | N/A | 6.93e-05 | ND | 52.5974 | Data not provided | Data not provided | Not Applicable | Data not provided | Data not provided | Not Applicable | Data not provided | Data not provided | Not Applicable | Data not provided | Data not provided | Data not provided | Data not provided | Data not provided | Data not provided | Data not provided | Data not provided | Data not provided | Data not provided | Data not provided | Data not provided | N/A | Data not provided | N/A | Data not provided | N/A | Data not provided | N/A | Data not provided | N/A | Data not provided | N/A | None | N/A | Data not provided | Data not provided | Data not provided | Data not provided | Data not provided | Data not provided | Data not provided | Data not provided | Data not provided | Data not provided | Data not provided | Construct 2,000 gpm UF/RO FBR Treatment System ($22M); total capital costs for entire system $29.7M, Annual O&M for entire system $1.56M | During operation, a carbon source, micronutrients, ammonium sulfate, and phosphoric acid were added to the RO concentrate water prior to being delivered to the FBRs. The dosage and nutrient feed rates were adjusted to maintain ORP in the range of -200 to -500 millivolts (mV), pH in the range of 6 to 9, and DO near 0 mg/L (the bioreactors are anaerobic) within the FBRs for optimum selenium reduction. | Overall system is anticipated with ongoing maintenance and optimization to maintain removal of 90-95%. Specifics for FBR are not provided | Effluent below the detection limit (0.0000657 mg/L) | ND = non-detect
FINAL, APPENDIX C, Phase 2 Treatability Study Report, Ultrafiltration/Reverse Osmosis and Biological Selenium Removal Fluidized Bed Bioreactor Treatment Technology | USDA FS CARIBOU-TARGHEE NF: SMOKY CANYON MINE SITE | IDN001002800 | SOUTHEAST IDAHO SELENIUM PROJECT/AKA SMOKY CANYON MINE (# IDN001002245) | N/A | LSSHS-ROC (influent) and LSSHS-BE1 (effluent from FBR #1) | Data not provided | Fluidized bed reactor (FBR) | Active | Fluidized bed reactor (FBR) | Pre-treatment | Groundwater springs (Hoopes Spring and South Fork Sage Creek spring) | Y | FBR/part of treatment train with ultrafiltration (UF) and reverse osmosis (RO) pre-treatment | Pumps to pump water from springs to treatment area. UF/RO (ultrafiltration/reverse osmosis) system to treat water prior to FBR | Southeast Idaho. No constraints noted. | Pilot | One sampling event (4/16/2016) | Thallium | Tl, total | mg/L | N | N/A | 6.77e-05 | ND | 51.4771 | Data not provided | Data not provided | Not Applicable | Data not provided | Data not provided | Not Applicable | Data not provided | Data not provided | Not Applicable | Data not provided | Data not provided | Data not provided | Data not provided | Data not provided | Data not provided | Data not provided | Data not provided | Data not provided | Data not provided | Data not provided | Data not provided | N/A | Data not provided | N/A | Data not provided | N/A | Data not provided | N/A | Data not provided | N/A | Data not provided | N/A | None | N/A | Data not provided | Data not provided | Data not provided | Data not provided | Data not provided | Data not provided | Y | 0.0072 mg/L | Data not provided | Data not provided | Data not provided | Construct 2,000 gpm UF/RO FBR Treatment System ($22M); total capital costs for entire system $29.7M, Annual O&M for entire system $1.56M | During operation, a carbon source, micronutrients, ammonium sulfate, and phosphoric acid were added to the RO concentrate water prior to being delivered to the FBRs. The dosage and nutrient feed rates were adjusted to maintain ORP in the range of -200 to -500 millivolts (mV), pH in the range of 6 to 9, and DO near 0 mg/L (the bioreactors are anaerobic) within the FBRs for optimum selenium reduction. | Overall system is anticipated with ongoing maintenance and optimization to maintain removal of 90-95%. Specifics for FBR are not provided | Effluent below the detection limit (0.0000657 mg/L) | ND = non-detect
FINAL, APPENDIX C, Phase 2 Treatability Study Report, Ultrafiltration/Reverse Osmosis and Biological Selenium Removal Fluidized Bed Bioreactor Treatment Technology | USDA FS CARIBOU-TARGHEE NF: SMOKY CANYON MINE SITE | IDN001002800 | SOUTHEAST IDAHO SELENIUM PROJECT/AKA SMOKY CANYON MINE (# IDN001002245) | N/A | LSSHS-ROC (influent) and LSSHS-BE2 (effluent from FBR #2) | Data not provided | Fluidized bed reactor (FBR) | Active | Fluidized bed reactor (FBR) | Pre-treatment | Groundwater springs (Hoopes Spring and South Fork Sage Creek spring) | Y | FBR/part of treatment train with ultrafiltration (UF) and reverse osmosis (RO) pre-treatment | Pumps to pump water from springs to treatment area. UF/RO (ultrafiltration/reverse osmosis) system to treat water prior to FBR | Southeast Idaho. No constraints noted. | Pilot | One sampling event (4/16/2016) | Thallium | Tl, dissolved | mg/L | N | N/A | 6.93e-05 | ND | 52.5974 | Data not provided | Data not provided | Not Applicable | Data not provided | Data not provided | Not Applicable | Data not provided | Data not provided | Not Applicable | Data not provided | Data not provided | Data not provided | Data not provided | Data not provided | Data not provided | Data not provided | Data not provided | Data not provided | Data not provided | Data not provided | Data not provided | N/A | Data not provided | N/A | Data not provided | N/A | Data not provided | N/A | Data not provided | N/A | Data not provided | N/A | None | N/A | Data not provided | Data not provided | Data not provided | Data not provided | Data not provided | Data not provided | Data not provided | Data not provided | Data not provided | Data not provided | Data not provided | Construct 2,000 gpm UF/RO FBR Treatment System ($22M); total capital costs for entire system $29.7M, Annual O&M for entire system $1.56M | During operation, a carbon source, micronutrients, ammonium sulfate, and phosphoric acid were added to the RO concentrate water prior to being delivered to the FBRs. The dosage and nutrient feed rates were adjusted to maintain ORP in the range of -200 to -500 millivolts (mV), pH in the range of 6 to 9, and DO near 0 mg/L (the bioreactors are anaerobic) within the FBRs for optimum selenium reduction. | Overall system is anticipated with ongoing maintenance and optimization to maintain removal of 90-95%. Specifics for FBR are not provided | Effluent below the detection limit (0.0000657 mg/L) | ND = non-detect
FINAL, APPENDIX C, Phase 2 Treatability Study Report, Ultrafiltration/Reverse Osmosis and Biological Selenium Removal Fluidized Bed Bioreactor Treatment Technology | USDA FS CARIBOU-TARGHEE NF: SMOKY CANYON MINE SITE | IDN001002800 | SOUTHEAST IDAHO SELENIUM PROJECT/AKA SMOKY CANYON MINE (# IDN001002245) | N/A | LSSHS-ROC (influent) and LSSHS-BE2 (effluent from FBR #2) | Data not provided | Fluidized bed reactor (FBR) | Active | Fluidized bed reactor (FBR) | Pre-treatment | Groundwater springs (Hoopes Spring and South Fork Sage Creek spring) | Y | FBR/part of treatment train with ultrafiltration (UF) and reverse osmosis (RO) pre-treatment | Pumps to pump water from springs to treatment area. UF/RO (ultrafiltration/reverse osmosis) system to treat water prior to FBR | Southeast Idaho. No constraints noted. | Pilot | One sampling event (4/16/2016) | Thallium | Tl, total | mg/L | N | N/A | 6.77e-05 | ND | 51.4771 | Data not provided | Data not provided | Not Applicable | Data not provided | Data not provided | Not Applicable | Data not provided | Data not provided | Not Applicable | Data not provided | Data not provided | Data not provided | Data not provided | Data not provided | Data not provided | Data not provided | Data not provided | Data not provided | Data not provided | Data not provided | Data not provided | N/A | Data not provided | N/A | Data not provided | N/A | Data not provided | N/A | Data not provided | N/A | Data not provided | N/A | None | N/A | Data not provided | Data not provided | Data not provided | Data not provided | Data not provided | Data not provided | Y | 0.0072 mg/L | Data not provided | Data not provided | Data not provided | Construct 2,000 gpm UF/RO FBR Treatment System ($22M); total capital costs for entire system $29.7M, Annual O&M for entire system $1.56M | During operation, a carbon source, micronutrients, ammonium sulfate, and phosphoric acid were added to the RO concentrate water prior to being delivered to the FBRs. The dosage and nutrient feed rates were adjusted to maintain ORP in the range of -200 to -500 millivolts (mV), pH in the range of 6 to 9, and DO near 0 mg/L (the bioreactors are anaerobic) within the FBRs for optimum selenium reduction. | Overall system is anticipated with ongoing maintenance and optimization to maintain removal of 90-95%. Specifics for FBR are not provided | Effluent below the detection limit (0.0000657 mg/L) | ND = non-detect
FINAL, APPENDIX C, Phase 2 Treatability Study Report, Ultrafiltration/Reverse Osmosis and Biological Selenium Removal Fluidized Bed Bioreactor Treatment Technology | USDA FS CARIBOU-TARGHEE NF: SMOKY CANYON MINE SITE | IDN001002800 | SOUTHEAST IDAHO SELENIUM PROJECT/AKA SMOKY CANYON MINE (# IDN001002245) | N/A | LSSHS-ROC (influent) and LSSHS-BE1 (effluent from FBR #1) | Data not provided | Fluidized bed reactor (FBR) | Active | Fluidized bed reactor (FBR) | Pre-treatment | Groundwater springs (Hoopes Spring and South Fork Sage Creek spring) | Y | FBR/part of treatment train with ultrafiltration (UF) and reverse osmosis (RO) pre-treatment | Pumps to pump water from springs to treatment area. UF/RO (ultrafiltration/reverse osmosis) system to treat water prior to FBR | Southeast Idaho. No constraints noted. | Pilot | One sampling event (4/16/2016) | TOC | Total Organic Carbon | mg/L | N | N/A | 0.638 | 7.2 | -1028.5266 | Data not provided | Data not provided | Not Applicable | Data not provided | Data not provided | Not Applicable | Data not provided | Data not provided | Not Applicable | Data not provided | Data not provided | Data not provided | Data not provided | Data not provided | Data not provided | Data not provided | Data not provided | Data not provided | Data not provided | Data not provided | Data not provided | N/A | Data not provided | N/A | Data not provided | N/A | Data not provided | N/A | Data not provided | N/A | Data not provided | N/A | None | N/A | Data not provided | Data not provided | Data not provided | Data not provided | Data not provided | Data not provided | Data not provided | Data not provided | Data not provided | Data not provided | Data not provided | Construct 2,000 gpm UF/RO FBR Treatment System ($22M); total capital costs for entire system $29.7M, Annual O&M for entire system $1.56M | During operation, a carbon source, micronutrients, ammonium sulfate, and phosphoric acid were added to the RO concentrate water prior to being delivered to the FBRs. The dosage and nutrient feed rates were adjusted to maintain ORP in the range of -200 to -500 millivolts (mV), pH in the range of 6 to 9, and DO near 0 mg/L (the bioreactors are anaerobic) within the FBRs for optimum selenium reduction. | Overall system is anticipated with ongoing maintenance and optimization to maintain removal of 90-95%. Specifics for FBR are not provided | Data not provided | Influent estimated quantity
FINAL, APPENDIX C, Phase 2 Treatability Study Report, Ultrafiltration/Reverse Osmosis and Biological Selenium Removal Fluidized Bed Bioreactor Treatment Technology | USDA FS CARIBOU-TARGHEE NF: SMOKY CANYON MINE SITE | IDN001002800 | SOUTHEAST IDAHO SELENIUM PROJECT/AKA SMOKY CANYON MINE (# IDN001002245) | N/A | LSSHS-ROC (influent) and LSSHS-BE2 (effluent from FBR #2) | Data not provided | Fluidized bed reactor (FBR) | Active | Fluidized bed reactor (FBR) | Pre-treatment | Groundwater springs (Hoopes Spring and South Fork Sage Creek spring) | Y | FBR/part of treatment train with ultrafiltration (UF) and reverse osmosis (RO) pre-treatment | Pumps to pump water from springs to treatment area. UF/RO (ultrafiltration/reverse osmosis) system to treat water prior to FBR | Southeast Idaho. No constraints noted. | Pilot | One sampling event (4/16/2016) | TOC | Total Organic Carbon | mg/L | N | N/A | 0.638 | 7.65 | -1099.0596 | Data not provided | Data not provided | Not Applicable | Data not provided | Data not provided | Not Applicable | Data not provided | Data not provided | Not Applicable | Data not provided | Data not provided | Data not provided | Data not provided | Data not provided | Data not provided | Data not provided | Data not provided | Data not provided | Data not provided | Data not provided | Data not provided | N/A | Data not provided | N/A | Data not provided | N/A | Data not provided | N/A | Data not provided | N/A | Data not provided | N/A | None | N/A | Data not provided | Data not provided | Data not provided | Data not provided | Data not provided | Data not provided | Data not provided | Data not provided | Data not provided | Data not provided | Data not provided | Construct 2,000 gpm UF/RO FBR Treatment System ($22M); total capital costs for entire system $29.7M, Annual O&M for entire system $1.56M | During operation, a carbon source, micronutrients, ammonium sulfate, and phosphoric acid were added to the RO concentrate water prior to being delivered to the FBRs. The dosage and nutrient feed rates were adjusted to maintain ORP in the range of -200 to -500 millivolts (mV), pH in the range of 6 to 9, and DO near 0 mg/L (the bioreactors are anaerobic) within the FBRs for optimum selenium reduction. | Overall system is anticipated with ongoing maintenance and optimization to maintain removal of 90-95%. Specifics for FBR are not provided | Data not provided | Influent estimated quantity
FINAL, APPENDIX C, Phase 2 Treatability Study Report, Ultrafiltration/Reverse Osmosis and Biological Selenium Removal Fluidized Bed Bioreactor Treatment Technology | USDA FS CARIBOU-TARGHEE NF: SMOKY CANYON MINE SITE | IDN001002800 | SOUTHEAST IDAHO SELENIUM PROJECT/AKA SMOKY CANYON MINE (# IDN001002245) | N/A | LSSHS-ROC (influent) and LSSHS-BE1 (effluent from FBR #1) | Data not provided | Fluidized bed reactor (FBR) | Active | Fluidized bed reactor (FBR) | Pre-treatment | Groundwater springs (Hoopes Spring and South Fork Sage Creek spring) | Y | FBR/part of treatment train with ultrafiltration (UF) and reverse osmosis (RO) pre-treatment | Pumps to pump water from springs to treatment area. UF/RO (ultrafiltration/reverse osmosis) system to treat water prior to FBR | Southeast Idaho. No constraints noted. | Pilot | One sampling event (4/16/2016) | Phosphorus | P, total | mg/L | N | N/A | 0.368 | 1.88 | -410.8696 | Data not provided | Data not provided | Not Applicable | Data not provided | Data not provided | Not Applicable | Data not provided | Data not provided | Not Applicable | Data not provided | Data not provided | Data not provided | Data not provided | Data not provided | Data not provided | Data not provided | Data not provided | Data not provided | Data not provided | Data not provided | Data not provided | N/A | Data not provided | N/A | Data not provided | N/A | Data not provided | N/A | Data not provided | N/A | Data not provided | N/A | None | N/A | Data not provided | Data not provided | Data not provided | Data not provided | Data not provided | Data not provided | Data not provided | Data not provided | Data not provided | Data not provided | Data not provided | Construct 2,000 gpm UF/RO FBR Treatment System ($22M); total capital costs for entire system $29.7M, Annual O&M for entire system $1.56M | During operation, a carbon source, micronutrients, ammonium sulfate, and phosphoric acid were added to the RO concentrate water prior to being delivered to the FBRs. The dosage and nutrient feed rates were adjusted to maintain ORP in the range of -200 to -500 millivolts (mV), pH in the range of 6 to 9, and DO near 0 mg/L (the bioreactors are anaerobic) within the FBRs for optimum selenium reduction. | Overall system is anticipated with ongoing maintenance and optimization to maintain removal of 90-95%. Specifics for FBR are not provided | Data not provided
FINAL, APPENDIX C, Phase 2 Treatability Study Report, Ultrafiltration/Reverse Osmosis and Biological Selenium Removal Fluidized Bed Bioreactor Treatment Technology | USDA FS CARIBOU-TARGHEE NF: SMOKY CANYON MINE SITE | IDN001002800 | SOUTHEAST IDAHO SELENIUM PROJECT/AKA SMOKY CANYON MINE (# IDN001002245) | N/A | LSSHS-ROC (influent) and LSSHS-BE2 (effluent from FBR #2) | Data not provided | Fluidized bed reactor (FBR) | Active | Fluidized bed reactor (FBR) | Pre-treatment | Groundwater springs (Hoopes Spring and South Fork Sage Creek spring) | Y | FBR/part of treatment train with ultrafiltration (UF) and reverse osmosis (RO) pre-treatment | Pumps to pump water from springs to treatment area. UF/RO (ultrafiltration/reverse osmosis) system to treat water prior to FBR | Southeast Idaho. No constraints noted. | Pilot | One sampling event (4/16/2016) | Phosphorus | P, total | mg/L | N | N/A | 0.368 | 1.94 | -427.1739 | Data not provided | Data not provided | Not Applicable | Data not provided | Data not provided | Not Applicable | Data not provided | Data not provided | Not Applicable | Data not provided | Data not provided | Data not provided | Data not provided | Data not provided | Data not provided | Data not provided | Data not provided | Data not provided | Data not provided | Data not provided | Data not provided | N/A | Data not provided | N/A | Data not provided | N/A | Data not provided | N/A | Data not provided | N/A | Data not provided | N/A | None | N/A | Data not provided | Data not provided | Data not provided | Data not provided | Data not provided | Data not provided | Data not provided | Data not provided | Data not provided | Data not provided | Data not provided | Construct 2,000 gpm UF/RO FBR Treatment System ($22M); total capital costs for entire system $29.7M, Annual O&M for entire system $1.56M | During operation, a carbon source, micronutrients, ammonium sulfate, and phosphoric acid were added to the RO concentrate water prior to being delivered to the FBRs. The dosage and nutrient feed rates were adjusted to maintain ORP in the range of -200 to -500 millivolts (mV), pH in the range of 6 to 9, and DO near 0 mg/L (the bioreactors are anaerobic) within the FBRs for optimum selenium reduction. | Overall system is anticipated with ongoing maintenance and optimization to maintain removal of 90-95%. Specifics for FBR are not provided | Data not provided
FINAL, APPENDIX C, Phase 2 Treatability Study Report, Ultrafiltration/Reverse Osmosis and Biological Selenium Removal Fluidized Bed Bioreactor Treatment Technology | USDA FS CARIBOU-TARGHEE NF: SMOKY CANYON MINE SITE | IDN001002800 | SOUTHEAST IDAHO SELENIUM PROJECT/AKA SMOKY CANYON MINE (# IDN001002245) | N/A | LSSHS-ROC (influent) and LSSHS-BE1 (effluent from FBR #1) | Data not provided | Fluidized bed reactor (FBR) | Active | Fluidized bed reactor (FBR) | Pre-treatment | Groundwater springs (Hoopes Spring and South Fork Sage Creek spring) | Y | FBR/part of treatment train with ultrafiltration (UF) and reverse osmosis (RO) pre-treatment | Pumps to pump water from springs to treatment area. UF/RO (ultrafiltration/reverse osmosis) system to treat water prior to FBR | Southeast Idaho. No constraints noted. | Pilot | One sampling event (4/16/2016) | Total Suspended Solids | TSS | mg/L | N | N/A | 10 | 8 | 20 | Data not provided | Data not provided | Not Applicable | Data not provided | Data not provided | Not Applicable | Data not provided | Data not provided | Not Applicable | Data not provided | Data not provided | Data not provided | Data not provided | Data not provided | Data not provided | Data not provided | Data not provided | Data not provided | Data not provided | Data not provided | Data not provided | N/A | Data not provided | N/A | Data not provided | N/A | Data not provided | N/A | Data not provided | N/A | Data not provided | N/A | None | N/A | Data not provided | Data not provided | Data not provided | Data not provided | Data not provided | Data not provided | Data not provided | Data not provided | Data not provided | Data not provided | Data not provided | Construct 2,000 gpm UF/RO FBR Treatment System ($22M); total capital costs for entire system $29.7M, Annual O&M for entire system $1.56M | During operation, a carbon source, micronutrients, ammonium sulfate, and phosphoric acid were added to the RO concentrate water prior to being delivered to the FBRs. The dosage and nutrient feed rates were adjusted to maintain ORP in the range of -200 to -500 millivolts (mV), pH in the range of 6 to 9, and DO near 0 mg/L (the bioreactors are anaerobic) within the FBRs for optimum selenium reduction. | Overall system is anticipated with ongoing maintenance and optimization to maintain removal of 90-95%. Specifics for FBR are not provided | Data not provided
FINAL, APPENDIX C, Phase 2 Treatability Study Report, Ultrafiltration/Reverse Osmosis and Biological Selenium Removal Fluidized Bed Bioreactor Treatment Technology | USDA FS CARIBOU-TARGHEE NF: SMOKY CANYON MINE SITE | IDN001002800 | SOUTHEAST IDAHO SELENIUM PROJECT/AKA SMOKY CANYON MINE (# IDN001002245) | N/A | LSSHS-ROC (influent) and LSSHS-BE2 (effluent from FBR #2) | Data not provided | Fluidized bed reactor (FBR) | Active | Fluidized bed reactor (FBR) | Pre-treatment | Groundwater springs (Hoopes Spring and South Fork Sage Creek spring) | Y | FBR/part of treatment train with ultrafiltration (UF) and reverse osmosis (RO) pre-treatment | Pumps to pump water from springs to treatment area. UF/RO (ultrafiltration/reverse osmosis) system to treat water prior to FBR | Southeast Idaho. No constraints noted. | Pilot | One sampling event (4/16/2016) | Total Suspended Solids | TSS | mg/L | N | N/A | 10 | 10 | 0 | Data not provided | Data not provided | Not Applicable | Data not provided | Data not provided | Not Applicable | Data not provided | Data not provided | Not Applicable | Data not provided | Data not provided | Data not provided | Data not provided | Data not provided | Data not provided | Data not provided | Data not provided | Data not provided | Data not provided | Data not provided | Data not provided | N/A | Data not provided | N/A | Data not provided | N/A | Data not provided | N/A | Data not provided | N/A | Data not provided | N/A | None | N/A | Data not provided | Data not provided | Data not provided | Data not provided | Data not provided | Data not provided | Data not provided | Data not provided | Data not provided | Data not provided | Data not provided | Construct 2,000 gpm UF/RO FBR Treatment System ($22M); total capital costs for entire system $29.7M, Annual O&M for entire system $1.56M | During operation, a carbon source, micronutrients, ammonium sulfate, and phosphoric acid were added to the RO concentrate water prior to being delivered to the FBRs. The dosage and nutrient feed rates were adjusted to maintain ORP in the range of -200 to -500 millivolts (mV), pH in the range of 6 to 9, and DO near 0 mg/L (the bioreactors are anaerobic) within the FBRs for optimum selenium reduction. | Overall system is anticipated with ongoing maintenance and optimization to maintain removal of 90-95%. Specifics for FBR are not provided | Data not provided
FINAL, APPENDIX C, Phase 2 Treatability Study Report, Ultrafiltration/Reverse Osmosis and Biological Selenium Removal Fluidized Bed Bioreactor Treatment Technology | USDA FS CARIBOU-TARGHEE NF: SMOKY CANYON MINE SITE | IDN001002800 | SOUTHEAST IDAHO SELENIUM PROJECT/AKA SMOKY CANYON MINE (# IDN001002245) | N/A | LSSHS-ROC (influent) and LSSHS-BE1 (effluent from FBR #1) | Data not provided | Fluidized bed reactor (FBR) | Active | Fluidized bed reactor (FBR) | Pre-treatment | Groundwater springs (Hoopes Spring and South Fork Sage Creek spring) | Y | FBR/part of treatment train with ultrafiltration (UF) and reverse osmosis (RO) pre-treatment | Pumps to pump water from springs to treatment area. UF/RO (ultrafiltration/reverse osmosis) system to treat water prior to FBR | Southeast Idaho. No constraints noted. | Pilot | One sampling event (4/16/2016) | Uranium | U, dissolved | mg/L | N | N/A | 0.00666 | 0.00634 | 4.8048 | Data not provided | Data not provided | Not Applicable | Data not provided | Data not provided | Not Applicable | Data not provided | Data not provided | Not Applicable | Data not provided | Data not provided | Data not provided | Data not provided | Data not provided | Data not provided | Data not provided | Data not provided | Data not provided | Data not provided | Data not provided | Data not provided | N/A | Data not provided | N/A | Data not provided | N/A | Data not provided | N/A | Data not provided | N/A | Data not provided | N/A | None | N/A | Data not provided | Data not provided | Data not provided | Data not provided | Data not provided | Data not provided | Data not provided | Data not provided | Data not provided | Data not provided | Data not provided | Construct 2,000 gpm UF/RO FBR Treatment System ($22M); total capital costs for entire system $29.7M, Annual O&M for entire system $1.56M | During operation, a carbon source, micronutrients, ammonium sulfate, and phosphoric acid were added to the RO concentrate water prior to being delivered to the FBRs. The dosage and nutrient feed rates were adjusted to maintain ORP in the range of -200 to -500 millivolts (mV), pH in the range of 6 to 9, and DO near 0 mg/L (the bioreactors are anaerobic) within the FBRs for optimum selenium reduction. | Overall system is anticipated with ongoing maintenance and optimization to maintain removal of 90-95%. Specifics for FBR are not provided | Data not provided
FINAL, APPENDIX C, Phase 2 Treatability Study Report, Ultrafiltration/Reverse Osmosis and Biological Selenium Removal Fluidized Bed Bioreactor Treatment Technology | USDA FS CARIBOU-TARGHEE NF: SMOKY CANYON MINE SITE | IDN001002800 | SOUTHEAST IDAHO SELENIUM PROJECT/AKA SMOKY CANYON MINE (# IDN001002245) | N/A | LSSHS-ROC (influent) and LSSHS-BE1 (effluent from FBR #1) | Data not provided | Fluidized bed reactor (FBR) | Active | Fluidized bed reactor (FBR) | Pre-treatment | Groundwater springs (Hoopes Spring and South Fork Sage Creek spring) | Y | FBR/part of treatment train with ultrafiltration (UF) and reverse osmosis (RO) pre-treatment | Pumps to pump water from springs to treatment area. UF/RO (ultrafiltration/reverse osmosis) system to treat water prior to FBR | Southeast Idaho. No constraints noted. | Pilot | One sampling event (4/16/2016) | Uranium | U, total | mg/L | N | N/A | 0.0068 | 0.00627 | 7.7941 | Data not provided | Data not provided | Not Applicable | Data not provided | Data not provided | Not Applicable | Data not provided | Data not provided | Not Applicable | Data not provided | Data not provided | Data not provided | Data not provided | Data not provided | Data not provided | Data not provided | Data not provided | Data not provided | Data not provided | Data not provided | Data not provided | N/A | Data not provided | N/A | Data not provided | N/A | Data not provided | N/A | Data not provided | N/A | Data not provided | N/A | None | N/A | Data not provided | Data not provided | Data not provided | Data not provided | Data not provided | Data not provided | Y | 1.5 mg/L | Data not provided | Data not provided | Data not provided | Construct 2,000 gpm UF/RO FBR Treatment System ($22M); total capital costs for entire system $29.7M, Annual O&M for entire system $1.56M | During operation, a carbon source, micronutrients, ammonium sulfate, and phosphoric acid were added to the RO concentrate water prior to being delivered to the FBRs. The dosage and nutrient feed rates were adjusted to maintain ORP in the range of -200 to -500 millivolts (mV), pH in the range of 6 to 9, and DO near 0 mg/L (the bioreactors are anaerobic) within the FBRs for optimum selenium reduction. | Overall system is anticipated with ongoing maintenance and optimization to maintain removal of 90-95%. Specifics for FBR are not provided | Data not provided
FINAL, APPENDIX C, Phase 2 Treatability Study Report, Ultrafiltration/Reverse Osmosis and Biological Selenium Removal Fluidized Bed Bioreactor Treatment Technology | USDA FS CARIBOU-TARGHEE NF: SMOKY CANYON MINE SITE | IDN001002800 | SOUTHEAST IDAHO SELENIUM PROJECT/AKA SMOKY CANYON MINE (# IDN001002245) | N/A | LSSHS-ROC (influent) and LSSHS-BE2 (effluent from FBR #2) | Data not provided | Fluidized bed reactor (FBR) | Active | Fluidized bed reactor (FBR) | Pre-treatment | Groundwater springs (Hoopes Spring and South Fork Sage Creek spring) | Y | FBR/part of treatment train with ultrafiltration (UF) and reverse osmosis (RO) pre-treatment | Pumps to pump water from springs to treatment area. UF/RO (ultrafiltration/reverse osmosis) system to treat water prior to FBR | Southeast Idaho. No constraints noted. | Pilot | One sampling event (4/16/2016) | Uranium | U, dissolved | mg/L | N | N/A | 0.00666 | 0.00639 | 4.0541 | Data not provided | Data not provided | Not Applicable | Data not provided | Data not provided | Not Applicable | Data not provided | Data not provided | Not Applicable | Data not provided | Data not provided | Data not provided | Data not provided | Data not provided | Data not provided | Data not provided | Data not provided | Data not provided | Data not provided | Data not provided | Data not provided | N/A | Data not provided | N/A | Data not provided | N/A | Data not provided | N/A | Data not provided | N/A | Data not provided | N/A | None | N/A | Data not provided | Data not provided | Data not provided | Data not provided | Data not provided | Data not provided | Data not provided | Data not provided | Data not provided | Data not provided | Data not provided | Construct 2,000 gpm UF/RO FBR Treatment System ($22M); total capital costs for entire system $29.7M, Annual O&M for entire system $1.56M | During operation, a carbon source, micronutrients, ammonium sulfate, and phosphoric acid were added to the RO concentrate water prior to being delivered to the FBRs. The dosage and nutrient feed rates were adjusted to maintain ORP in the range of -200 to -500 millivolts (mV), pH in the range of 6 to 9, and DO near 0 mg/L (the bioreactors are anaerobic) within the FBRs for optimum selenium reduction. | Overall system is anticipated with ongoing maintenance and optimization to maintain removal of 90-95%. Specifics for FBR are not provided | Data not provided
FINAL, APPENDIX C, Phase 2 Treatability Study Report, Ultrafiltration/Reverse Osmosis and Biological Selenium Removal Fluidized Bed Bioreactor Treatment Technology | USDA FS CARIBOU-TARGHEE NF: SMOKY CANYON MINE SITE | IDN001002800 | SOUTHEAST IDAHO SELENIUM PROJECT/AKA SMOKY CANYON MINE (# IDN001002245) | N/A | LSSHS-ROC (influent) and LSSHS-BE2 (effluent from FBR #2) | Data not provided | Fluidized bed reactor (FBR) | Active | Fluidized bed reactor (FBR) | Pre-treatment | Groundwater springs (Hoopes Spring and South Fork Sage Creek spring) | Y | FBR/part of treatment train with ultrafiltration (UF) and reverse osmosis (RO) pre-treatment | Pumps to pump water from springs to treatment area. UF/RO (ultrafiltration/reverse osmosis) system to treat water prior to FBR | Southeast Idaho. No constraints noted. | Pilot | One sampling event (4/16/2016) | Uranium | U, total | mg/L | N | N/A | 0.0068 | 0.00671 | 1.3235 | Data not provided | Data not provided | Not Applicable | Data not provided | Data not provided | Not Applicable | Data not provided | Data not provided | Not Applicable | Data not provided | Data not provided | Data not provided | Data not provided | Data not provided | Data not provided | Data not provided | Data not provided | Data not provided | Data not provided | Data not provided | Data not provided | N/A | Data not provided | N/A | Data not provided | N/A | Data not provided | N/A | Data not provided | N/A | Data not provided | N/A | None | N/A | Data not provided | Data not provided | Data not provided | Data not provided | Data not provided | Data not provided | Y | 1.5 mg/L | Data not provided | Data not provided | Data not provided | Construct 2,000 gpm UF/RO FBR Treatment System ($22M); total capital costs for entire system $29.7M, Annual O&M for entire system $1.56M | During operation, a carbon source, micronutrients, ammonium sulfate, and phosphoric acid were added to the RO concentrate water prior to being delivered to the FBRs. The dosage and nutrient feed rates were adjusted to maintain ORP in the range of -200 to -500 millivolts (mV), pH in the range of 6 to 9, and DO near 0 mg/L (the bioreactors are anaerobic) within the FBRs for optimum selenium reduction. | Overall system is anticipated with ongoing maintenance and optimization to maintain removal of 90-95%. Specifics for FBR are not provided | Data not provided
FINAL, APPENDIX C, Phase 2 Treatability Study Report, Ultrafiltration/Reverse Osmosis and Biological Selenium Removal Fluidized Bed Bioreactor Treatment Technology | USDA FS CARIBOU-TARGHEE NF: SMOKY CANYON MINE SITE | IDN001002800 | SOUTHEAST IDAHO SELENIUM PROJECT/AKA SMOKY CANYON MINE (# IDN001002245) | N/A | LSSHS-ROC (influent) and LSSHS-BE1 (effluent from FBR #1) | Data not provided | Fluidized bed reactor (FBR) | Active | Fluidized bed reactor (FBR) | Pre-treatment | Groundwater springs (Hoopes Spring and South Fork Sage Creek spring) | Y | FBR/part of treatment train with ultrafiltration (UF) and reverse osmosis (RO) pre-treatment | Pumps to pump water from springs to treatment area. UF/RO (ultrafiltration/reverse osmosis) system to treat water prior to FBR | Southeast Idaho. No constraints noted. | Pilot | One sampling event (4/16/2016) | Vanadium | V, dissolved | mg/L | N | N/A | 0.00584 | 0.0057 | 2.3973 | Data not provided | Data not provided | Not Applicable | Data not provided | Data not provided | Not Applicable | Data not provided | Data not provided | Not Applicable | Data not provided | Data not provided | Data not provided | Data not provided | Data not provided | Data not provided | Data not provided | Data not provided | Data not provided | Data not provided | Data not provided | Data not provided | N/A | Data not provided | N/A | Data not provided | N/A | Data not provided | N/A | Data not provided | N/A | Data not provided | N/A | None | N/A | Data not provided | Data not provided | Data not provided | Data not provided | Data not provided | Data not provided | Data not provided | Data not provided | Data not provided | Data not provided | Data not provided | Construct 2,000 gpm UF/RO FBR Treatment System ($22M); total capital costs for entire system $29.7M, Annual O&M for entire system $1.56M | During operation, a carbon source, micronutrients, ammonium sulfate, and phosphoric acid were added to the RO concentrate water prior to being delivered to the FBRs. The dosage and nutrient feed rates were adjusted to maintain ORP in the range of -200 to -500 millivolts (mV), pH in the range of 6 to 9, and DO near 0 mg/L (the bioreactors are anaerobic) within the FBRs for optimum selenium reduction. | Overall system is anticipated with ongoing maintenance and optimization to maintain removal of 90-95%. Specifics for FBR are not provided | Data not provided
FINAL, APPENDIX C, Phase 2 Treatability Study Report, Ultrafiltration/Reverse Osmosis and Biological Selenium Removal Fluidized Bed Bioreactor Treatment Technology | USDA FS CARIBOU-TARGHEE NF: SMOKY CANYON MINE SITE | IDN001002800 | SOUTHEAST IDAHO SELENIUM PROJECT/AKA SMOKY CANYON MINE (# IDN001002245) | N/A | LSSHS-ROC (influent) and LSSHS-BE1 (effluent from FBR #1) | Data not provided | Fluidized bed reactor (FBR) | Active | Fluidized bed reactor (FBR) | Pre-treatment | Groundwater springs (Hoopes Spring and South Fork Sage Creek spring) | Y | FBR/part of treatment train with ultrafiltration (UF) and reverse osmosis (RO) pre-treatment | Pumps to pump water from springs to treatment area. UF/RO (ultrafiltration/reverse osmosis) system to treat water prior to FBR | Southeast Idaho. No constraints noted. | Pilot | One sampling event (4/16/2016) | Vanadium | V, total | mg/L | N | N/A | 0.00762 | 0.00735 | 3.5433 | Data not provided | Data not provided | Not Applicable | Data not provided | Data not provided | Not Applicable | Data not provided | Data not provided | Not Applicable | Data not provided | Data not provided | Data not provided | Data not provided | Data not provided | Data not provided | Data not provided | Data not provided | Data not provided | Data not provided | Data not provided | Data not provided | N/A | Data not provided | N/A | Data not provided | N/A | Data not provided | N/A | Data not provided | N/A | Data not provided | N/A | None | N/A | Data not provided | Data not provided | Data not provided | Data not provided | Data not provided | Data not provided | Y | 0.027 mg/L | Data not provided | Data not provided | Data not provided | Construct 2,000 gpm UF/RO FBR Treatment System ($22M); total capital costs for entire system $29.7M, Annual O&M for entire system $1.56M | During operation, a carbon source, micronutrients, ammonium sulfate, and phosphoric acid were added to the RO concentrate water prior to being delivered to the FBRs. The dosage and nutrient feed rates were adjusted to maintain ORP in the range of -200 to -500 millivolts (mV), pH in the range of 6 to 9, and DO near 0 mg/L (the bioreactors are anaerobic) within the FBRs for optimum selenium reduction. | Overall system is anticipated with ongoing maintenance and optimization to maintain removal of 90-95%. Specifics for FBR are not provided | Data not provided
FINAL, APPENDIX C, Phase 2 Treatability Study Report, Ultrafiltration/Reverse Osmosis and Biological Selenium Removal Fluidized Bed Bioreactor Treatment Technology | USDA FS CARIBOU-TARGHEE NF: SMOKY CANYON MINE SITE | IDN001002800 | SOUTHEAST IDAHO SELENIUM PROJECT/AKA SMOKY CANYON MINE (# IDN001002245) | N/A | LSSHS-ROC (influent) and LSSHS-BE2 (effluent from FBR #2) | Data not provided | Fluidized bed reactor (FBR) | Active | Fluidized bed reactor (FBR) | Pre-treatment | Groundwater springs (Hoopes Spring and South Fork Sage Creek spring) | Y | FBR/part of treatment train with ultrafiltration (UF) and reverse osmosis (RO) pre-treatment | Pumps to pump water from springs to treatment area. UF/RO (ultrafiltration/reverse osmosis) system to treat water prior to FBR | Southeast Idaho. No constraints noted. | Pilot | One sampling event (4/16/2016) | Vanadium | V, dissolved | mg/L | N | N/A | 0.00584 | 0.00548 | 6.1644 | Data not provided | Data not provided | Not Applicable | Data not provided | Data not provided | Not Applicable | Data not provided | Data not provided | Not Applicable | Data not provided | Data not provided | Data not provided | Data not provided | Data not provided | Data not provided | Data not provided | Data not provided | Data not provided | Data not provided | Data not provided | Data not provided | N/A | Data not provided | N/A | Data not provided | N/A | Data not provided | N/A | Data not provided | N/A | Data not provided | N/A | None | N/A | Data not provided | Data not provided | Data not provided | Data not provided | Data not provided | Data not provided | Data not provided | Data not provided | Data not provided | Data not provided | Data not provided | Construct 2,000 gpm UF/RO FBR Treatment System ($22M); total capital costs for entire system $29.7M, Annual O&M for entire system $1.56M | During operation, a carbon source, micronutrients, ammonium sulfate, and phosphoric acid were added to the RO concentrate water prior to being delivered to the FBRs. The dosage and nutrient feed rates were adjusted to maintain ORP in the range of -200 to -500 millivolts (mV), pH in the range of 6 to 9, and DO near 0 mg/L (the bioreactors are anaerobic) within the FBRs for optimum selenium reduction. | Overall system is anticipated with ongoing maintenance and optimization to maintain removal of 90-95%. Specifics for FBR are not provided | Data not provided
FINAL, APPENDIX C, Phase 2 Treatability Study Report, Ultrafiltration/Reverse Osmosis and Biological Selenium Removal Fluidized Bed Bioreactor Treatment Technology | USDA FS CARIBOU-TARGHEE NF: SMOKY CANYON MINE SITE | IDN001002800 | SOUTHEAST IDAHO SELENIUM PROJECT/AKA SMOKY CANYON MINE (# IDN001002245) | N/A | LSSHS-ROC (influent) and LSSHS-BE2 (effluent from FBR #2) | Data not provided | Fluidized bed reactor (FBR) | Active | Fluidized bed reactor (FBR) | Pre-treatment | Groundwater springs (Hoopes Spring and South Fork Sage Creek spring) | Y | FBR/part of treatment train with ultrafiltration (UF) and reverse osmosis (RO) pre-treatment | Pumps to pump water from springs to treatment area. UF/RO (ultrafiltration/reverse osmosis) system to treat water prior to FBR | Southeast Idaho. No constraints noted. | Pilot | One sampling event (4/16/2016) | Vanadium | V, total | mg/L | N | N/A | 0.00762 | 0.00732 | 3.937 | Data not provided | Data not provided | Not Applicable | Data not provided | Data not provided | Not Applicable | Data not provided | Data not provided | Not Applicable | Data not provided | Data not provided | Data not provided | Data not provided | Data not provided | Data not provided | Data not provided | Data not provided | Data not provided | Data not provided | Data not provided | Data not provided | N/A | Data not provided | N/A | Data not provided | N/A | Data not provided | N/A | Data not provided | N/A | Data not provided | N/A | None | N/A | Data not provided | Data not provided | Data not provided | Data not provided | Data not provided | Data not provided | Y | 0.027 mg/L | Data not provided | Data not provided | Data not provided | Construct 2,000 gpm UF/RO FBR Treatment System ($22M); total capital costs for entire system $29.7M, Annual O&M for entire system $1.56M | During operation, a carbon source, micronutrients, ammonium sulfate, and phosphoric acid were added to the RO concentrate water prior to being delivered to the FBRs. The dosage and nutrient feed rates were adjusted to maintain ORP in the range of -200 to -500 millivolts (mV), pH in the range of 6 to 9, and DO near 0 mg/L (the bioreactors are anaerobic) within the FBRs for optimum selenium reduction. | Overall system is anticipated with ongoing maintenance and optimization to maintain removal of 90-95%. Specifics for FBR are not provided | Data not provided
FINAL, APPENDIX C, Phase 2 Treatability Study Report, Ultrafiltration/Reverse Osmosis and Biological Selenium Removal Fluidized Bed Bioreactor Treatment Technology | USDA FS CARIBOU-TARGHEE NF: SMOKY CANYON MINE SITE | IDN001002800 | SOUTHEAST IDAHO SELENIUM PROJECT/AKA SMOKY CANYON MINE (# IDN001002245) | N/A | LSSHS-ROC (influent) and LSSHS-BE1 (effluent from FBR #1) | Data not provided | Fluidized bed reactor (FBR) | Active | Fluidized bed reactor (FBR) | Pre-treatment | Groundwater springs (Hoopes Spring and South Fork Sage Creek spring) | Y | FBR/part of treatment train with ultrafiltration (UF) and reverse osmosis (RO) pre-treatment | Pumps to pump water from springs to treatment area. UF/RO (ultrafiltration/reverse osmosis) system to treat water prior to FBR | Southeast Idaho. No constraints noted. | Pilot | One sampling event (4/16/2016) | Zinc | Zn, dissolved | mg/L | N | N/A | 0.00686 | 0.00575 | 16.1808 | Data not provided | Data not provided | Not Applicable | Data not provided | Data not provided | Not Applicable | Data not provided | Data not provided | Not Applicable | Data not provided | Data not provided | Data not provided | Data not provided | Data not provided | Data not provided | Data not provided | Data not provided | Data not provided | Data not provided | Data not provided | Data not provided | N/A | Data not provided | N/A | Data not provided | N/A | Data not provided | N/A | Data not provided | N/A | Data not provided | N/A | None | N/A | Data not provided | Data not provided | Data not provided | Data not provided | Data not provided | Data not provided | Y | 0.12 mg/L | Data not provided | Data not provided | Data not provided | Construct 2,000 gpm UF/RO FBR Treatment System ($22M); total capital costs for entire system $29.7M, Annual O&M for entire system $1.56M | During operation, a carbon source, micronutrients, ammonium sulfate, and phosphoric acid were added to the RO concentrate water prior to being delivered to the FBRs. The dosage and nutrient feed rates were adjusted to maintain ORP in the range of -200 to -500 millivolts (mV), pH in the range of 6 to 9, and DO near 0 mg/L (the bioreactors are anaerobic) within the FBRs for optimum selenium reduction. | Overall system is anticipated with ongoing maintenance and optimization to maintain removal of 90-95%. Specifics for FBR are not provided | Data not provided
FINAL, APPENDIX C, Phase 2 Treatability Study Report, Ultrafiltration/Reverse Osmosis and Biological Selenium Removal Fluidized Bed Bioreactor Treatment Technology | USDA FS CARIBOU-TARGHEE NF: SMOKY CANYON MINE SITE | IDN001002800 | SOUTHEAST IDAHO SELENIUM PROJECT/AKA SMOKY CANYON MINE (# IDN001002245) | N/A | LSSHS-ROC (influent) and LSSHS-BE1 (effluent from FBR #1) | Data not provided | Fluidized bed reactor (FBR) | Active | Fluidized bed reactor (FBR) | Pre-treatment | Groundwater springs (Hoopes Spring and South Fork Sage Creek spring) | Y | FBR/part of treatment train with ultrafiltration (UF) and reverse osmosis (RO) pre-treatment | Pumps to pump water from springs to treatment area. UF/RO (ultrafiltration/reverse osmosis) system to treat water prior to FBR | Southeast Idaho. No constraints noted. | Pilot | One sampling event (4/16/2016) | Zinc | Zn, total | mg/L | N | N/A | 0.00649 | 0.00652 | -0.46225 | Data not provided | Data not provided | Not Applicable | Data not provided | Data not provided | Not Applicable | Data not provided | Data not provided | Not Applicable | Data not provided | Data not provided | Data not provided | Data not provided | Data not provided | Data not provided | Data not provided | Data not provided | Data not provided | Data not provided | Data not provided | Data not provided | N/A | Data not provided | N/A | Data not provided | N/A | Data not provided | N/A | Data not provided | N/A | Data not provided | N/A | None | N/A | Data not provided | Data not provided | Data not provided | Data not provided | Data not provided | Data not provided | Data not provided | Data not provided | Data not provided | Data not provided | Data not provided | Construct 2,000 gpm UF/RO FBR Treatment System ($22M); total capital costs for entire system $29.7M, Annual O&M for entire system $1.56M | During operation, a carbon source, micronutrients, ammonium sulfate, and phosphoric acid were added to the RO concentrate water prior to being delivered to the FBRs. The dosage and nutrient feed rates were adjusted to maintain ORP in the range of -200 to -500 millivolts (mV), pH in the range of 6 to 9, and DO near 0 mg/L (the bioreactors are anaerobic) within the FBRs for optimum selenium reduction. | Overall system is anticipated with ongoing maintenance and optimization to maintain removal of 90-95%. Specifics for FBR are not provided | Data not provided
FINAL, APPENDIX C, Phase 2 Treatability Study Report, Ultrafiltration/Reverse Osmosis and Biological Selenium Removal Fluidized Bed Bioreactor Treatment Technology | USDA FS CARIBOU-TARGHEE NF: SMOKY CANYON MINE SITE | IDN001002800 | SOUTHEAST IDAHO SELENIUM PROJECT/AKA SMOKY CANYON MINE (# IDN001002245) | N/A | LSSHS-ROC (influent) and LSSHS-BE2 (effluent from FBR #2) | Data not provided | Fluidized bed reactor (FBR) | Active | Fluidized bed reactor (FBR) | Pre-treatment | Groundwater springs (Hoopes Spring and South Fork Sage Creek spring) | Y | FBR/part of treatment train with ultrafiltration (UF) and reverse osmosis (RO) pre-treatment | Pumps to pump water from springs to treatment area. UF/RO (ultrafiltration/reverse osmosis) system to treat water prior to FBR | Southeast Idaho. No constraints noted. | Pilot | One sampling event (4/16/2016) | Zinc | Zn, dissolved | mg/L | N | N/A | 0.00686 | 0.00733 | -6.8513 | Data not provided | Data not provided | Not Applicable | Data not provided | Data not provided | Not Applicable | Data not provided | Data not provided | Not Applicable | Data not provided | Data not provided | Data not provided | Data not provided | Data not provided | Data not provided | Data not provided | Data not provided | Data not provided | Data not provided | Data not provided | Data not provided | N/A | Data not provided | N/A | Data not provided | N/A | Data not provided | N/A | Data not provided | N/A | Data not provided | N/A | None | N/A | Data not provided | Data not provided | Data not provided | Data not provided | Data not provided | Data not provided | Y | 0.12 mg/L | Data not provided | Data not provided | Data not provided | Construct 2,000 gpm UF/RO FBR Treatment System ($22M); total capital costs for entire system $29.7M, Annual O&M for entire system $1.56M | During operation, a carbon source, micronutrients, ammonium sulfate, and phosphoric acid were added to the RO concentrate water prior to being delivered to the FBRs. The dosage and nutrient feed rates were adjusted to maintain ORP in the range of -200 to -500 millivolts (mV), pH in the range of 6 to 9, and DO near 0 mg/L (the bioreactors are anaerobic) within the FBRs for optimum selenium reduction. | Overall system is anticipated with ongoing maintenance and optimization to maintain removal of 90-95%. Specifics for FBR are not provided | Data not provided
FINAL, APPENDIX C, Phase 2 Treatability Study Report, Ultrafiltration/Reverse Osmosis and Biological Selenium Removal Fluidized Bed Bioreactor Treatment Technology | USDA FS CARIBOU-TARGHEE NF: SMOKY CANYON MINE SITE | IDN001002800 | SOUTHEAST IDAHO SELENIUM PROJECT/AKA SMOKY CANYON MINE (# IDN001002245) | N/A | LSSHS-ROC (influent) and LSSHS-BE2 (effluent from FBR #2) | Data not provided | Fluidized bed reactor (FBR) | Active | Fluidized bed reactor (FBR) | Pre-treatment | Groundwater springs (Hoopes Spring and South Fork Sage Creek spring) | Y | FBR/part of treatment train with ultrafiltration (UF) and reverse osmosis (RO) pre-treatment | Pumps to pump water from springs to treatment area. UF/RO (ultrafiltration/reverse osmosis) system to treat water prior to FBR | Southeast Idaho. No constraints noted. | Pilot | One sampling event (4/16/2016) | Zinc | Zn, total | mg/L | N | N/A | 0.00649 | 0.00811 | -24.9615 | Data not provided | Data not provided | Not Applicable | Data not provided | Data not provided | Not Applicable | Data not provided | Data not provided | Not Applicable | Data not provided | Data not provided | Data not provided | Data not provided | Data not provided | Data not provided | Data not provided | Data not provided | Data not provided | Data not provided | Data not provided | Data not provided | N/A | Data not provided | N/A | Data not provided | N/A | Data not provided | N/A | Data not provided | N/A | Data not provided | N/A | None | N/A | Data not provided | Data not provided | Data not provided | Data not provided | Data not provided | Data not provided | Data not provided | Data not provided | Data not provided | Data not provided | Data not provided | Construct 2,000 gpm UF/RO FBR Treatment System ($22M); total capital costs for entire system $29.7M, Annual O&M for entire system $1.56M | During operation, a carbon source, micronutrients, ammonium sulfate, and phosphoric acid were added to the RO concentrate water prior to being delivered to the FBRs. The dosage and nutrient feed rates were adjusted to maintain ORP in the range of -200 to -500 millivolts (mV), pH in the range of 6 to 9, and DO near 0 mg/L (the bioreactors are anaerobic) within the FBRs for optimum selenium reduction. | Overall system is anticipated with ongoing maintenance and optimization to maintain removal of 90-95%. Specifics for FBR are not provided | Data not provided
Final Treatability Study Findings Report Field-Scale Permeable Reactive Barrier Pilot Study Conda/Woodall Mountain Mine | Conda/Woodall Mountain Mine | IDN001002862 | N/A | N/A | GM-61-MA | Former mining site | Permeable reactive barrier (PRB) with seep treatment cell pre-treatment | Passive | Permeable reactive barrier (PRB) | Pre-treatment | Overburden pile in the headwaters areas of Pedro Creek | Y | PRB with pre-treatment | Specific technologies not specified. PRB is chemical and microbially mediated processes that reduce selenate to selenite and then selenium. Treatment media includes a carbon source (i.e. woodchips), alfalfa hay, and inert sand. Seep treatment cell is pre-treatment cell with treatment media. | Access to the groundwater table is needed. Trench excavated through water-bearing zones of alluvial deposits and into underlying weathered bedrock. | Pilot | 2018-2021, modifications made in 2019 to address seepage | Selenium | Se, dissolved | mg/L | N | N/A | 0.517 | 0.0137 | 97.3501 | [9 empty] | 0.115 | 2020 - 2021 Average, from operational period, not whole dataset | Data not provided | Data not provided | 0.00953 | 2020 - 2021 Average, from operational period, not whole dataset | Data not provided | Data not provided | Data not provided | Upgradient | 7.17 | 5.77 | mg/L | 6.44 | °C | Data not provided | N/A | Data not provided | N/A | -66.5 | mV | 1355.3 | µmhos/cm | Turbidity = 0.69 | NTU | data not provided | data not provided | data not provided | data not provided | data not provided | data not provided | N/A | No groundwater comparison value | None, other than noted elsewhere | An insufficient amount of time since completion of the Pilot Study to adequately evaluate lifespan of the treatment media. The change in alkalinity can be used as an indicator of change in the ability of the media to treat selenium. Alkalinity remained relatively similar after 2 years of operation indicating that after 2 years of operation the microbially-mediated chemical reduction of selenium remains similar to the study onset. | Design had insufficient capacity to contain the flux of snow melt in addition to seep water. Soils in the area of the PRB are tight. In the future, when in an layered alluvial system, incorporate a gravel "pressure relief/effluent storage" zone on the downgradient edge to allow for increased ability to receive effluent water and/or flow onto the land surface if capacity is reached. The hydrogeological study was performed during fall low flow conditions as were the excavation and installation of the PRB bench. Additional water zones may be present during different water levels, so future design data collection should include a hydrogeological investigation in the spring to better characterize flux and water bearing zones in the aquifer during high water conditions. The PRB increased Ar, Fe, Mn and Ur due to eroded overburden material in the lenses on the walls of the excavation and from the seep and sedimentation basin sediments transferred to the PRB. Oxidizing conditions favorable to mobilization of Ur exist when ORP is above -200 mV. Bicarbonate that is likely dominant in the near neutral pH conditions in the vicinity of the PRB can enhance Ur mobility. Redox cycling from fluctuating water table can cause Ur mobilization. Heterogeneity of groundwater inflow along the trench, contact with runoff of mine materials, and microbial activity all contribute to factors affecting degree of treatment within the PRB. The incorporation of the Pilot Study into a potential remedy for the Pedro Creek Sub-Basin, at its current scale and in absence of other actions, may require some modifications to facilitate handling of high spring inflows and additional treatment to address the transport of released uranium into the shallow groundwater and surface water. | Operation and maintenance cost, including remote monitoring (e.g., transducers, telemetry, and cameras) and performance monitoring (e.g., sampling, analysis, and reporting), ranges between $20,000 to $40,000 per month. The capital cost for the construction of the PRB and STC was approximately $1.2M including the media, trenching, infiltration gallery, cover, and stormwater controls, or roughly $180/cubic yard of reactive media (1,200 cubic yards for the PRB and 5,500 cubic yards for the STC). | System is seep treatment cell effluent to PRB. Treatment media: 50% granular support media, 12.5% chopped alfalfa hay, 37.5% woodchips/shavings. Average hydraulic conductivity of 8.8-116.2 ft/day in the media. Trench excavated to dry, silty-clay, weathered Dinwoody Formation material to prevent groundwater flow from bypassing under the PRB. Eroded overburden was encountered. Media placed to a depth of 2 ft bgs, covered by non-woven geotextile and 2 ft of Dinwoody Formation material. Infiltration gallery was constructed upgradient to the PRB, and overburden was encountered. Infiltration gallery was overexcavated and compacted Dinwoody Formation materials were used on the base and sidewalls to reduce water contact with the overburden. It was backfilled with coarse drain rock and covered with non-woven geotextile and Dinwoody Formation material. PRB is relatively easy to implement with readily available material and equipment but using the technology to treat seeps or shallow groundwater in close proximity to overburden disposal piles should be approached with caution. The presence of run-of-mine shales in and around excavations contributes to mobilization of unwanted constituents (e.g. arsenic, uranium) | The objectives for the Pilot Study are consistent with the preliminary Remedial Action Objectives (RAOs) for groundwater remedies at Conda. Based on observations from the 2019 and 2020 monitoring, modifications were made to the Pilot Study in fall of 2020. In coordination with the Agencies, it was decided that the modification will require further monitoring in 2021 to fully meet the Pilot Study objectives. 2018-2019 start up period had differing conditions from 2020-2021, and the conditions were not considered representative of long term trends, but reflect the capability of the media to rapidly reach redox and geochemical conditions that facilitate microbially mediated reduction. 2020-2021 are operational conditions. The treatment media contributes to total Ar, Fe and Mn concentrations above the MCLs and drinking water standards. Data indicate that the treatment media in the Seep Treatment Cell and PRB is capable of treating water entering the system with total Se concentrations as high as 6.87 mg/L as well as total Cd concentrations up to 0.00847 mg/L to levels below their respective MCLs. | None, other than those presented elsewhere | GW-61-MA to GM-60-MA is the upgradient to downgradient well pair in the northern flow path. Data collection for upgradient/downgradient wells is in some instances shifted by a day. Flow rate is the range of hydraulic conductivity along the preferential flow pathways.
Final Treatability Study Findings Report Field-Scale Permeable Reactive Barrier Pilot Study Conda/Woodall Mountain Mine | Conda/Woodall Mountain Mine | IDN001002862 | N/A | N/A | GM-61-MA | Former mining site | Permeable reactive barrier (PRB) with seep treatment cell pre-treatment | Passive | Permeable reactive barrier (PRB) | Pre-treatment | Overburden pile in the headwaters areas of Pedro Creek | Y | PRB with pre-treatment | Specific technologies not specified. PRB is chemical and microbially mediated processes that reduce selenate to selenite and then selenium. Treatment media includes a carbon source (i.e. woodchips), alfalfa hay, and inert sand. Seep treatment cell is pre-treatment cell with treatment media. | Access to the groundwater table is needed. Trench excavated through water-bearing zones of alluvial deposits and into underlying weathered bedrock. | Pilot | 2018-2021, modifications made in 2019 to address seepage | Selenium | Se, total | mg/L | N | N/A | 0.523 | 0.244 | 53.3461 | [9 empty] | 0.118 | 2020 - 2021 Average, from operational period, not whole dataset | Data not provided | Data not provided | 0.0129 | 2020 - 2021 Average, from operational period, not whole dataset | Data not provided | Data not provided | Data not provided | Upgradient | 6.71 | 2.14 | mg/L | 8.5 | °C | Data not provided | N/A | Data not provided | N/A | 75.2 | mV | 1330 | µmhos/cm | None | N/A | data not provided | data not provided | data not provided | data not provided | data not provided | data not provided | Y | Groundwater Comparison Value: U.S. EPA MCL 0.05 mg/L Assessment of treatment goals based on well-specific averages for 2020-2021 | None, other than noted elsewhere | An insufficient amount of time since completion of the Pilot Study to adequately evaluate lifespan of the treatment media. The change in alkalinity can be used as an indicator of change in the ability of the media to treat selenium. Alkalinity remained relatively similar after 2 years of operation indicating that after 2 years of operation the microbially-mediated chemical reduction of selenium remains similar to the study onset. | Design had insufficient capacity to contain the flux of snow melt in addition to seep water. Soils in the area of the PRB are tight. In the future, when in an layered alluvial system, incorporate a gravel "pressure relief/effluent storage" zone on the downgradient edge to allow for increased ability to receive effluent water and/or flow onto the land surface if capacity is reached. The hydrogeological study was performed during fall low flow conditions as were the excavation and installation of the PRB bench. Additional water zones may be present during different water levels, so future design data collection should include a hydrogeological investigation in the spring to better characterize flux and water bearing zones in the aquifer during high water conditions. The PRB increased Ar, Fe, Mn and Ur due to eroded overburden material in the lenses on the walls of the excavation and from the seep and sedimentation basin sediments transferred to the PRB. Oxidizing conditions favorable to mobilization of Ur exist when ORP is above -200 mV. Bicarbonate that is likely dominant in the near neutral pH conditions in the vicinity of the PRB can enhance Ur mobility. Redox cycling from fluctuating water table can cause Ur mobilization. Heterogeneity of groundwater inflow along the trench, contact with runoff of mine materials, and microbial activity all contribute to factors affecting degree of treatment within the PRB. The incorporation of the Pilot Study into a potential remedy for the Pedro Creek Sub-Basin, at its current scale and in absence of other actions, may require some modifications to facilitate handling of high spring inflows and additional treatment to address the transport of released uranium into the shallow groundwater and surface water. | Operation and maintenance cost, including remote monitoring (e.g., transducers, telemetry, and cameras) and performance monitoring (e.g., sampling, analysis, and reporting), ranges between $20,000 to $40,000 per month. The capital cost for the construction of the PRB and STC was approximately $1.2M including the media, trenching, infiltration gallery, cover, and stormwater controls, or roughly $180/cubic yard of reactive media (1,200 cubic yards for the PRB and 5,500 cubic yards for the STC). | System is seep treatment cell effluent to PRB. Treatment media: 50% granular support media, 12.5% chopped alfalfa hay, 37.5% woodchips/shavings. Average hydraulic conductivity of 8.8-116.2 ft/day in the media. Trench excavated to dry, silty-clay, weathered Dinwoody Formation material to prevent groundwater flow from bypassing under the PRB. Eroded overburden was encountered. Media placed to a depth of 2 ft bgs, covered by non-woven geotextile and 2 ft of Dinwoody Formation material. Infiltration gallery was constructed upgradient to the PRB, and overburden was encountered. Infiltration gallery was overexcavated and compacted Dinwoody Formation materials were used on the base and sidewalls to reduce water contact with the overburden. It was backfilled with coarse drain rock and covered with non-woven geotextile and Dinwoody Formation material. PRB is relatively easy to implement with readily available material and equipment but using the technology to treat seeps or shallow groundwater in close proximity to overburden disposal piles should be approached with caution. The presence of run-of-mine shales in and around excavations contributes to mobilization of unwanted constituents (e.g. arsenic, uranium) | The objectives for the Pilot Study are consistent with the preliminary Remedial Action Objectives (RAOs) for groundwater remedies at Conda. Based on observations from the 2019 and 2020 monitoring, modifications were made to the Pilot Study in fall of 2020. In coordination with the Agencies, it was decided that the modification will require further monitoring in 2021 to fully meet the Pilot Study objectives. 2018-2019 start up period had differing conditions from 2020-2021, and the conditions were not considered representative of long term trends, but reflect the capability of the media to rapidly reach redox and geochemical conditions that facilitate microbially mediated reduction. 2020-2021 are operational conditions. The treatment media contributes to total Ar, Fe and Mn concentrations above the MCLs and drinking water standards. Data indicate that the treatment media in the Seep Treatment Cell and PRB is capable of treating water entering the system with total Se concentrations as high as 6.87 mg/L as well as total Cd concentrations up to 0.00847 mg/L to levels below their respective MCLs. | None, other than those presented elsewhere | GW-61-MA to GM-60-MA is the upgradient to downgradient well pair in the northern flow path. Data collection for upgradient/downgradient wells is in some instances shifted by a day. Flow rate is the range of hydraulic conductivity along the preferential flow pathways.
Final Treatability Study Findings Report Field-Scale Permeable Reactive Barrier Pilot Study Conda/Woodall Mountain Mine | Conda/Woodall Mountain Mine | IDN001002862 | N/A | N/A | GM-61-MA | Former mining site | Permeable reactive barrier (PRB) with seep treatment cell pre-treatment | Passive | Permeable reactive barrier (PRB) | Pre-treatment | Overburden pile in the headwaters areas of Pedro Creek | Y | PRB with pre-treatment | Specific technologies not specified. PRB is chemical and microbially mediated processes that reduce selenate to selenite and then selenium. Treatment media includes a carbon source (i.e. woodchips), alfalfa hay, and inert sand. Seep treatment cell is pre-treatment cell with treatment media. | Access to the groundwater table is needed. Trench excavated through water-bearing zones of alluvial deposits and into underlying weathered bedrock. | Pilot | 2018-2021, modifications made in 2019 to address seepage | Selenium | Se, dissolved | mg/L | N | N/A |  |  |  | 0.0682 | 0.0105 | 84.6041 | [6 empty] | 0.115 | 2020 - 2021 Average, from operational period, not whole dataset | Data not provided | Data not provided | 0.00953 | 2020 - 2021 Average, from operational period, not whole dataset | Data not provided | Data not provided | Data not provided | Upgradient | 6.88 | 0.63 | mg/L | 8.3 | °C | Data not provided | N/A | Data not provided | N/A | 240.5 | mV | 1465 | µmhos/cm | Turbidity = 7.56 | NTU | data not provided | data not provided | data not provided | data not provided | data not provided | data not provided | N/A | No groundwater comparison value | None, other than noted elsewhere | An insufficient amount of time since completion of the Pilot Study to adequately evaluate lifespan of the treatment media. The change in alkalinity can be used as an indicator of change in the ability of the media to treat selenium. Alkalinity remained relatively similar after 2 years of operation indicating that after 2 years of operation the microbially-mediated chemical reduction of selenium remains similar to the study onset. | Design had insufficient capacity to contain the flux of snow melt in addition to seep water. Soils in the area of the PRB are tight. In the future, when in an layered alluvial system, incorporate a gravel "pressure relief/effluent storage" zone on the downgradient edge to allow for increased ability to receive effluent water and/or flow onto the land surface if capacity is reached. The hydrogeological study was performed during fall low flow conditions as were the excavation and installation of the PRB bench. Additional water zones may be present during different water levels, so future design data collection should include a hydrogeological investigation in the spring to better characterize flux and water bearing zones in the aquifer during high water conditions. The PRB increased Ar, Fe, Mn and Ur due to eroded overburden material in the lenses on the walls of the excavation and from the seep and sedimentation basin sediments transferred to the PRB. Oxidizing conditions favorable to mobilization of Ur exist when ORP is above -200 mV. Bicarbonate that is likely dominant in the near neutral pH conditions in the vicinity of the PRB can enhance Ur mobility. Redox cycling from fluctuating water table can cause Ur mobilization. Heterogeneity of groundwater inflow along the trench, contact with runoff of mine materials, and microbial activity all contribute to factors affecting degree of treatment within the PRB. The incorporation of the Pilot Study into a potential remedy for the Pedro Creek Sub-Basin, at its current scale and in absence of other actions, may require some modifications to facilitate handling of high spring inflows and additional treatment to address the transport of released uranium into the shallow groundwater and surface water. | Operation and maintenance cost, including remote monitoring (e.g., transducers, telemetry, and cameras) and performance monitoring (e.g., sampling, analysis, and reporting), ranges between $20,000 to $40,000 per month. The capital cost for the construction of the PRB and STC was approximately $1.2M including the media, trenching, infiltration gallery, cover, and stormwater controls, or roughly $180/cubic yard of reactive media (1,200 cubic yards for the PRB and 5,500 cubic yards for the STC). | System is seep treatment cell effluent to PRB. Treatment media: 50% granular support media, 12.5% chopped alfalfa hay, 37.5% woodchips/shavings. Average hydraulic conductivity of 8.8-116.2 ft/day in the media. Trench excavated to dry, silty-clay, weathered Dinwoody Formation material to prevent groundwater flow from bypassing under the PRB. Eroded overburden was encountered. Media placed to a depth of 2 ft bgs, covered by non-woven geotextile and 2 ft of Dinwoody Formation material. Infiltration gallery was constructed upgradient to the PRB, and overburden was encountered. Infiltration gallery was overexcavated and compacted Dinwoody Formation materials were used on the base and sidewalls to reduce water contact with the overburden. It was backfilled with coarse drain rock and covered with non-woven geotextile and Dinwoody Formation material. PRB is relatively easy to implement with readily available material and equipment but using the technology to treat seeps or shallow groundwater in close proximity to overburden disposal piles should be approached with caution. The presence of run-of-mine shales in and around excavations contributes to mobilization of unwanted constituents (e.g. arsenic, uranium) | The objectives for the Pilot Study are consistent with the preliminary Remedial Action Objectives (RAOs) for groundwater remedies at Conda. Based on observations from the 2019 and 2020 monitoring, modifications were made to the Pilot Study in fall of 2020. In coordination with the Agencies, it was decided that the modification will require further monitoring in 2021 to fully meet the Pilot Study objectives. 2018-2019 start up period had differing conditions from 2020-2021, and the conditions were not considered representative of long term trends, but reflect the capability of the media to rapidly reach redox and geochemical conditions that facilitate microbially mediated reduction. 2020-2021 are operational conditions. The treatment media contributes to total Ar, Fe and Mn concentrations above the MCLs and drinking water standards. Data indicate that the treatment media in the Seep Treatment Cell and PRB is capable of treating water entering the system with total Se concentrations as high as 6.87 mg/L as well as total Cd concentrations up to 0.00847 mg/L to levels below their respective MCLs. | None, other than those presented elsewhere | GW-61-MA to GM-60-MA is the upgradient to downgradient well pair in the northern flow path. Data collection for upgradient/downgradient wells is in some instances shifted by a day. Flow rate is the range of hydraulic conductivity along the preferential flow pathways.
Final Treatability Study Findings Report Field-Scale Permeable Reactive Barrier Pilot Study Conda/Woodall Mountain Mine | Conda/Woodall Mountain Mine | IDN001002862 | N/A | N/A | GM-61-MA | Former mining site | Permeable reactive barrier (PRB) with seep treatment cell pre-treatment | Passive | Permeable reactive barrier (PRB) | Pre-treatment | Overburden pile in the headwaters areas of Pedro Creek | Y | PRB with pre-treatment | Specific technologies not specified. PRB is chemical and microbially mediated processes that reduce selenate to selenite and then selenium. Treatment media includes a carbon source (i.e. woodchips), alfalfa hay, and inert sand. Seep treatment cell is pre-treatment cell with treatment media. | Access to the groundwater table is needed. Trench excavated through water-bearing zones of alluvial deposits and into underlying weathered bedrock. | Pilot | 2018-2021, modifications made in 2019 to address seepage | Selenium | Se, total | mg/L | N | N/A |  |  |  | 0.0558 | 0.0094 | 83.1541 | [6 empty] | 0.118 | 2020 - 2021 Average, from operational period, not whole dataset | Data not provided | Data not provided | 0.0129 | 2020 - 2021 Average, from operational period, not whole dataset | Data not provided | Data not provided | Data not provided | Upgradient | 7.15 | 2.78 | mg/L | 12.12 | °C | Data not provided | N/A | Data not provided | N/A | -45.3 | mV | 1332.2 | µmhos/cm | None | N/A | data not provided | data not provided | data not provided | data not provided | data not provided | data not provided | Y | Groundwater Comparison Value: U.S. EPA MCL 0.05 mg/L Assessment of treatment goals based on well-specific averages for 2020-2021 | None, other than noted elsewhere | An insufficient amount of time since completion of the Pilot Study to adequately evaluate lifespan of the treatment media. The change in alkalinity can be used as an indicator of change in the ability of the media to treat selenium. Alkalinity remained relatively similar after 2 years of operation indicating that after 2 years of operation the microbially-mediated chemical reduction of selenium remains similar to the study onset. | Design had insufficient capacity to contain the flux of snow melt in addition to seep water. Soils in the area of the PRB are tight. In the future, when in an layered alluvial system, incorporate a gravel "pressure relief/effluent storage" zone on the downgradient edge to allow for increased ability to receive effluent water and/or flow onto the land surface if capacity is reached. The hydrogeological study was performed during fall low flow conditions as were the excavation and installation of the PRB bench. Additional water zones may be present during different water levels, so future design data collection should include a hydrogeological investigation in the spring to better characterize flux and water bearing zones in the aquifer during high water conditions. The PRB increased Ar, Fe, Mn and Ur due to eroded overburden material in the lenses on the walls of the excavation and from the seep and sedimentation basin sediments transferred to the PRB. Oxidizing conditions favorable to mobilization of Ur exist when ORP is above -200 mV. Bicarbonate that is likely dominant in the near neutral pH conditions in the vicinity of the PRB can enhance Ur mobility. Redox cycling from fluctuating water table can cause Ur mobilization. Heterogeneity of groundwater inflow along the trench, contact with runoff of mine materials, and microbial activity all contribute to factors affecting degree of treatment within the PRB. The incorporation of the Pilot Study into a potential remedy for the Pedro Creek Sub-Basin, at its current scale and in absence of other actions, may require some modifications to facilitate handling of high spring inflows and additional treatment to address the transport of released uranium into the shallow groundwater and surface water. | Operation and maintenance cost, including remote monitoring (e.g., transducers, telemetry, and cameras) and performance monitoring (e.g., sampling, analysis, and reporting), ranges between $20,000 to $40,000 per month. The capital cost for the construction of the PRB and STC was approximately $1.2M including the media, trenching, infiltration gallery, cover, and stormwater controls, or roughly $180/cubic yard of reactive media (1,200 cubic yards for the PRB and 5,500 cubic yards for the STC). | System is seep treatment cell effluent to PRB. Treatment media: 50% granular support media, 12.5% chopped alfalfa hay, 37.5% woodchips/shavings. Average hydraulic conductivity of 8.8-116.2 ft/day in the media. Trench excavated to dry, silty-clay, weathered Dinwoody Formation material to prevent groundwater flow from bypassing under the PRB. Eroded overburden was encountered. Media placed to a depth of 2 ft bgs, covered by non-woven geotextile and 2 ft of Dinwoody Formation material. Infiltration gallery was constructed upgradient to the PRB, and overburden was encountered. Infiltration gallery was overexcavated and compacted Dinwoody Formation materials were used on the base and sidewalls to reduce water contact with the overburden. It was backfilled with coarse drain rock and covered with non-woven geotextile and Dinwoody Formation material. PRB is relatively easy to implement with readily available material and equipment but using the technology to treat seeps or shallow groundwater in close proximity to overburden disposal piles should be approached with caution. The presence of run-of-mine shales in and around excavations contributes to mobilization of unwanted constituents (e.g. arsenic, uranium) | The objectives for the Pilot Study are consistent with the preliminary Remedial Action Objectives (RAOs) for groundwater remedies at Conda. Based on observations from the 2019 and 2020 monitoring, modifications were made to the Pilot Study in fall of 2020. In coordination with the Agencies, it was decided that the modification will require further monitoring in 2021 to fully meet the Pilot Study objectives. 2018-2019 start up period had differing conditions from 2020-2021, and the conditions were not considered representative of long term trends, but reflect the capability of the media to rapidly reach redox and geochemical conditions that facilitate microbially mediated reduction. 2020-2021 are operational conditions. The treatment media contributes to total Ar, Fe and Mn concentrations above the MCLs and drinking water standards. Data indicate that the treatment media in the Seep Treatment Cell and PRB is capable of treating water entering the system with total Se concentrations as high as 6.87 mg/L as well as total Cd concentrations up to 0.00847 mg/L to levels below their respective MCLs. | None, other than those presented elsewhere | GW-61-MA to GM-60-MA is the upgradient to downgradient well pair in the northern flow path. Data collection for upgradient/downgradient wells is in some instances shifted by a day. Flow rate is the range of hydraulic conductivity along the preferential flow pathways.
Final Treatability Study Findings Report Field-Scale Permeable Reactive Barrier Pilot Study Conda/Woodall Mountain Mine | Conda/Woodall Mountain Mine | IDN001002862 | N/A | N/A | GM-60-MA | Former mining site | Permeable reactive barrier (PRB) with seep treatment cell pre-treatment | Passive | Permeable reactive barrier (PRB) | Pre-treatment | Overburden pile in the headwaters areas of Pedro Creek | Y | PRB with pre-treatment | Specific technologies not specified. PRB is chemical and microbially mediated processes that reduce selenate to selenite and then selenium. Treatment media includes a carbon source (i.e. woodchips), alfalfa hay, and inert sand. Seep treatment cell is pre-treatment cell with treatment media. | Access to the groundwater table is needed. Trench excavated through water-bearing zones of alluvial deposits and into underlying weathered bedrock. | Pilot | 2018-2021, modifications made in 2019 to address seepage | Selenium | Se, dissolved | mg/L | N | N/A | [6 empty] | 0.0687 | 0.495 | 86.1212 |  |  |  | 0.115 | 2020 - 2021 Average, from operational period, not whole dataset | Data not provided | Data not provided | 0.00953 | 2020 - 2021 Average, from operational period, not whole dataset | Data not provided | Data not provided | Data not provided | Downgradient | 6.73 | 0.44 | mg/L | 8.4 | °C | Data not provided | N/A | Data not provided | N/A | -16.9 | mV | 2779 | µmhos/cm | Turbidity = 89 | NTU | data not provided | data not provided | data not provided | data not provided | data not provided | data not provided | N/A | No groundwater comparison value | None, other than noted elsewhere | An insufficient amount of time since completion of the Pilot Study to adequately evaluate lifespan of the treatment media. The change in alkalinity can be used as an indicator of change in the ability of the media to treat selenium. Alkalinity remained relatively similar after 2 years of operation indicating that after 2 years of operation the microbially-mediated chemical reduction of selenium remains similar to the study onset. | Design had insufficient capacity to contain the flux of snow melt in addition to seep water. Soils in the area of the PRB are tight. In the future, when in an layered alluvial system, incorporate a gravel "pressure relief/effluent storage" zone on the downgradient edge to allow for increased ability to receive effluent water and/or flow onto the land surface if capacity is reached. The hydrogeological study was performed during fall low flow conditions as were the excavation and installation of the PRB bench. Additional water zones may be present during different water levels, so future design data collection should include a hydrogeological investigation in the spring to better characterize flux and water bearing zones in the aquifer during high water conditions. The PRB increased Ar, Fe, Mn and Ur due to eroded overburden material in the lenses on the walls of the excavation and from the seep and sedimentation basin sediments transferred to the PRB. Oxidizing conditions favorable to mobilization of Ur exist when ORP is above -200 mV. Bicarbonate that is likely dominant in the near neutral pH conditions in the vicinity of the PRB can enhance Ur mobility. Redox cycling from fluctuating water table can cause Ur mobilization. Heterogeneity of groundwater inflow along the trench, contact with runoff of mine materials, and microbial activity all contribute to factors affecting degree of treatment within the PRB. The incorporation of the Pilot Study into a potential remedy for the Pedro Creek Sub-Basin, at its current scale and in absence of other actions, may require some modifications to facilitate handling of high spring inflows and additional treatment to address the transport of released uranium into the shallow groundwater and surface water. | Operation and maintenance cost, including remote monitoring (e.g., transducers, telemetry, and cameras) and performance monitoring (e.g., sampling, analysis, and reporting), ranges between $20,000 to $40,000 per month. The capital cost for the construction of the PRB and STC was approximately $1.2M including the media, trenching, infiltration gallery, cover, and stormwater controls, or roughly $180/cubic yard of reactive media (1,200 cubic yards for the PRB and 5,500 cubic yards for the STC). | System is seep treatment cell effluent to PRB. Treatment media: 50% granular support media, 12.5% chopped alfalfa hay, 37.5% woodchips/shavings. Average hydraulic conductivity of 8.8-116.2 ft/day in the media. Trench excavated to dry, silty-clay, weathered Dinwoody Formation material to prevent groundwater flow from bypassing under the PRB. Eroded overburden was encountered. Media placed to a depth of 2 ft bgs, covered by non-woven geotextile and 2 ft of Dinwoody Formation material. Infiltration gallery was constructed upgradient to the PRB, and overburden was encountered. Infiltration gallery was overexcavated and compacted Dinwoody Formation materials were used on the base and sidewalls to reduce water contact with the overburden. It was backfilled with coarse drain rock and covered with non-woven geotextile and Dinwoody Formation material. PRB is relatively easy to implement with readily available material and equipment but using the technology to treat seeps or shallow groundwater in close proximity to overburden disposal piles should be approached with caution. The presence of run-of-mine shales in and around excavations contributes to mobilization of unwanted constituents (e.g. arsenic, uranium) | The objectives for the Pilot Study are consistent with the preliminary Remedial Action Objectives (RAOs) for groundwater remedies at Conda. Based on observations from the 2019 and 2020 monitoring, modifications were made to the Pilot Study in fall of 2020. In coordination with the Agencies, it was decided that the modification will require further monitoring in 2021 to fully meet the Pilot Study objectives. 2018-2019 start up period had differing conditions from 2020-2021, and the conditions were not considered representative of long term trends, but reflect the capability of the media to rapidly reach redox and geochemical conditions that facilitate microbially mediated reduction. 2020-2021 are operational conditions. The treatment media contributes to total Ar, Fe and Mn concentrations above the MCLs and drinking water standards. Data indicate that the treatment media in the Seep Treatment Cell and PRB is capable of treating water entering the system with total Se concentrations as high as 6.87 mg/L as well as total Cd concentrations up to 0.00847 mg/L to levels below their respective MCLs. | None, other than those presented elsewhere | GW-61-MA to GM-60-MA is the upgradient to downgradient well pair in the northern flow path. Data collection for upgradient/downgradient wells is in some instances shifted by a day. Flow rate is the range of hydraulic conductivity along the preferential flow pathways.
Final Treatability Study Findings Report Field-Scale Permeable Reactive Barrier Pilot Study Conda/Woodall Mountain Mine | Conda/Woodall Mountain Mine | IDN001002862 | N/A | N/A | GM-60-MA | Former mining site | Permeable reactive barrier (PRB) with seep treatment cell pre-treatment | Passive | Permeable reactive barrier (PRB) | Pre-treatment | Overburden pile in the headwaters areas of Pedro Creek | Y | PRB with pre-treatment | Specific technologies not specified. PRB is chemical and microbially mediated processes that reduce selenate to selenite and then selenium. Treatment media includes a carbon source (i.e. woodchips), alfalfa hay, and inert sand. Seep treatment cell is pre-treatment cell with treatment media. | Access to the groundwater table is needed. Trench excavated through water-bearing zones of alluvial deposits and into underlying weathered bedrock. | Pilot | 2018-2021, modifications made in 2019 to address seepage | Selenium | Se, total | mg/L | N | N/A | [6 empty] | 0.244 | 0.523 | 53.3461 |  |  |  | 0.118 | 2020 - 2021 Average, from operational period, not whole dataset | Data not provided | Data not provided | 0.0129 | 2020 - 2021 Average, from operational period, not whole dataset | Data not provided | Data not provided | Data not provided | Downgradient | 6.73 | 0.44 | mg/L | 8.4 | °C | Data not provided | N/A | Data not provided | N/A | -16.9 | mV | 2779 | µmhos/cm | Turbidity = 89 | NTU | data not provided | data not provided | data not provided | data not provided | data not provided | data not provided | Y | Groundwater Comparison Value: U.S. EPA MCL 0.05 mg/L Assessment of treatment goals based on well-specific averages for 2020-2021 | None, other than noted elsewhere | An insufficient amount of time since completion of the Pilot Study to adequately evaluate lifespan of the treatment media. The change in alkalinity can be used as an indicator of change in the ability of the media to treat selenium. Alkalinity remained relatively similar after 2 years of operation indicating that after 2 years of operation the microbially-mediated chemical reduction of selenium remains similar to the study onset. | Design had insufficient capacity to contain the flux of snow melt in addition to seep water. Soils in the area of the PRB are tight. In the future, when in an layered alluvial system, incorporate a gravel "pressure relief/effluent storage" zone on the downgradient edge to allow for increased ability to receive effluent water and/or flow onto the land surface if capacity is reached. The hydrogeological study was performed during fall low flow conditions as were the excavation and installation of the PRB bench. Additional water zones may be present during different water levels, so future design data collection should include a hydrogeological investigation in the spring to better characterize flux and water bearing zones in the aquifer during high water conditions. The PRB increased Ar, Fe, Mn and Ur due to eroded overburden material in the lenses on the walls of the excavation and from the seep and sedimentation basin sediments transferred to the PRB. Oxidizing conditions favorable to mobilization of Ur exist when ORP is above -200 mV. Bicarbonate that is likely dominant in the near neutral pH conditions in the vicinity of the PRB can enhance Ur mobility. Redox cycling from fluctuating water table can cause Ur mobilization. Heterogeneity of groundwater inflow along the trench, contact with runoff of mine materials, and microbial activity all contribute to factors affecting degree of treatment within the PRB. The incorporation of the Pilot Study into a potential remedy for the Pedro Creek Sub-Basin, at its current scale and in absence of other actions, may require some modifications to facilitate handling of high spring inflows and additional treatment to address the transport of released uranium into the shallow groundwater and surface water. | Operation and maintenance cost, including remote monitoring (e.g., transducers, telemetry, and cameras) and performance monitoring (e.g., sampling, analysis, and reporting), ranges between $20,000 to $40,000 per month. The capital cost for the construction of the PRB and STC was approximately $1.2M including the media, trenching, infiltration gallery, cover, and stormwater controls, or roughly $180/cubic yard of reactive media (1,200 cubic yards for the PRB and 5,500 cubic yards for the STC). | System is seep treatment cell effluent to PRB. Treatment media: 50% granular support media, 12.5% chopped alfalfa hay, 37.5% woodchips/shavings. Average hydraulic conductivity of 8.8-116.2 ft/day in the media. Trench excavated to dry, silty-clay, weathered Dinwoody Formation material to prevent groundwater flow from bypassing under the PRB. Eroded overburden was encountered. Media placed to a depth of 2 ft bgs, covered by non-woven geotextile and 2 ft of Dinwoody Formation material. Infiltration gallery was constructed upgradient to the PRB, and overburden was encountered. Infiltration gallery was overexcavated and compacted Dinwoody Formation materials were used on the base and sidewalls to reduce water contact with the overburden. It was backfilled with coarse drain rock and covered with non-woven geotextile and Dinwoody Formation material. PRB is relatively easy to implement with readily available material and equipment but using the technology to treat seeps or shallow groundwater in close proximity to overburden disposal piles should be approached with caution. The presence of run-of-mine shales in and around excavations contributes to mobilization of unwanted constituents (e.g. arsenic, uranium) | The objectives for the Pilot Study are consistent with the preliminary Remedial Action Objectives (RAOs) for groundwater remedies at Conda. Based on observations from the 2019 and 2020 monitoring, modifications were made to the Pilot Study in fall of 2020. In coordination with the Agencies, it was decided that the modification will require further monitoring in 2021 to fully meet the Pilot Study objectives. 2018-2019 start up period had differing conditions from 2020-2021, and the conditions were not considered representative of long term trends, but reflect the capability of the media to rapidly reach redox and geochemical conditions that facilitate microbially mediated reduction. 2020-2021 are operational conditions. The treatment media contributes to total Ar, Fe and Mn concentrations above the MCLs and drinking water standards. Data indicate that the treatment media in the Seep Treatment Cell and PRB is capable of treating water entering the system with total Se concentrations as high as 6.87 mg/L as well as total Cd concentrations up to 0.00847 mg/L to levels below their respective MCLs. | None, other than those presented elsewhere | GW-61-MA to GM-60-MA is the upgradient to downgradient well pair in the northern flow path. Data collection for upgradient/downgradient wells is in some instances shifted by a day. Flow rate is the range of hydraulic conductivity along the preferential flow pathways.
Final Treatability Study Findings Report Field-Scale Permeable Reactive Barrier Pilot Study Conda/Woodall Mountain Mine | Conda/Woodall Mountain Mine | IDN001002862 | N/A | N/A | GM-60-MA | Former mining site | Permeable reactive barrier (PRB) with seep treatment cell pre-treatment | Passive | Permeable reactive barrier (PRB) | Pre-treatment | Overburden pile in the headwaters areas of Pedro Creek | Y | PRB with pre-treatment | Specific technologies not specified. PRB is chemical and microbially mediated processes that reduce selenate to selenite and then selenium. Treatment media includes a carbon source (i.e. woodchips), alfalfa hay, and inert sand. Seep treatment cell is pre-treatment cell with treatment media. | Access to the groundwater table is needed. Trench excavated through water-bearing zones of alluvial deposits and into underlying weathered bedrock. | Pilot | 2018-2021, modifications made in 2019 to address seepage | Selenium | Se, dissolved | mg/L | N | N/A | [9 empty] | 0.0034 | 0.167 | 97.9641 | 0.115 | 2020 - 2021 Average, from operational period, not whole dataset | Data not provided | Data not provided | 0.00953 | 2020 - 2021 Average, from operational period, not whole dataset | Data not provided | Data not provided | Data not provided | Downgradient | 7.11 | 0.33 | mg/L | 13.53 | °C | Data not provided | N/A | Data not provided | N/A | -2.9 | mV | 4384 | µmhos/cm | Turbidity = 100.5 | NTU | data not provided | data not provided | data not provided | data not provided | data not provided | data not provided | N/A | No groundwater comparison value | None, other than noted elsewhere | An insufficient amount of time since completion of the Pilot Study to adequately evaluate lifespan of the treatment media. The change in alkalinity can be used as an indicator of change in the ability of the media to treat selenium. Alkalinity remained relatively similar after 2 years of operation indicating that after 2 years of operation the microbially-mediated chemical reduction of selenium remains similar to the study onset. | Design had insufficient capacity to contain the flux of snow melt in addition to seep water. Soils in the area of the PRB are tight. In the future, when in an layered alluvial system, incorporate a gravel "pressure relief/effluent storage" zone on the downgradient edge to allow for increased ability to receive effluent water and/or flow onto the land surface if capacity is reached. The hydrogeological study was performed during fall low flow conditions as were the excavation and installation of the PRB bench. Additional water zones may be present during different water levels, so future design data collection should include a hydrogeological investigation in the spring to better characterize flux and water bearing zones in the aquifer during high water conditions. The PRB increased Ar, Fe, Mn and Ur due to eroded overburden material in the lenses on the walls of the excavation and from the seep and sedimentation basin sediments transferred to the PRB. Oxidizing conditions favorable to mobilization of Ur exist when ORP is above -200 mV. Bicarbonate that is likely dominant in the near neutral pH conditions in the vicinity of the PRB can enhance Ur mobility. Redox cycling from fluctuating water table can cause Ur mobilization. Heterogeneity of groundwater inflow along the trench, contact with runoff of mine materials, and microbial activity all contribute to factors affecting degree of treatment within the PRB. The incorporation of the Pilot Study into a potential remedy for the Pedro Creek Sub-Basin, at its current scale and in absence of other actions, may require some modifications to facilitate handling of high spring inflows and additional treatment to address the transport of released uranium into the shallow groundwater and surface water. | Operation and maintenance cost, including remote monitoring (e.g., transducers, telemetry, and cameras) and performance monitoring (e.g., sampling, analysis, and reporting), ranges between $20,000 to $40,000 per month. The capital cost for the construction of the PRB and STC was approximately $1.2M including the media, trenching, infiltration gallery, cover, and stormwater controls, or roughly $180/cubic yard of reactive media (1,200 cubic yards for the PRB and 5,500 cubic yards for the STC). | System is seep treatment cell effluent to PRB. Treatment media: 50% granular support media, 12.5% chopped alfalfa hay, 37.5% woodchips/shavings. Average hydraulic conductivity of 8.8-116.2 ft/day in the media. Trench excavated to dry, silty-clay, weathered Dinwoody Formation material to prevent groundwater flow from bypassing under the PRB. Eroded overburden was encountered. Media placed to a depth of 2 ft bgs, covered by non-woven geotextile and 2 ft of Dinwoody Formation material. Infiltration gallery was constructed upgradient to the PRB, and overburden was encountered. Infiltration gallery was overexcavated and compacted Dinwoody Formation materials were used on the base and sidewalls to reduce water contact with the overburden. It was backfilled with coarse drain rock and covered with non-woven geotextile and Dinwoody Formation material. PRB is relatively easy to implement with readily available material and equipment but using the technology to treat seeps or shallow groundwater in close proximity to overburden disposal piles should be approached with caution. The presence of run-of-mine shales in and around excavations contributes to mobilization of unwanted constituents (e.g. arsenic, uranium) | The objectives for the Pilot Study are consistent with the preliminary Remedial Action Objectives (RAOs) for groundwater remedies at Conda. Based on observations from the 2019 and 2020 monitoring, modifications were made to the Pilot Study in fall of 2020. In coordination with the Agencies, it was decided that the modification will require further monitoring in 2021 to fully meet the Pilot Study objectives. 2018-2019 start up period had differing conditions from 2020-2021, and the conditions were not considered representative of long term trends, but reflect the capability of the media to rapidly reach redox and geochemical conditions that facilitate microbially mediated reduction. 2020-2021 are operational conditions. The treatment media contributes to total Ar, Fe and Mn concentrations above the MCLs and drinking water standards. Data indicate that the treatment media in the Seep Treatment Cell and PRB is capable of treating water entering the system with total Se concentrations as high as 6.87 mg/L as well as total Cd concentrations up to 0.00847 mg/L to levels below their respective MCLs. | None, other than those presented elsewhere | GW-61-MA to GM-60-MA is the upgradient to downgradient well pair in the northern flow path. Data collection for upgradient/downgradient wells is in some instances shifted by a day. Flow rate is the range of hydraulic conductivity along the preferential flow pathways.
Final Treatability Study Findings Report Field-Scale Permeable Reactive Barrier Pilot Study Conda/Woodall Mountain Mine | Conda/Woodall Mountain Mine | IDN001002862 | N/A | N/A | GM-60-MA | Former mining site | Permeable reactive barrier (PRB) with seep treatment cell pre-treatment | Passive | Permeable reactive barrier (PRB) | Pre-treatment | Overburden pile in the headwaters areas of Pedro Creek | Y | PRB with pre-treatment | Specific technologies not specified. PRB is chemical and microbially mediated processes that reduce selenate to selenite and then selenium. Treatment media includes a carbon source (i.e. woodchips), alfalfa hay, and inert sand. Seep treatment cell is pre-treatment cell with treatment media. | Access to the groundwater table is needed. Trench excavated through water-bearing zones of alluvial deposits and into underlying weathered bedrock. | Pilot | 2018-2021, modifications made in 2019 to address seepage | Selenium | Se, total | mg/L | N | N/A | [9 empty] | 0.005 | 0.187 | 97.3262 | 0.118 | 2020 - 2021 Average, from operational period, not whole dataset | Data not provided | Data not provided | 0.0129 | 2020 - 2021 Average, from operational period, not whole dataset | Data not provided | Data not provided | Data not provided | Downgradient | 7.11 | 0.33 | mg/L | 13.53 | °C | Data not provided | N/A | Data not provided | N/A | -2.9 | mV | 4384 | µmhos/cm | Turbidity = 100.5 | NTU | data not provided | data not provided | data not provided | data not provided | data not provided | data not provided | Y | Groundwater Comparison Value: U.S. EPA MCL 0.05 mg/L Assessment of treatment goals based on well-specific averages for 2020-2021 | None, other than noted elsewhere | An insufficient amount of time since completion of the Pilot Study to adequately evaluate lifespan of the treatment media. The change in alkalinity can be used as an indicator of change in the ability of the media to treat selenium. Alkalinity remained relatively similar after 2 years of operation indicating that after 2 years of operation the microbially-mediated chemical reduction of selenium remains similar to the study onset. | Design had insufficient capacity to contain the flux of snow melt in addition to seep water. Soils in the area of the PRB are tight. In the future, when in an layered alluvial system, incorporate a gravel "pressure relief/effluent storage" zone on the downgradient edge to allow for increased ability to receive effluent water and/or flow onto the land surface if capacity is reached. The hydrogeological study was performed during fall low flow conditions as were the excavation and installation of the PRB bench. Additional water zones may be present during different water levels, so future design data collection should include a hydrogeological investigation in the spring to better characterize flux and water bearing zones in the aquifer during high water conditions. The PRB increased Ar, Fe, Mn and Ur due to eroded overburden material in the lenses on the walls of the excavation and from the seep and sedimentation basin sediments transferred to the PRB. Oxidizing conditions favorable to mobilization of Ur exist when ORP is above -200 mV. Bicarbonate that is likely dominant in the near neutral pH conditions in the vicinity of the PRB can enhance Ur mobility. Redox cycling from fluctuating water table can cause Ur mobilization. Heterogeneity of groundwater inflow along the trench, contact with runoff of mine materials, and microbial activity all contribute to factors affecting degree of treatment within the PRB. The incorporation of the Pilot Study into a potential remedy for the Pedro Creek Sub-Basin, at its current scale and in absence of other actions, may require some modifications to facilitate handling of high spring inflows and additional treatment to address the transport of released uranium into the shallow groundwater and surface water. | Operation and maintenance cost, including remote monitoring (e.g., transducers, telemetry, and cameras) and performance monitoring (e.g., sampling, analysis, and reporting), ranges between $20,000 to $40,000 per month. The capital cost for the construction of the PRB and STC was approximately $1.2M including the media, trenching, infiltration gallery, cover, and stormwater controls, or roughly $180/cubic yard of reactive media (1,200 cubic yards for the PRB and 5,500 cubic yards for the STC). | System is seep treatment cell effluent to PRB. Treatment media: 50% granular support media, 12.5% chopped alfalfa hay, 37.5% woodchips/shavings. Average hydraulic conductivity of 8.8-116.2 ft/day in the media. Trench excavated to dry, silty-clay, weathered Dinwoody Formation material to prevent groundwater flow from bypassing under the PRB. Eroded overburden was encountered. Media placed to a depth of 2 ft bgs, covered by non-woven geotextile and 2 ft of Dinwoody Formation material. Infiltration gallery was constructed upgradient to the PRB, and overburden was encountered. Infiltration gallery was overexcavated and compacted Dinwoody Formation materials were used on the base and sidewalls to reduce water contact with the overburden. It was backfilled with coarse drain rock and covered with non-woven geotextile and Dinwoody Formation material. PRB is relatively easy to implement with readily available material and equipment but using the technology to treat seeps or shallow groundwater in close proximity to overburden disposal piles should be approached with caution. The presence of run-of-mine shales in and around excavations contributes to mobilization of unwanted constituents (e.g. arsenic, uranium) | The objectives for the Pilot Study are consistent with the preliminary Remedial Action Objectives (RAOs) for groundwater remedies at Conda. Based on observations from the 2019 and 2020 monitoring, modifications were made to the Pilot Study in fall of 2020. In coordination with the Agencies, it was decided that the modification will require further monitoring in 2021 to fully meet the Pilot Study objectives. 2018-2019 start up period had differing conditions from 2020-2021, and the conditions were not considered representative of long term trends, but reflect the capability of the media to rapidly reach redox and geochemical conditions that facilitate microbially mediated reduction. 2020-2021 are operational conditions. The treatment media contributes to total Ar, Fe and Mn concentrations above the MCLs and drinking water standards. Data indicate that the treatment media in the Seep Treatment Cell and PRB is capable of treating water entering the system with total Se concentrations as high as 6.87 mg/L as well as total Cd concentrations up to 0.00847 mg/L to levels below their respective MCLs. | None, other than those presented elsewhere | GW-61-MA to GM-60-MA is the upgradient to downgradient well pair in the northern flow path. Data collection for upgradient/downgradient wells is in some instances shifted by a day. Flow rate is the range of hydraulic conductivity along the preferential flow pathways.
Final Treatability Study Findings Report Field-Scale Permeable Reactive Barrier Pilot Study Conda/Woodall Mountain Mine | Conda/Woodall Mountain Mine | IDN001002862 | N/A | N/A | GM-61-MA | Former mining site | Permeable reactive barrier (PRB) with seep treatment cell pre-treatment | Passive | Permeable reactive barrier (PRB) | Pre-treatment | Overburden pile in the headwaters areas of Pedro Creek | Y | PRB with pre-treatment | Specific technologies not specified. PRB is chemical and microbially mediated processes that reduce selenate to selenite and then selenium. Treatment media includes a carbon source (i.e. woodchips), alfalfa hay, and inert sand. Seep treatment cell is pre-treatment cell with treatment media. | Access to the groundwater table is needed. Trench excavated through water-bearing zones of alluvial deposits and into underlying weathered bedrock. | Pilot | 2018-2021, modifications made in 2019 to address seepage | Arsenic | As, dissolved | mg/L | N | N/A | 0.0082 | 0.00514 | 37.3171 | [9 empty] | 0.002 | 2020 - 2021 Average, from operational period, not whole dataset | Data not provided | Data not provided | 0.00846 | 2020 - 2021 Average, from operational period, not whole dataset | Data not provided | Data not provided | Data not provided | Upgradient | 6.87 | 0.99 | mg/L | 8.9 | °C | Data not provided | N/A | Data not provided | N/A | -226.6 | mV | 1450 | µmhos/cm | Turbidity = 7.82 | NTU | data not provided | data not provided | data not provided | data not provided | data not provided | data not provided | N/A | No groundwater comparison value | None, other than noted elsewhere | An insufficient amount of time since completion of the Pilot Study to adequately evaluate lifespan of the treatment media. The change in alkalinity can be used as an indicator of change in the ability of the media to treat selenium. Alkalinity remained relatively similar after 2 years of operation indicating that after 2 years of operation the microbially-mediated chemical reduction of selenium remains similar to the study onset. | Design had insufficient capacity to contain the flux of snow melt in addition to seep water. Soils in the area of the PRB are tight. In the future, when in an layered alluvial system, incorporate a gravel "pressure relief/effluent storage" zone on the downgradient edge to allow for increased ability to receive effluent water and/or flow onto the land surface if capacity is reached. The hydrogeological study was performed during fall low flow conditions as were the excavation and installation of the PRB bench. Additional water zones may be present during different water levels, so future design data collection should include a hydrogeological investigation in the spring to better characterize flux and water bearing zones in the aquifer during high water conditions. The PRB increased Ar, Fe, Mn and Ur due to eroded overburden material in the lenses on the walls of the excavation and from the seep and sedimentation basin sediments transferred to the PRB. Oxidizing conditions favorable to mobilization of Ur exist when ORP is above -200 mV. Bicarbonate that is likely dominant in the near neutral pH conditions in the vicinity of the PRB can enhance Ur mobility. Redox cycling from fluctuating water table can cause Ur mobilization. Heterogeneity of groundwater inflow along the trench, contact with runoff of mine materials, and microbial activity all contribute to factors affecting degree of treatment within the PRB. The incorporation of the Pilot Study into a potential remedy for the Pedro Creek Sub-Basin, at its current scale and in absence of other actions, may require some modifications to facilitate handling of high spring inflows and additional treatment to address the transport of released uranium into the shallow groundwater and surface water. | Operation and maintenance cost, including remote monitoring (e.g., transducers, telemetry, and cameras) and performance monitoring (e.g., sampling, analysis, and reporting), ranges between $20,000 to $40,000 per month. The capital cost for the construction of the PRB and STC was approximately $1.2M including the media, trenching, infiltration gallery, cover, and stormwater controls, or roughly $180/cubic yard of reactive media (1,200 cubic yards for the PRB and 5,500 cubic yards for the STC). | System is seep treatment cell effluent to PRB. Treatment media: 50% granular support media, 12.5% chopped alfalfa hay, 37.5% woodchips/shavings. Average hydraulic conductivity of 8.8-116.2 ft/day in the media. Trench excavated to dry, silty-clay, weathered Dinwoody Formation material to prevent groundwater flow from bypassing under the PRB. Eroded overburden was encountered. Media placed to a depth of 2 ft bgs, covered by non-woven geotextile and 2 ft of Dinwoody Formation material. Infiltration gallery was constructed upgradient to the PRB, and overburden was encountered. Infiltration gallery was overexcavated and compacted Dinwoody Formation materials were used on the base and sidewalls to reduce water contact with the overburden. It was backfilled with coarse drain rock and covered with non-woven geotextile and Dinwoody Formation material. PRB is relatively easy to implement with readily available material and equipment but using the technology to treat seeps or shallow groundwater in close proximity to overburden disposal piles should be approached with caution. The presence of run-of-mine shales in and around excavations contributes to mobilization of unwanted constituents (e.g. arsenic, uranium) | The objectives for the Pilot Study are consistent with the preliminary Remedial Action Objectives (RAOs) for groundwater remedies at Conda. Based on observations from the 2019 and 2020 monitoring, modifications were made to the Pilot Study in fall of 2020. In coordination with the Agencies, it was decided that the modification will require further monitoring in 2021 to fully meet the Pilot Study objectives. 2018-2019 start up period had differing conditions from 2020-2021, and the conditions were not considered representative of long term trends, but reflect the capability of the media to rapidly reach redox and geochemical conditions that facilitate microbially mediated reduction. 2020-2021 are operational conditions. The treatment media contributes to total Ar, Fe and Mn concentrations above the MCLs and drinking water standards. Data indicate that the treatment media in the Seep Treatment Cell and PRB is capable of treating water entering the system with total Se concentrations as high as 6.87 mg/L as well as total Cd concentrations up to 0.00847 mg/L to levels below their respective MCLs. | None, other than those presented elsewhere | GW-61-MA to GM-60-MA is the upgradient to downgradient well pair in the northern flow path. Data collection for upgradient/downgradient wells is in some instances shifted by a day. Flow rate is the range of hydraulic conductivity along the preferential flow pathways.
Final Treatability Study Findings Report Field-Scale Permeable Reactive Barrier Pilot Study Conda/Woodall Mountain Mine | Conda/Woodall Mountain Mine | IDN001002862 | N/A | N/A | GM-61-MA | Former mining site | Permeable reactive barrier (PRB) with seep treatment cell pre-treatment | Passive | Permeable reactive barrier (PRB) | Pre-treatment | Overburden pile in the headwaters areas of Pedro Creek | Y | PRB with pre-treatment | Specific technologies not specified. PRB is chemical and microbially mediated processes that reduce selenate to selenite and then selenium. Treatment media includes a carbon source (i.e. woodchips), alfalfa hay, and inert sand. Seep treatment cell is pre-treatment cell with treatment media. | Access to the groundwater table is needed. Trench excavated through water-bearing zones of alluvial deposits and into underlying weathered bedrock. | Pilot | 2018-2021, modifications made in 2019 to address seepage | Arsenic | As, total | mg/L | N | N/A | 0.00123 | 0.024 | -1851.2195 | [9 empty] | 0.001 | 2020 - 2021 Average, from operational period, not whole dataset | Data not provided | Data not provided | 0.0104 | 2020 - 2021 Average, from operational period, not whole dataset | Data not provided | Data not provided | Data not provided | Upgradient | 7.17 | 5.77 | mg/L | 6.44 | °C | Data not provided | N/A | Data not provided | N/A | -66.5 | mV | 1355.3 | µmhos/cm | Turbidity = 0.69 | NTU | data not provided | data not provided | data not provided | data not provided | data not provided | data not provided | Y | Groundwater Comparison Value: U.S. EPA MCL 0.01 mg/L Assessment of treatment goals based on well-specific averages for 2020-2021 | None, other than noted elsewhere | An insufficient amount of time since completion of the Pilot Study to adequately evaluate lifespan of the treatment media. The change in alkalinity can be used as an indicator of change in the ability of the media to treat selenium. Alkalinity remained relatively similar after 2 years of operation indicating that after 2 years of operation the microbially-mediated chemical reduction of selenium remains similar to the study onset. | Design had insufficient capacity to contain the flux of snow melt in addition to seep water. Soils in the area of the PRB are tight. In the future, when in an layered alluvial system, incorporate a gravel "pressure relief/effluent storage" zone on the downgradient edge to allow for increased ability to receive effluent water and/or flow onto the land surface if capacity is reached. The hydrogeological study was performed during fall low flow conditions as were the excavation and installation of the PRB bench. Additional water zones may be present during different water levels, so future design data collection should include a hydrogeological investigation in the spring to better characterize flux and water bearing zones in the aquifer during high water conditions. The PRB increased Ar, Fe, Mn and Ur due to eroded overburden material in the lenses on the walls of the excavation and from the seep and sedimentation basin sediments transferred to the PRB. Oxidizing conditions favorable to mobilization of Ur exist when ORP is above -200 mV. Bicarbonate that is likely dominant in the near neutral pH conditions in the vicinity of the PRB can enhance Ur mobility. Redox cycling from fluctuating water table can cause Ur mobilization. Heterogeneity of groundwater inflow along the trench, contact with runoff of mine materials, and microbial activity all contribute to factors affecting degree of treatment within the PRB. The incorporation of the Pilot Study into a potential remedy for the Pedro Creek Sub-Basin, at its current scale and in absence of other actions, may require some modifications to facilitate handling of high spring inflows and additional treatment to address the transport of released uranium into the shallow groundwater and surface water. | Operation and maintenance cost, including remote monitoring (e.g., transducers, telemetry, and cameras) and performance monitoring (e.g., sampling, analysis, and reporting), ranges between $20,000 to $40,000 per month. The capital cost for the construction of the PRB and STC was approximately $1.2M including the media, trenching, infiltration gallery, cover, and stormwater controls, or roughly $180/cubic yard of reactive media (1,200 cubic yards for the PRB and 5,500 cubic yards for the STC). | System is seep treatment cell effluent to PRB. Treatment media: 50% granular support media, 12.5% chopped alfalfa hay, 37.5% woodchips/shavings. Average hydraulic conductivity of 8.8-116.2 ft/day in the media. Trench excavated to dry, silty-clay, weathered Dinwoody Formation material to prevent groundwater flow from bypassing under the PRB. Eroded overburden was encountered. Media placed to a depth of 2 ft bgs, covered by non-woven geotextile and 2 ft of Dinwoody Formation material. Infiltration gallery was constructed upgradient to the PRB, and overburden was encountered. Infiltration gallery was overexcavated and compacted Dinwoody Formation materials were used on the base and sidewalls to reduce water contact with the overburden. It was backfilled with coarse drain rock and covered with non-woven geotextile and Dinwoody Formation material. PRB is relatively easy to implement with readily available material and equipment but using the technology to treat seeps or shallow groundwater in close proximity to overburden disposal piles should be approached with caution. The presence of run-of-mine shales in and around excavations contributes to mobilization of unwanted constituents (e.g. arsenic, uranium) | The objectives for the Pilot Study are consistent with the preliminary Remedial Action Objectives (RAOs) for groundwater remedies at Conda. Based on observations from the 2019 and 2020 monitoring, modifications were made to the Pilot Study in fall of 2020. In coordination with the Agencies, it was decided that the modification will require further monitoring in 2021 to fully meet the Pilot Study objectives. 2018-2019 start up period had differing conditions from 2020-2021, and the conditions were not considered representative of long term trends, but reflect the capability of the media to rapidly reach redox and geochemical conditions that facilitate microbially mediated reduction. 2020-2021 are operational conditions. The treatment media contributes to total Ar, Fe and Mn concentrations above the MCLs and drinking water standards. Data indicate that the treatment media in the Seep Treatment Cell and PRB is capable of treating water entering the system with total Se concentrations as high as 6.87 mg/L as well as total Cd concentrations up to 0.00847 mg/L to levels below their respective MCLs. | None, other than those presented elsewhere | GW-61-MA to GM-60-MA is the upgradient to downgradient well pair in the northern flow path. Data collection for upgradient/downgradient wells is in some instances shifted by a day. Flow rate is the range of hydraulic conductivity along the preferential flow pathways.
Final Treatability Study Findings Report Field-Scale Permeable Reactive Barrier Pilot Study Conda/Woodall Mountain Mine | Conda/Woodall Mountain Mine | IDN001002862 | N/A | N/A | GM-61-MA | Former mining site | Permeable reactive barrier (PRB) with seep treatment cell pre-treatment | Passive | Permeable reactive barrier (PRB) | Pre-treatment | Overburden pile in the headwaters areas of Pedro Creek | Y | PRB with pre-treatment | Specific technologies not specified. PRB is chemical and microbially mediated processes that reduce selenate to selenite and then selenium. Treatment media includes a carbon source (i.e. woodchips), alfalfa hay, and inert sand. Seep treatment cell is pre-treatment cell with treatment media. | Access to the groundwater table is needed. Trench excavated through water-bearing zones of alluvial deposits and into underlying weathered bedrock. | Pilot | 2018-2021, modifications made in 2019 to address seepage | Arsenic | As, dissolved | mg/L | N | N/A |  |  |  | 0.00037 | 0.0115 | -3008.1081 | [6 empty] | 0.002 | 2020 - 2021 Average, from operational period, not whole dataset | Data not provided | Data not provided | 0.00846 | 2020 - 2021 Average, from operational period, not whole dataset | Data not provided | Data not provided | Data not provided | Upgradient | 6.92 | -0.03 | mg/L | 9.1 | °C | Data not provided | N/A | Data not provided | N/A | 205.3 | mV | 1419 | µmhos/cm | Turbidity = 4 | NTU | data not provided | data not provided | data not provided | data not provided | data not provided | data not provided | N/A | No groundwater comparison value | None, other than noted elsewhere | An insufficient amount of time since completion of the Pilot Study to adequately evaluate lifespan of the treatment media. The change in alkalinity can be used as an indicator of change in the ability of the media to treat selenium. Alkalinity remained relatively similar after 2 years of operation indicating that after 2 years of operation the microbially-mediated chemical reduction of selenium remains similar to the study onset. | Design had insufficient capacity to contain the flux of snow melt in addition to seep water. Soils in the area of the PRB are tight. In the future, when in an layered alluvial system, incorporate a gravel "pressure relief/effluent storage" zone on the downgradient edge to allow for increased ability to receive effluent water and/or flow onto the land surface if capacity is reached. The hydrogeological study was performed during fall low flow conditions as were the excavation and installation of the PRB bench. Additional water zones may be present during different water levels, so future design data collection should include a hydrogeological investigation in the spring to better characterize flux and water bearing zones in the aquifer during high water conditions. The PRB increased Ar, Fe, Mn and Ur due to eroded overburden material in the lenses on the walls of the excavation and from the seep and sedimentation basin sediments transferred to the PRB. Oxidizing conditions favorable to mobilization of Ur exist when ORP is above -200 mV. Bicarbonate that is likely dominant in the near neutral pH conditions in the vicinity of the PRB can enhance Ur mobility. Redox cycling from fluctuating water table can cause Ur mobilization. Heterogeneity of groundwater inflow along the trench, contact with runoff of mine materials, and microbial activity all contribute to factors affecting degree of treatment within the PRB. The incorporation of the Pilot Study into a potential remedy for the Pedro Creek Sub-Basin, at its current scale and in absence of other actions, may require some modifications to facilitate handling of high spring inflows and additional treatment to address the transport of released uranium into the shallow groundwater and surface water. | Operation and maintenance cost, including remote monitoring (e.g., transducers, telemetry, and cameras) and performance monitoring (e.g., sampling, analysis, and reporting), ranges between $20,000 to $40,000 per month. The capital cost for the construction of the PRB and STC was approximately $1.2M including the media, trenching, infiltration gallery, cover, and stormwater controls, or roughly $180/cubic yard of reactive media (1,200 cubic yards for the PRB and 5,500 cubic yards for the STC). | System is seep treatment cell effluent to PRB. Treatment media: 50% granular support media, 12.5% chopped alfalfa hay, 37.5% woodchips/shavings. Average hydraulic conductivity of 8.8-116.2 ft/day in the media. Trench excavated to dry, silty-clay, weathered Dinwoody Formation material to prevent groundwater flow from bypassing under the PRB. Eroded overburden was encountered. Media placed to a depth of 2 ft bgs, covered by non-woven geotextile and 2 ft of Dinwoody Formation material. Infiltration gallery was constructed upgradient to the PRB, and overburden was encountered. Infiltration gallery was overexcavated and compacted Dinwoody Formation materials were used on the base and sidewalls to reduce water contact with the overburden. It was backfilled with coarse drain rock and covered with non-woven geotextile and Dinwoody Formation material. PRB is relatively easy to implement with readily available material and equipment but using the technology to treat seeps or shallow groundwater in close proximity to overburden disposal piles should be approached with caution. The presence of run-of-mine shales in and around excavations contributes to mobilization of unwanted constituents (e.g. arsenic, uranium) | The objectives for the Pilot Study are consistent with the preliminary Remedial Action Objectives (RAOs) for groundwater remedies at Conda. Based on observations from the 2019 and 2020 monitoring, modifications were made to the Pilot Study in fall of 2020. In coordination with the Agencies, it was decided that the modification will require further monitoring in 2021 to fully meet the Pilot Study objectives. 2018-2019 start up period had differing conditions from 2020-2021, and the conditions were not considered representative of long term trends, but reflect the capability of the media to rapidly reach redox and geochemical conditions that facilitate microbially mediated reduction. 2020-2021 are operational conditions. The treatment media contributes to total Ar, Fe and Mn concentrations above the MCLs and drinking water standards. Data indicate that the treatment media in the Seep Treatment Cell and PRB is capable of treating water entering the system with total Se concentrations as high as 6.87 mg/L as well as total Cd concentrations up to 0.00847 mg/L to levels below their respective MCLs. | None, other than those presented elsewhere | GW-61-MA to GM-60-MA is the upgradient to downgradient well pair in the northern flow path. Data collection for upgradient/downgradient wells is in some instances shifted by a day. Flow rate is the range of hydraulic conductivity along the preferential flow pathways.
Final Treatability Study Findings Report Field-Scale Permeable Reactive Barrier Pilot Study Conda/Woodall Mountain Mine | Conda/Woodall Mountain Mine | IDN001002862 | N/A | N/A | GM-61-MA | Former mining site | Permeable reactive barrier (PRB) with seep treatment cell pre-treatment | Passive | Permeable reactive barrier (PRB) | Pre-treatment | Overburden pile in the headwaters areas of Pedro Creek | Y | PRB with pre-treatment | Specific technologies not specified. PRB is chemical and microbially mediated processes that reduce selenate to selenite and then selenium. Treatment media includes a carbon source (i.e. woodchips), alfalfa hay, and inert sand. Seep treatment cell is pre-treatment cell with treatment media. | Access to the groundwater table is needed. Trench excavated through water-bearing zones of alluvial deposits and into underlying weathered bedrock. | Pilot | 2018-2021, modifications made in 2019 to address seepage | Arsenic | As, total | mg/L | N | N/A |  |  |  | 0.00038 | 0.017 | -4373.6842 | [6 empty] | 0.001 | 2020 - 2021 Average, from operational period, not whole dataset | Data not provided | Data not provided | 0.0104 | 2020 - 2021 Average, from operational period, not whole dataset | Data not provided | Data not provided | Data not provided | Upgradient | 6.92 | -0.03 | mg/L | 9.1 | °C | Data not provided | N/A | Data not provided | N/A | 205.3 | mV | 1419 | µmhos/cm | Turbidity = 4 | NTU | data not provided | data not provided | data not provided | data not provided | data not provided | data not provided | Y | Groundwater Comparison Value: U.S. EPA MCL 0.01 mg/L Assessment of treatment goals based on well-specific averages for 2020-2021 | None, other than noted elsewhere | An insufficient amount of time since completion of the Pilot Study to adequately evaluate lifespan of the treatment media. The change in alkalinity can be used as an indicator of change in the ability of the media to treat selenium. Alkalinity remained relatively similar after 2 years of operation indicating that after 2 years of operation the microbially-mediated chemical reduction of selenium remains similar to the study onset. | Design had insufficient capacity to contain the flux of snow melt in addition to seep water. Soils in the area of the PRB are tight. In the future, when in an layered alluvial system, incorporate a gravel "pressure relief/effluent storage" zone on the downgradient edge to allow for increased ability to receive effluent water and/or flow onto the land surface if capacity is reached. The hydrogeological study was performed during fall low flow conditions as were the excavation and installation of the PRB bench. Additional water zones may be present during different water levels, so future design data collection should include a hydrogeological investigation in the spring to better characterize flux and water bearing zones in the aquifer during high water conditions. The PRB increased Ar, Fe, Mn and Ur due to eroded overburden material in the lenses on the walls of the excavation and from the seep and sedimentation basin sediments transferred to the PRB. Oxidizing conditions favorable to mobilization of Ur exist when ORP is above -200 mV. Bicarbonate that is likely dominant in the near neutral pH conditions in the vicinity of the PRB can enhance Ur mobility. Redox cycling from fluctuating water table can cause Ur mobilization. Heterogeneity of groundwater inflow along the trench, contact with runoff of mine materials, and microbial activity all contribute to factors affecting degree of treatment within the PRB. The incorporation of the Pilot Study into a potential remedy for the Pedro Creek Sub-Basin, at its current scale and in absence of other actions, may require some modifications to facilitate handling of high spring inflows and additional treatment to address the transport of released uranium into the shallow groundwater and surface water. | Operation and maintenance cost, including remote monitoring (e.g., transducers, telemetry, and cameras) and performance monitoring (e.g., sampling, analysis, and reporting), ranges between $20,000 to $40,000 per month. The capital cost for the construction of the PRB and STC was approximately $1.2M including the media, trenching, infiltration gallery, cover, and stormwater controls, or roughly $180/cubic yard of reactive media (1,200 cubic yards for the PRB and 5,500 cubic yards for the STC). | System is seep treatment cell effluent to PRB. Treatment media: 50% granular support media, 12.5% chopped alfalfa hay, 37.5% woodchips/shavings. Average hydraulic conductivity of 8.8-116.2 ft/day in the media. Trench excavated to dry, silty-clay, weathered Dinwoody Formation material to prevent groundwater flow from bypassing under the PRB. Eroded overburden was encountered. Media placed to a depth of 2 ft bgs, covered by non-woven geotextile and 2 ft of Dinwoody Formation material. Infiltration gallery was constructed upgradient to the PRB, and overburden was encountered. Infiltration gallery was overexcavated and compacted Dinwoody Formation materials were used on the base and sidewalls to reduce water contact with the overburden. It was backfilled with coarse drain rock and covered with non-woven geotextile and Dinwoody Formation material. PRB is relatively easy to implement with readily available material and equipment but using the technology to treat seeps or shallow groundwater in close proximity to overburden disposal piles should be approached with caution. The presence of run-of-mine shales in and around excavations contributes to mobilization of unwanted constituents (e.g. arsenic, uranium) | The objectives for the Pilot Study are consistent with the preliminary Remedial Action Objectives (RAOs) for groundwater remedies at Conda. Based on observations from the 2019 and 2020 monitoring, modifications were made to the Pilot Study in fall of 2020. In coordination with the Agencies, it was decided that the modification will require further monitoring in 2021 to fully meet the Pilot Study objectives. 2018-2019 start up period had differing conditions from 2020-2021, and the conditions were not considered representative of long term trends, but reflect the capability of the media to rapidly reach redox and geochemical conditions that facilitate microbially mediated reduction. 2020-2021 are operational conditions. The treatment media contributes to total Ar, Fe and Mn concentrations above the MCLs and drinking water standards. Data indicate that the treatment media in the Seep Treatment Cell and PRB is capable of treating water entering the system with total Se concentrations as high as 6.87 mg/L as well as total Cd concentrations up to 0.00847 mg/L to levels below their respective MCLs. | None, other than those presented elsewhere | GW-61-MA to GM-60-MA is the upgradient to downgradient well pair in the northern flow path. Data collection for upgradient/downgradient wells is in some instances shifted by a day. Flow rate is the range of hydraulic conductivity along the preferential flow pathways.
Final Treatability Study Findings Report Field-Scale Permeable Reactive Barrier Pilot Study Conda/Woodall Mountain Mine | Conda/Woodall Mountain Mine | IDN001002862 | N/A | N/A | GM-60-MA | Former mining site | Permeable reactive barrier (PRB) with seep treatment cell pre-treatment | Passive | Permeable reactive barrier (PRB) | Pre-treatment | Overburden pile in the headwaters areas of Pedro Creek | Y | PRB with pre-treatment | Specific technologies not specified. PRB is chemical and microbially mediated processes that reduce selenate to selenite and then selenium. Treatment media includes a carbon source (i.e. woodchips), alfalfa hay, and inert sand. Seep treatment cell is pre-treatment cell with treatment media. | Access to the groundwater table is needed. Trench excavated through water-bearing zones of alluvial deposits and into underlying weathered bedrock. | Pilot | 2018-2021, modifications made in 2019 to address seepage | Arsenic | As, dissolved | mg/L | N | N/A | [6 empty] | 0.033 | 0.00106 | -3013.2075 |  |  |  | 0.002 | 2020 - 2021 Average, from operational period, not whole dataset | Data not provided | Data not provided | 0.00846 | 2020 - 2021 Average, from operational period, not whole dataset | Data not provided | Data not provided | Data not provided | Downgradient | 7.25 | 0.85 | mg/L | 6.29 | °C | Data not provided | N/A | Data not provided | N/A | -224.7 | mV | 2131.9 | µmhos/cm | None | N/A | data not provided | data not provided | data not provided | data not provided | data not provided | data not provided | N/A | No groundwater comparison value | None, other than noted elsewhere | An insufficient amount of time since completion of the Pilot Study to adequately evaluate lifespan of the treatment media. The change in alkalinity can be used as an indicator of change in the ability of the media to treat selenium. Alkalinity remained relatively similar after 2 years of operation indicating that after 2 years of operation the microbially-mediated chemical reduction of selenium remains similar to the study onset. | Design had insufficient capacity to contain the flux of snow melt in addition to seep water. Soils in the area of the PRB are tight. In the future, when in an layered alluvial system, incorporate a gravel "pressure relief/effluent storage" zone on the downgradient edge to allow for increased ability to receive effluent water and/or flow onto the land surface if capacity is reached. The hydrogeological study was performed during fall low flow conditions as were the excavation and installation of the PRB bench. Additional water zones may be present during different water levels, so future design data collection should include a hydrogeological investigation in the spring to better characterize flux and water bearing zones in the aquifer during high water conditions. The PRB increased Ar, Fe, Mn and Ur due to eroded overburden material in the lenses on the walls of the excavation and from the seep and sedimentation basin sediments transferred to the PRB. Oxidizing conditions favorable to mobilization of Ur exist when ORP is above -200 mV. Bicarbonate that is likely dominant in the near neutral pH conditions in the vicinity of the PRB can enhance Ur mobility. Redox cycling from fluctuating water table can cause Ur mobilization. Heterogeneity of groundwater inflow along the trench, contact with runoff of mine materials, and microbial activity all contribute to factors affecting degree of treatment within the PRB. The incorporation of the Pilot Study into a potential remedy for the Pedro Creek Sub-Basin, at its current scale and in absence of other actions, may require some modifications to facilitate handling of high spring inflows and additional treatment to address the transport of released uranium into the shallow groundwater and surface water. | Operation and maintenance cost, including remote monitoring (e.g., transducers, telemetry, and cameras) and performance monitoring (e.g., sampling, analysis, and reporting), ranges between $20,000 to $40,000 per month. The capital cost for the construction of the PRB and STC was approximately $1.2M including the media, trenching, infiltration gallery, cover, and stormwater controls, or roughly $180/cubic yard of reactive media (1,200 cubic yards for the PRB and 5,500 cubic yards for the STC). | System is seep treatment cell effluent to PRB. Treatment media: 50% granular support media, 12.5% chopped alfalfa hay, 37.5% woodchips/shavings. Average hydraulic conductivity of 8.8-116.2 ft/day in the media. Trench excavated to dry, silty-clay, weathered Dinwoody Formation material to prevent groundwater flow from bypassing under the PRB. Eroded overburden was encountered. Media placed to a depth of 2 ft bgs, covered by non-woven geotextile and 2 ft of Dinwoody Formation material. Infiltration gallery was constructed upgradient to the PRB, and overburden was encountered. Infiltration gallery was overexcavated and compacted Dinwoody Formation materials were used on the base and sidewalls to reduce water contact with the overburden. It was backfilled with coarse drain rock and covered with non-woven geotextile and Dinwoody Formation material. PRB is relatively easy to implement with readily available material and equipment but using the technology to treat seeps or shallow groundwater in close proximity to overburden disposal piles should be approached with caution. The presence of run-of-mine shales in and around excavations contributes to mobilization of unwanted constituents (e.g. arsenic, uranium) | The objectives for the Pilot Study are consistent with the preliminary Remedial Action Objectives (RAOs) for groundwater remedies at Conda. Based on observations from the 2019 and 2020 monitoring, modifications were made to the Pilot Study in fall of 2020. In coordination with the Agencies, it was decided that the modification will require further monitoring in 2021 to fully meet the Pilot Study objectives. 2018-2019 start up period had differing conditions from 2020-2021, and the conditions were not considered representative of long term trends, but reflect the capability of the media to rapidly reach redox and geochemical conditions that facilitate microbially mediated reduction. 2020-2021 are operational conditions. The treatment media contributes to total Ar, Fe and Mn concentrations above the MCLs and drinking water standards. Data indicate that the treatment media in the Seep Treatment Cell and PRB is capable of treating water entering the system with total Se concentrations as high as 6.87 mg/L as well as total Cd concentrations up to 0.00847 mg/L to levels below their respective MCLs. | None, other than those presented elsewhere | GW-61-MA to GM-60-MA is the upgradient to downgradient well pair in the northern flow path. Data collection for upgradient/downgradient wells is in some instances shifted by a day. Flow rate is the range of hydraulic conductivity along the preferential flow pathways.
Final Treatability Study Findings Report Field-Scale Permeable Reactive Barrier Pilot Study Conda/Woodall Mountain Mine | Conda/Woodall Mountain Mine | IDN001002862 | N/A | N/A | GM-60-MA | Former mining site | Permeable reactive barrier (PRB) with seep treatment cell pre-treatment | Passive | Permeable reactive barrier (PRB) | Pre-treatment | Overburden pile in the headwaters areas of Pedro Creek | Y | PRB with pre-treatment | Specific technologies not specified. PRB is chemical and microbially mediated processes that reduce selenate to selenite and then selenium. Treatment media includes a carbon source (i.e. woodchips), alfalfa hay, and inert sand. Seep treatment cell is pre-treatment cell with treatment media. | Access to the groundwater table is needed. Trench excavated through water-bearing zones of alluvial deposits and into underlying weathered bedrock. | Pilot | 2018-2021, modifications made in 2019 to address seepage | Arsenic | As, total | mg/L | N | N/A | [6 empty] | 0.0254 | 0.00115 | -2108.6957 |  |  |  | 0.001 | 2020 - 2021 Average, from operational period, not whole dataset | Data not provided | Data not provided | 0.0104 | 2020 - 2021 Average, from operational period, not whole dataset | Data not provided | Data not provided | Data not provided | Downgradient | 7.41 | 0.23 | mg/L | 7.44 | °C | Data not provided | N/A | Data not provided | N/A | -215 | mV | 2896.3 | µmhos/cm | Turbidity = 30.2 | NTU | data not provided | data not provided | data not provided | data not provided | data not provided | data not provided | Y | Groundwater Comparison Value: U.S. EPA MCL 0.01 mg/L Assessment of treatment goals based on well-specific averages for 2020-2021 | None, other than noted elsewhere | An insufficient amount of time since completion of the Pilot Study to adequately evaluate lifespan of the treatment media. The change in alkalinity can be used as an indicator of change in the ability of the media to treat selenium. Alkalinity remained relatively similar after 2 years of operation indicating that after 2 years of operation the microbially-mediated chemical reduction of selenium remains similar to the study onset. | Design had insufficient capacity to contain the flux of snow melt in addition to seep water. Soils in the area of the PRB are tight. In the future, when in an layered alluvial system, incorporate a gravel "pressure relief/effluent storage" zone on the downgradient edge to allow for increased ability to receive effluent water and/or flow onto the land surface if capacity is reached. The hydrogeological study was performed during fall low flow conditions as were the excavation and installation of the PRB bench. Additional water zones may be present during different water levels, so future design data collection should include a hydrogeological investigation in the spring to better characterize flux and water bearing zones in the aquifer during high water conditions. The PRB increased Ar, Fe, Mn and Ur due to eroded overburden material in the lenses on the walls of the excavation and from the seep and sedimentation basin sediments transferred to the PRB. Oxidizing conditions favorable to mobilization of Ur exist when ORP is above -200 mV. Bicarbonate that is likely dominant in the near neutral pH conditions in the vicinity of the PRB can enhance Ur mobility. Redox cycling from fluctuating water table can cause Ur mobilization. Heterogeneity of groundwater inflow along the trench, contact with runoff of mine materials, and microbial activity all contribute to factors affecting degree of treatment within the PRB. The incorporation of the Pilot Study into a potential remedy for the Pedro Creek Sub-Basin, at its current scale and in absence of other actions, may require some modifications to facilitate handling of high spring inflows and additional treatment to address the transport of released uranium into the shallow groundwater and surface water. | Operation and maintenance cost, including remote monitoring (e.g., transducers, telemetry, and cameras) and performance monitoring (e.g., sampling, analysis, and reporting), ranges between $20,000 to $40,000 per month. The capital cost for the construction of the PRB and STC was approximately $1.2M including the media, trenching, infiltration gallery, cover, and stormwater controls, or roughly $180/cubic yard of reactive media (1,200 cubic yards for the PRB and 5,500 cubic yards for the STC). | System is seep treatment cell effluent to PRB. Treatment media: 50% granular support media, 12.5% chopped alfalfa hay, 37.5% woodchips/shavings. Average hydraulic conductivity of 8.8-116.2 ft/day in the media. Trench excavated to dry, silty-clay, weathered Dinwoody Formation material to prevent groundwater flow from bypassing under the PRB. Eroded overburden was encountered. Media placed to a depth of 2 ft bgs, covered by non-woven geotextile and 2 ft of Dinwoody Formation material. Infiltration gallery was constructed upgradient to the PRB, and overburden was encountered. Infiltration gallery was overexcavated and compacted Dinwoody Formation materials were used on the base and sidewalls to reduce water contact with the overburden. It was backfilled with coarse drain rock and covered with non-woven geotextile and Dinwoody Formation material. PRB is relatively easy to implement with readily available material and equipment but using the technology to treat seeps or shallow groundwater in close proximity to overburden disposal piles should be approached with caution. The presence of run-of-mine shales in and around excavations contributes to mobilization of unwanted constituents (e.g. arsenic, uranium) | The objectives for the Pilot Study are consistent with the preliminary Remedial Action Objectives (RAOs) for groundwater remedies at Conda. Based on observations from the 2019 and 2020 monitoring, modifications were made to the Pilot Study in fall of 2020. In coordination with the Agencies, it was decided that the modification will require further monitoring in 2021 to fully meet the Pilot Study objectives. 2018-2019 start up period had differing conditions from 2020-2021, and the conditions were not considered representative of long term trends, but reflect the capability of the media to rapidly reach redox and geochemical conditions that facilitate microbially mediated reduction. 2020-2021 are operational conditions. The treatment media contributes to total Ar, Fe and Mn concentrations above the MCLs and drinking water standards. Data indicate that the treatment media in the Seep Treatment Cell and PRB is capable of treating water entering the system with total Se concentrations as high as 6.87 mg/L as well as total Cd concentrations up to 0.00847 mg/L to levels below their respective MCLs. | None, other than those presented elsewhere | GW-61-MA to GM-60-MA is the upgradient to downgradient well pair in the northern flow path. Data collection for upgradient/downgradient wells is in some instances shifted by a day. Flow rate is the range of hydraulic conductivity along the preferential flow pathways.
Final Treatability Study Findings Report Field-Scale Permeable Reactive Barrier Pilot Study Conda/Woodall Mountain Mine | Conda/Woodall Mountain Mine | IDN001002862 | N/A | N/A | GM-60-MA | Former mining site | Permeable reactive barrier (PRB) with seep treatment cell pre-treatment | Passive | Permeable reactive barrier (PRB) | Pre-treatment | Overburden pile in the headwaters areas of Pedro Creek | Y | PRB with pre-treatment | Specific technologies not specified. PRB is chemical and microbially mediated processes that reduce selenate to selenite and then selenium. Treatment media includes a carbon source (i.e. woodchips), alfalfa hay, and inert sand. Seep treatment cell is pre-treatment cell with treatment media. | Access to the groundwater table is needed. Trench excavated through water-bearing zones of alluvial deposits and into underlying weathered bedrock. | Pilot | 2018-2021, modifications made in 2019 to address seepage | Arsenic | As, dissolved | mg/L | N | N/A | [9 empty] | 0.00232 | 0.00103 | -125.2427 | 0.002 | 2020 - 2021 Average, from operational period, not whole dataset | Data not provided | Data not provided | 0.00846 | 2020 - 2021 Average, from operational period, not whole dataset | Data not provided | Data not provided | Data not provided | Downgradient | 6.73 | 0.44 | mg/L | 8.4 | °C | Data not provided | N/A | Data not provided | N/A | -16.9 | mV | 2779 | µmhos/cm | Turbidity = 89 | NTU | data not provided | data not provided | data not provided | data not provided | data not provided | data not provided | N/A | No groundwater comparison value | None, other than noted elsewhere | An insufficient amount of time since completion of the Pilot Study to adequately evaluate lifespan of the treatment media. The change in alkalinity can be used as an indicator of change in the ability of the media to treat selenium. Alkalinity remained relatively similar after 2 years of operation indicating that after 2 years of operation the microbially-mediated chemical reduction of selenium remains similar to the study onset. | Design had insufficient capacity to contain the flux of snow melt in addition to seep water. Soils in the area of the PRB are tight. In the future, when in an layered alluvial system, incorporate a gravel "pressure relief/effluent storage" zone on the downgradient edge to allow for increased ability to receive effluent water and/or flow onto the land surface if capacity is reached. The hydrogeological study was performed during fall low flow conditions as were the excavation and installation of the PRB bench. Additional water zones may be present during different water levels, so future design data collection should include a hydrogeological investigation in the spring to better characterize flux and water bearing zones in the aquifer during high water conditions. The PRB increased Ar, Fe, Mn and Ur due to eroded overburden material in the lenses on the walls of the excavation and from the seep and sedimentation basin sediments transferred to the PRB. Oxidizing conditions favorable to mobilization of Ur exist when ORP is above -200 mV. Bicarbonate that is likely dominant in the near neutral pH conditions in the vicinity of the PRB can enhance Ur mobility. Redox cycling from fluctuating water table can cause Ur mobilization. Heterogeneity of groundwater inflow along the trench, contact with runoff of mine materials, and microbial activity all contribute to factors affecting degree of treatment within the PRB. The incorporation of the Pilot Study into a potential remedy for the Pedro Creek Sub-Basin, at its current scale and in absence of other actions, may require some modifications to facilitate handling of high spring inflows and additional treatment to address the transport of released uranium into the shallow groundwater and surface water. | Operation and maintenance cost, including remote monitoring (e.g., transducers, telemetry, and cameras) and performance monitoring (e.g., sampling, analysis, and reporting), ranges between $20,000 to $40,000 per month. The capital cost for the construction of the PRB and STC was approximately $1.2M including the media, trenching, infiltration gallery, cover, and stormwater controls, or roughly $180/cubic yard of reactive media (1,200 cubic yards for the PRB and 5,500 cubic yards for the STC). | System is seep treatment cell effluent to PRB. Treatment media: 50% granular support media, 12.5% chopped alfalfa hay, 37.5% woodchips/shavings. Average hydraulic conductivity of 8.8-116.2 ft/day in the media. Trench excavated to dry, silty-clay, weathered Dinwoody Formation material to prevent groundwater flow from bypassing under the PRB. Eroded overburden was encountered. Media placed to a depth of 2 ft bgs, covered by non-woven geotextile and 2 ft of Dinwoody Formation material. Infiltration gallery was constructed upgradient to the PRB, and overburden was encountered. Infiltration gallery was overexcavated and compacted Dinwoody Formation materials were used on the base and sidewalls to reduce water contact with the overburden. It was backfilled with coarse drain rock and covered with non-woven geotextile and Dinwoody Formation material. PRB is relatively easy to implement with readily available material and equipment but using the technology to treat seeps or shallow groundwater in close proximity to overburden disposal piles should be approached with caution. The presence of run-of-mine shales in and around excavations contributes to mobilization of unwanted constituents (e.g. arsenic, uranium) | The objectives for the Pilot Study are consistent with the preliminary Remedial Action Objectives (RAOs) for groundwater remedies at Conda. Based on observations from the 2019 and 2020 monitoring, modifications were made to the Pilot Study in fall of 2020. In coordination with the Agencies, it was decided that the modification will require further monitoring in 2021 to fully meet the Pilot Study objectives. 2018-2019 start up period had differing conditions from 2020-2021, and the conditions were not considered representative of long term trends, but reflect the capability of the media to rapidly reach redox and geochemical conditions that facilitate microbially mediated reduction. 2020-2021 are operational conditions. The treatment media contributes to total Ar, Fe and Mn concentrations above the MCLs and drinking water standards. Data indicate that the treatment media in the Seep Treatment Cell and PRB is capable of treating water entering the system with total Se concentrations as high as 6.87 mg/L as well as total Cd concentrations up to 0.00847 mg/L to levels below their respective MCLs. | None, other than those presented elsewhere | GW-61-MA to GM-60-MA is the upgradient to downgradient well pair in the northern flow path. Data collection for upgradient/downgradient wells is in some instances shifted by a day. Flow rate is the range of hydraulic conductivity along the preferential flow pathways.
Final Treatability Study Findings Report Field-Scale Permeable Reactive Barrier Pilot Study Conda/Woodall Mountain Mine | Conda/Woodall Mountain Mine | IDN001002862 | N/A | N/A | GM-60-MA | Former mining site | Permeable reactive barrier (PRB) with seep treatment cell pre-treatment | Passive | Permeable reactive barrier (PRB) | Pre-treatment | Overburden pile in the headwaters areas of Pedro Creek | Y | PRB with pre-treatment | Specific technologies not specified. PRB is chemical and microbially mediated processes that reduce selenate to selenite and then selenium. Treatment media includes a carbon source (i.e. woodchips), alfalfa hay, and inert sand. Seep treatment cell is pre-treatment cell with treatment media. | Access to the groundwater table is needed. Trench excavated through water-bearing zones of alluvial deposits and into underlying weathered bedrock. | Pilot | 2018-2021, modifications made in 2019 to address seepage | Arsenic | As, total | mg/L | N | N/A | [9 empty] | 0.00252 | 0.00115 | -119.1304 | 0.001 | 2020 - 2021 Average, from operational period, not whole dataset | Data not provided | Data not provided | 0.0104 | 2020 - 2021 Average, from operational period, not whole dataset | Data not provided | Data not provided | Data not provided | Downgradient | 6.73 | 0.44 | mg/L | 8.4 | °C | Data not provided | N/A | Data not provided | N/A | -16.9 | mV | 2779 | µmhos/cm | Turbidity = 89 | NTU | data not provided | data not provided | data not provided | data not provided | data not provided | data not provided | Y | Groundwater Comparison Value: U.S. EPA MCL 0.01 mg/L Assessment of treatment goals based on well-specific averages for 2020-2021 | None, other than noted elsewhere | An insufficient amount of time since completion of the Pilot Study to adequately evaluate lifespan of the treatment media. The change in alkalinity can be used as an indicator of change in the ability of the media to treat selenium. Alkalinity remained relatively similar after 2 years of operation indicating that after 2 years of operation the microbially-mediated chemical reduction of selenium remains similar to the study onset. | Design had insufficient capacity to contain the flux of snow melt in addition to seep water. Soils in the area of the PRB are tight. In the future, when in an layered alluvial system, incorporate a gravel "pressure relief/effluent storage" zone on the downgradient edge to allow for increased ability to receive effluent water and/or flow onto the land surface if capacity is reached. The hydrogeological study was performed during fall low flow conditions as were the excavation and installation of the PRB bench. Additional water zones may be present during different water levels, so future design data collection should include a hydrogeological investigation in the spring to better characterize flux and water bearing zones in the aquifer during high water conditions. The PRB increased Ar, Fe, Mn and Ur due to eroded overburden material in the lenses on the walls of the excavation and from the seep and sedimentation basin sediments transferred to the PRB. Oxidizing conditions favorable to mobilization of Ur exist when ORP is above -200 mV. Bicarbonate that is likely dominant in the near neutral pH conditions in the vicinity of the PRB can enhance Ur mobility. Redox cycling from fluctuating water table can cause Ur mobilization. Heterogeneity of groundwater inflow along the trench, contact with runoff of mine materials, and microbial activity all contribute to factors affecting degree of treatment within the PRB. The incorporation of the Pilot Study into a potential remedy for the Pedro Creek Sub-Basin, at its current scale and in absence of other actions, may require some modifications to facilitate handling of high spring inflows and additional treatment to address the transport of released uranium into the shallow groundwater and surface water. | Operation and maintenance cost, including remote monitoring (e.g., transducers, telemetry, and cameras) and performance monitoring (e.g., sampling, analysis, and reporting), ranges between $20,000 to $40,000 per month. The capital cost for the construction of the PRB and STC was approximately $1.2M including the media, trenching, infiltration gallery, cover, and stormwater controls, or roughly $180/cubic yard of reactive media (1,200 cubic yards for the PRB and 5,500 cubic yards for the STC). | System is seep treatment cell effluent to PRB. Treatment media: 50% granular support media, 12.5% chopped alfalfa hay, 37.5% woodchips/shavings. Average hydraulic conductivity of 8.8-116.2 ft/day in the media. Trench excavated to dry, silty-clay, weathered Dinwoody Formation material to prevent groundwater flow from bypassing under the PRB. Eroded overburden was encountered. Media placed to a depth of 2 ft bgs, covered by non-woven geotextile and 2 ft of Dinwoody Formation material. Infiltration gallery was constructed upgradient to the PRB, and overburden was encountered. Infiltration gallery was overexcavated and compacted Dinwoody Formation materials were used on the base and sidewalls to reduce water contact with the overburden. It was backfilled with coarse drain rock and covered with non-woven geotextile and Dinwoody Formation material. PRB is relatively easy to implement with readily available material and equipment but using the technology to treat seeps or shallow groundwater in close proximity to overburden disposal piles should be approached with caution. The presence of run-of-mine shales in and around excavations contributes to mobilization of unwanted constituents (e.g. arsenic, uranium) | The objectives for the Pilot Study are consistent with the preliminary Remedial Action Objectives (RAOs) for groundwater remedies at Conda. Based on observations from the 2019 and 2020 monitoring, modifications were made to the Pilot Study in fall of 2020. In coordination with the Agencies, it was decided that the modification will require further monitoring in 2021 to fully meet the Pilot Study objectives. 2018-2019 start up period had differing conditions from 2020-2021, and the conditions were not considered representative of long term trends, but reflect the capability of the media to rapidly reach redox and geochemical conditions that facilitate microbially mediated reduction. 2020-2021 are operational conditions. The treatment media contributes to total Ar, Fe and Mn concentrations above the MCLs and drinking water standards. Data indicate that the treatment media in the Seep Treatment Cell and PRB is capable of treating water entering the system with total Se concentrations as high as 6.87 mg/L as well as total Cd concentrations up to 0.00847 mg/L to levels below their respective MCLs. | None, other than those presented elsewhere | GW-61-MA to GM-60-MA is the upgradient to downgradient well pair in the northern flow path. Data collection for upgradient/downgradient wells is in some instances shifted by a day. Flow rate is the range of hydraulic conductivity along the preferential flow pathways.
Final Treatability Study Findings Report Field-Scale Permeable Reactive Barrier Pilot Study Conda/Woodall Mountain Mine | Conda/Woodall Mountain Mine | IDN001002862 | N/A | N/A | GM-61-MA | Former mining site | Permeable reactive barrier (PRB) with seep treatment cell pre-treatment | Passive | Permeable reactive barrier (PRB) | Pre-treatment | Overburden pile in the headwaters areas of Pedro Creek | Y | PRB with pre-treatment | Specific technologies not specified. PRB is chemical and microbially mediated processes that reduce selenate to selenite and then selenium. Treatment media includes a carbon source (i.e. woodchips), alfalfa hay, and inert sand. Seep treatment cell is pre-treatment cell with treatment media. | Access to the groundwater table is needed. Trench excavated through water-bearing zones of alluvial deposits and into underlying weathered bedrock. | Pilot | 2018-2021, modifications made in 2019 to address seepage | Cadmium | Cd, dissolved | mg/L | N | N/A | 0.00032 | ND | 90.625 | [9 empty] | 0 | 2020 - 2021 Average, from operational period, not whole dataset | Data not provided | Data not provided | 8.3e-05 | 2020 - 2021 Average, from operational period, not whole dataset | Data not provided | Data not provided | Data not provided | Upgradient | 6.79 | 0.51 | mg/L | 9.3 | °C | Data not provided | N/A | Data not provided | N/A | 23.9 | mV | 1228 | µmhos/cm | Turbidity = 2.97 | NTU | data not provided | data not provided | data not provided | data not provided | data not provided | data not provided | N/A | No groundwater comparison value | None, other than noted elsewhere | An insufficient amount of time since completion of the Pilot Study to adequately evaluate lifespan of the treatment media. The change in alkalinity can be used as an indicator of change in the ability of the media to treat selenium. Alkalinity remained relatively similar after 2 years of operation indicating that after 2 years of operation the microbially-mediated chemical reduction of selenium remains similar to the study onset. | Design had insufficient capacity to contain the flux of snow melt in addition to seep water. Soils in the area of the PRB are tight. In the future, when in an layered alluvial system, incorporate a gravel "pressure relief/effluent storage" zone on the downgradient edge to allow for increased ability to receive effluent water and/or flow onto the land surface if capacity is reached. The hydrogeological study was performed during fall low flow conditions as were the excavation and installation of the PRB bench. Additional water zones may be present during different water levels, so future design data collection should include a hydrogeological investigation in the spring to better characterize flux and water bearing zones in the aquifer during high water conditions. The PRB increased Ar, Fe, Mn and Ur due to eroded overburden material in the lenses on the walls of the excavation and from the seep and sedimentation basin sediments transferred to the PRB. Oxidizing conditions favorable to mobilization of Ur exist when ORP is above -200 mV. Bicarbonate that is likely dominant in the near neutral pH conditions in the vicinity of the PRB can enhance Ur mobility. Redox cycling from fluctuating water table can cause Ur mobilization. Heterogeneity of groundwater inflow along the trench, contact with runoff of mine materials, and microbial activity all contribute to factors affecting degree of treatment within the PRB. The incorporation of the Pilot Study into a potential remedy for the Pedro Creek Sub-Basin, at its current scale and in absence of other actions, may require some modifications to facilitate handling of high spring inflows and additional treatment to address the transport of released uranium into the shallow groundwater and surface water. | Operation and maintenance cost, including remote monitoring (e.g., transducers, telemetry, and cameras) and performance monitoring (e.g., sampling, analysis, and reporting), ranges between $20,000 to $40,000 per month. The capital cost for the construction of the PRB and STC was approximately $1.2M including the media, trenching, infiltration gallery, cover, and stormwater controls, or roughly $180/cubic yard of reactive media (1,200 cubic yards for the PRB and 5,500 cubic yards for the STC). | System is seep treatment cell effluent to PRB. Treatment media: 50% granular support media, 12.5% chopped alfalfa hay, 37.5% woodchips/shavings. Average hydraulic conductivity of 8.8-116.2 ft/day in the media. Trench excavated to dry, silty-clay, weathered Dinwoody Formation material to prevent groundwater flow from bypassing under the PRB. Eroded overburden was encountered. Media placed to a depth of 2 ft bgs, covered by non-woven geotextile and 2 ft of Dinwoody Formation material. Infiltration gallery was constructed upgradient to the PRB, and overburden was encountered. Infiltration gallery was overexcavated and compacted Dinwoody Formation materials were used on the base and sidewalls to reduce water contact with the overburden. It was backfilled with coarse drain rock and covered with non-woven geotextile and Dinwoody Formation material. PRB is relatively easy to implement with readily available material and equipment but using the technology to treat seeps or shallow groundwater in close proximity to overburden disposal piles should be approached with caution. The presence of run-of-mine shales in and around excavations contributes to mobilization of unwanted constituents (e.g. arsenic, uranium) | The objectives for the Pilot Study are consistent with the preliminary Remedial Action Objectives (RAOs) for groundwater remedies at Conda. Based on observations from the 2019 and 2020 monitoring, modifications were made to the Pilot Study in fall of 2020. In coordination with the Agencies, it was decided that the modification will require further monitoring in 2021 to fully meet the Pilot Study objectives. 2018-2019 start up period had differing conditions from 2020-2021, and the conditions were not considered representative of long term trends, but reflect the capability of the media to rapidly reach redox and geochemical conditions that facilitate microbially mediated reduction. 2020-2021 are operational conditions. The treatment media contributes to total Ar, Fe and Mn concentrations above the MCLs and drinking water standards. Data indicate that the treatment media in the Seep Treatment Cell and PRB is capable of treating water entering the system with total Se concentrations as high as 6.87 mg/L as well as total Cd concentrations up to 0.00847 mg/L to levels below their respective MCLs. | None, other than those presented elsewhere | ND = Non detect, ND value is 0.00006 mg/L. GW-61-MA to GM-60-MA is the upgradient to downgradient well pair in the northern flow path. Data collection for upgradient/downgradient wells is in some instances shifted by a day. Flow rate is the range of hydraulic conductivity along the preferential flow pathways.
Final Treatability Study Findings Report Field-Scale Permeable Reactive Barrier Pilot Study Conda/Woodall Mountain Mine | Conda/Woodall Mountain Mine | IDN001002862 | N/A | N/A | GM-61-MA | Former mining site | Permeable reactive barrier (PRB) with seep treatment cell pre-treatment | Passive | Permeable reactive barrier (PRB) | Pre-treatment | Overburden pile in the headwaters areas of Pedro Creek | Y | PRB with pre-treatment | Specific technologies not specified. PRB is chemical and microbially mediated processes that reduce selenate to selenite and then selenium. Treatment media includes a carbon source (i.e. woodchips), alfalfa hay, and inert sand. Seep treatment cell is pre-treatment cell with treatment media. | Access to the groundwater table is needed. Trench excavated through water-bearing zones of alluvial deposits and into underlying weathered bedrock. | Pilot | 2018-2021, modifications made in 2019 to address seepage | Cadmium | Cd, total | mg/L | N | N/A | 0.00041 | 0.0004 | 2.439 | [9 empty] | 0 | 2020 - 2021 Average, from operational period, not whole dataset | Data not provided | Data not provided | 0.00118 | 2020 - 2021 Average, from operational period, not whole dataset | Data not provided | Data not provided | Data not provided | Upgradient | 6.79 | 0.51 | mg/L | 9.3 | °C | Data not provided | N/A | Data not provided | N/A | 23.9 | mV | 1228 | µmhos/cm | Turbidity = 2.97 | NTU | data not provided | data not provided | data not provided | data not provided | data not provided | data not provided | Y | Groundwater Comparison value: EPA MCL 0.005 mg/L Assessment of treatment goals based on well-specific averages for 2020-2021 | None, other than noted elsewhere | An insufficient amount of time since completion of the Pilot Study to adequately evaluate lifespan of the treatment media. The change in alkalinity can be used as an indicator of change in the ability of the media to treat selenium. Alkalinity remained relatively similar after 2 years of operation indicating that after 2 years of operation the microbially-mediated chemical reduction of selenium remains similar to the study onset. | Design had insufficient capacity to contain the flux of snow melt in addition to seep water. Soils in the area of the PRB are tight. In the future, when in an layered alluvial system, incorporate a gravel "pressure relief/effluent storage" zone on the downgradient edge to allow for increased ability to receive effluent water and/or flow onto the land surface if capacity is reached. The hydrogeological study was performed during fall low flow conditions as were the excavation and installation of the PRB bench. Additional water zones may be present during different water levels, so future design data collection should include a hydrogeological investigation in the spring to better characterize flux and water bearing zones in the aquifer during high water conditions. The PRB increased Ar, Fe, Mn and Ur due to eroded overburden material in the lenses on the walls of the excavation and from the seep and sedimentation basin sediments transferred to the PRB. Oxidizing conditions favorable to mobilization of Ur exist when ORP is above -200 mV. Bicarbonate that is likely dominant in the near neutral pH conditions in the vicinity of the PRB can enhance Ur mobility. Redox cycling from fluctuating water table can cause Ur mobilization. Heterogeneity of groundwater inflow along the trench, contact with runoff of mine materials, and microbial activity all contribute to factors affecting degree of treatment within the PRB. The incorporation of the Pilot Study into a potential remedy for the Pedro Creek Sub-Basin, at its current scale and in absence of other actions, may require some modifications to facilitate handling of high spring inflows and additional treatment to address the transport of released uranium into the shallow groundwater and surface water. | Operation and maintenance cost, including remote monitoring (e.g., transducers, telemetry, and cameras) and performance monitoring (e.g., sampling, analysis, and reporting), ranges between $20,000 to $40,000 per month. The capital cost for the construction of the PRB and STC was approximately $1.2M including the media, trenching, infiltration gallery, cover, and stormwater controls, or roughly $180/cubic yard of reactive media (1,200 cubic yards for the PRB and 5,500 cubic yards for the STC). | System is seep treatment cell effluent to PRB. Treatment media: 50% granular support media, 12.5% chopped alfalfa hay, 37.5% woodchips/shavings. Average hydraulic conductivity of 8.8-116.2 ft/day in the media. Trench excavated to dry, silty-clay, weathered Dinwoody Formation material to prevent groundwater flow from bypassing under the PRB. Eroded overburden was encountered. Media placed to a depth of 2 ft bgs, covered by non-woven geotextile and 2 ft of Dinwoody Formation material. Infiltration gallery was constructed upgradient to the PRB, and overburden was encountered. Infiltration gallery was overexcavated and compacted Dinwoody Formation materials were used on the base and sidewalls to reduce water contact with the overburden. It was backfilled with coarse drain rock and covered with non-woven geotextile and Dinwoody Formation material. PRB is relatively easy to implement with readily available material and equipment but using the technology to treat seeps or shallow groundwater in close proximity to overburden disposal piles should be approached with caution. The presence of run-of-mine shales in and around excavations contributes to mobilization of unwanted constituents (e.g. arsenic, uranium) | The objectives for the Pilot Study are consistent with the preliminary Remedial Action Objectives (RAOs) for groundwater remedies at Conda. Based on observations from the 2019 and 2020 monitoring, modifications were made to the Pilot Study in fall of 2020. In coordination with the Agencies, it was decided that the modification will require further monitoring in 2021 to fully meet the Pilot Study objectives. 2018-2019 start up period had differing conditions from 2020-2021, and the conditions were not considered representative of long term trends, but reflect the capability of the media to rapidly reach redox and geochemical conditions that facilitate microbially mediated reduction. 2020-2021 are operational conditions. The treatment media contributes to total Ar, Fe and Mn concentrations above the MCLs and drinking water standards. Data indicate that the treatment media in the Seep Treatment Cell and PRB is capable of treating water entering the system with total Se concentrations as high as 6.87 mg/L as well as total Cd concentrations up to 0.00847 mg/L to levels below their respective MCLs. | None, other than those presented elsewhere | GW-61-MA to GM-60-MA is the upgradient to downgradient well pair in the northern flow path. Data collection for upgradient/downgradient wells is in some instances shifted by a day. Flow rate is the range of hydraulic conductivity along the preferential flow pathways.
Final Treatability Study Findings Report Field-Scale Permeable Reactive Barrier Pilot Study Conda/Woodall Mountain Mine | Conda/Woodall Mountain Mine | IDN001002862 | N/A | N/A | GM-61-MA | Former mining site | Permeable reactive barrier (PRB) with seep treatment cell pre-treatment | Passive | Permeable reactive barrier (PRB) | Pre-treatment | Overburden pile in the headwaters areas of Pedro Creek | Y | PRB with pre-treatment | Specific technologies not specified. PRB is chemical and microbially mediated processes that reduce selenate to selenite and then selenium. Treatment media includes a carbon source (i.e. woodchips), alfalfa hay, and inert sand. Seep treatment cell is pre-treatment cell with treatment media. | Access to the groundwater table is needed. Trench excavated through water-bearing zones of alluvial deposits and into underlying weathered bedrock. | Pilot | 2018-2021, modifications made in 2019 to address seepage | Cadmium | Cd, dissolved | mg/L | N | N/A |  |  |  | ND | 0.00017 | Not Applicable | [6 empty] | 0 | 2020 - 2021 Average, from operational period, not whole dataset | Data not provided | Data not provided | 8.3e-05 | 2020 - 2021 Average, from operational period, not whole dataset | Data not provided | Data not provided | Data not provided | Upgradient | 6.84 | 3.84 | mg/L | 8.7 | °C | Data not provided | N/A | Data not provided | N/A | 161.4 | mV | 1551 | µmhos/cm | Turbidity = 9.97 | NTU | data not provided | data not provided | data not provided | data not provided | data not provided | data not provided | N/A | No groundwater comparison value | None, other than noted elsewhere | An insufficient amount of time since completion of the Pilot Study to adequately evaluate lifespan of the treatment media. The change in alkalinity can be used as an indicator of change in the ability of the media to treat selenium. Alkalinity remained relatively similar after 2 years of operation indicating that after 2 years of operation the microbially-mediated chemical reduction of selenium remains similar to the study onset. | Design had insufficient capacity to contain the flux of snow melt in addition to seep water. Soils in the area of the PRB are tight. In the future, when in an layered alluvial system, incorporate a gravel "pressure relief/effluent storage" zone on the downgradient edge to allow for increased ability to receive effluent water and/or flow onto the land surface if capacity is reached. The hydrogeological study was performed during fall low flow conditions as were the excavation and installation of the PRB bench. Additional water zones may be present during different water levels, so future design data collection should include a hydrogeological investigation in the spring to better characterize flux and water bearing zones in the aquifer during high water conditions. The PRB increased Ar, Fe, Mn and Ur due to eroded overburden material in the lenses on the walls of the excavation and from the seep and sedimentation basin sediments transferred to the PRB. Oxidizing conditions favorable to mobilization of Ur exist when ORP is above -200 mV. Bicarbonate that is likely dominant in the near neutral pH conditions in the vicinity of the PRB can enhance Ur mobility. Redox cycling from fluctuating water table can cause Ur mobilization. Heterogeneity of groundwater inflow along the trench, contact with runoff of mine materials, and microbial activity all contribute to factors affecting degree of treatment within the PRB. The incorporation of the Pilot Study into a potential remedy for the Pedro Creek Sub-Basin, at its current scale and in absence of other actions, may require some modifications to facilitate handling of high spring inflows and additional treatment to address the transport of released uranium into the shallow groundwater and surface water. | Operation and maintenance cost, including remote monitoring (e.g., transducers, telemetry, and cameras) and performance monitoring (e.g., sampling, analysis, and reporting), ranges between $20,000 to $40,000 per month. The capital cost for the construction of the PRB and STC was approximately $1.2M including the media, trenching, infiltration gallery, cover, and stormwater controls, or roughly $180/cubic yard of reactive media (1,200 cubic yards for the PRB and 5,500 cubic yards for the STC). | System is seep treatment cell effluent to PRB. Treatment media: 50% granular support media, 12.5% chopped alfalfa hay, 37.5% woodchips/shavings. Average hydraulic conductivity of 8.8-116.2 ft/day in the media. Trench excavated to dry, silty-clay, weathered Dinwoody Formation material to prevent groundwater flow from bypassing under the PRB. Eroded overburden was encountered. Media placed to a depth of 2 ft bgs, covered by non-woven geotextile and 2 ft of Dinwoody Formation material. Infiltration gallery was constructed upgradient to the PRB, and overburden was encountered. Infiltration gallery was overexcavated and compacted Dinwoody Formation materials were used on the base and sidewalls to reduce water contact with the overburden. It was backfilled with coarse drain rock and covered with non-woven geotextile and Dinwoody Formation material. PRB is relatively easy to implement with readily available material and equipment but using the technology to treat seeps or shallow groundwater in close proximity to overburden disposal piles should be approached with caution. The presence of run-of-mine shales in and around excavations contributes to mobilization of unwanted constituents (e.g. arsenic, uranium) | The objectives for the Pilot Study are consistent with the preliminary Remedial Action Objectives (RAOs) for groundwater remedies at Conda. Based on observations from the 2019 and 2020 monitoring, modifications were made to the Pilot Study in fall of 2020. In coordination with the Agencies, it was decided that the modification will require further monitoring in 2021 to fully meet the Pilot Study objectives. 2018-2019 start up period had differing conditions from 2020-2021, and the conditions were not considered representative of long term trends, but reflect the capability of the media to rapidly reach redox and geochemical conditions that facilitate microbially mediated reduction. 2020-2021 are operational conditions. The treatment media contributes to total Ar, Fe and Mn concentrations above the MCLs and drinking water standards. Data indicate that the treatment media in the Seep Treatment Cell and PRB is capable of treating water entering the system with total Se concentrations as high as 6.87 mg/L as well as total Cd concentrations up to 0.00847 mg/L to levels below their respective MCLs. | None, other than those presented elsewhere | ND = Non detect, value 0.00006 mg/l; GW-61-MA to GM-60-MA is the upgradient to downgradient well pair in the northern flow path. Data collection for upgradient/downgradient wells is in some instances shifted by a day. Flow rate is the range of hydraulic conductivity along the preferential flow pathways.
Final Treatability Study Findings Report Field-Scale Permeable Reactive Barrier Pilot Study Conda/Woodall Mountain Mine | Conda/Woodall Mountain Mine | IDN001002862 | N/A | N/A | GM-61-MA | Former mining site | Permeable reactive barrier (PRB) with seep treatment cell pre-treatment | Passive | Permeable reactive barrier (PRB) | Pre-treatment | Overburden pile in the headwaters areas of Pedro Creek | Y | PRB with pre-treatment | Specific technologies not specified. PRB is chemical and microbially mediated processes that reduce selenate to selenite and then selenium. Treatment media includes a carbon source (i.e. woodchips), alfalfa hay, and inert sand. Seep treatment cell is pre-treatment cell with treatment media. | Access to the groundwater table is needed. Trench excavated through water-bearing zones of alluvial deposits and into underlying weathered bedrock. | Pilot | 2018-2021, modifications made in 2019 to address seepage | Cadmium | Cd, total | mg/L | N | N/A |  |  |  | ND | 0.00534 | Not Applicable | [6 empty] | 0 | 2020 - 2021 Average, from operational period, not whole dataset | Data not provided | Data not provided | 0.00118 | 2020 - 2021 Average, from operational period, not whole dataset | Data not provided | Data not provided | Data not provided | Upgradient | 7.17 | 5.77 | mg/L | 6.44 | °C | Data not provided | N/A | Data not provided | N/A | -66.5 | mV | 1355.3 | µmhos/cm | Turbidity = 0.69 | NTU | data not provided | data not provided | data not provided | data not provided | data not provided | data not provided | Y | Groundwater Comparison value: EPA MCL 0.005 mg/L Assessment of treatment goals based on well-specific averages for 2020-2021 | None, other than noted elsewhere | An insufficient amount of time since completion of the Pilot Study to adequately evaluate lifespan of the treatment media. The change in alkalinity can be used as an indicator of change in the ability of the media to treat selenium. Alkalinity remained relatively similar after 2 years of operation indicating that after 2 years of operation the microbially-mediated chemical reduction of selenium remains similar to the study onset. | Design had insufficient capacity to contain the flux of snow melt in addition to seep water. Soils in the area of the PRB are tight. In the future, when in an layered alluvial system, incorporate a gravel "pressure relief/effluent storage" zone on the downgradient edge to allow for increased ability to receive effluent water and/or flow onto the land surface if capacity is reached. The hydrogeological study was performed during fall low flow conditions as were the excavation and installation of the PRB bench. Additional water zones may be present during different water levels, so future design data collection should include a hydrogeological investigation in the spring to better characterize flux and water bearing zones in the aquifer during high water conditions. The PRB increased Ar, Fe, Mn and Ur due to eroded overburden material in the lenses on the walls of the excavation and from the seep and sedimentation basin sediments transferred to the PRB. Oxidizing conditions favorable to mobilization of Ur exist when ORP is above -200 mV. Bicarbonate that is likely dominant in the near neutral pH conditions in the vicinity of the PRB can enhance Ur mobility. Redox cycling from fluctuating water table can cause Ur mobilization. Heterogeneity of groundwater inflow along the trench, contact with runoff of mine materials, and microbial activity all contribute to factors affecting degree of treatment within the PRB. The incorporation of the Pilot Study into a potential remedy for the Pedro Creek Sub-Basin, at its current scale and in absence of other actions, may require some modifications to facilitate handling of high spring inflows and additional treatment to address the transport of released uranium into the shallow groundwater and surface water. | Operation and maintenance cost, including remote monitoring (e.g., transducers, telemetry, and cameras) and performance monitoring (e.g., sampling, analysis, and reporting), ranges between $20,000 to $40,000 per month. The capital cost for the construction of the PRB and STC was approximately $1.2M including the media, trenching, infiltration gallery, cover, and stormwater controls, or roughly $180/cubic yard of reactive media (1,200 cubic yards for the PRB and 5,500 cubic yards for the STC). | System is seep treatment cell effluent to PRB. Treatment media: 50% granular support media, 12.5% chopped alfalfa hay, 37.5% woodchips/shavings. Average hydraulic conductivity of 8.8-116.2 ft/day in the media. Trench excavated to dry, silty-clay, weathered Dinwoody Formation material to prevent groundwater flow from bypassing under the PRB. Eroded overburden was encountered. Media placed to a depth of 2 ft bgs, covered by non-woven geotextile and 2 ft of Dinwoody Formation material. Infiltration gallery was constructed upgradient to the PRB, and overburden was encountered. Infiltration gallery was overexcavated and compacted Dinwoody Formation materials were used on the base and sidewalls to reduce water contact with the overburden. It was backfilled with coarse drain rock and covered with non-woven geotextile and Dinwoody Formation material. PRB is relatively easy to implement with readily available material and equipment but using the technology to treat seeps or shallow groundwater in close proximity to overburden disposal piles should be approached with caution. The presence of run-of-mine shales in and around excavations contributes to mobilization of unwanted constituents (e.g. arsenic, uranium) | The objectives for the Pilot Study are consistent with the preliminary Remedial Action Objectives (RAOs) for groundwater remedies at Conda. Based on observations from the 2019 and 2020 monitoring, modifications were made to the Pilot Study in fall of 2020. In coordination with the Agencies, it was decided that the modification will require further monitoring in 2021 to fully meet the Pilot Study objectives. 2018-2019 start up period had differing conditions from 2020-2021, and the conditions were not considered representative of long term trends, but reflect the capability of the media to rapidly reach redox and geochemical conditions that facilitate microbially mediated reduction. 2020-2021 are operational conditions. The treatment media contributes to total Ar, Fe and Mn concentrations above the MCLs and drinking water standards. Data indicate that the treatment media in the Seep Treatment Cell and PRB is capable of treating water entering the system with total Se concentrations as high as 6.87 mg/L as well as total Cd concentrations up to 0.00847 mg/L to levels below their respective MCLs. | None, other than those presented elsewhere | ND = Non detect, value 0.00006 mg/l; GW-61-MA to GM-60-MA is the upgradient to downgradient well pair in the northern flow path. Data collection for upgradient/downgradient wells is in some instances shifted by a day. Flow rate is the range of hydraulic conductivity along the preferential flow pathways.
Final Treatability Study Findings Report Field-Scale Permeable Reactive Barrier Pilot Study Conda/Woodall Mountain Mine | Conda/Woodall Mountain Mine | IDN001002862 | N/A | N/A | GM-60-MA | Former mining site | Permeable reactive barrier (PRB) with seep treatment cell pre-treatment | Passive | Permeable reactive barrier (PRB) | Pre-treatment | Overburden pile in the headwaters areas of Pedro Creek | Y | PRB with pre-treatment | Specific technologies not specified. PRB is chemical and microbially mediated processes that reduce selenate to selenite and then selenium. Treatment media includes a carbon source (i.e. woodchips), alfalfa hay, and inert sand. Seep treatment cell is pre-treatment cell with treatment media. | Access to the groundwater table is needed. Trench excavated through water-bearing zones of alluvial deposits and into underlying weathered bedrock. | Pilot | 2018-2021, modifications made in 2019 to address seepage | Cadmium | Cd, dissolved | mg/L | N | N/A | [6 empty] | 0.00201 | 0.00012 | -1575 |  |  |  | 0 | 2020 - 2021 Average, from operational period, not whole dataset | Data not provided | Data not provided | 8.3e-05 | 2020 - 2021 Average, from operational period, not whole dataset | Data not provided | Data not provided | Data not provided | Downgradient | 7.41 | 0.23 | mg/L | 7.44 | °C | Data not provided | N/A | Data not provided | N/A | -215 | mV | 2896.3 | µmhos/cm | Turbidity = 30.2 | NTU | data not provided | data not provided | data not provided | data not provided | data not provided | data not provided | N/A | No groundwater comparison value | None, other than noted elsewhere | An insufficient amount of time since completion of the Pilot Study to adequately evaluate lifespan of the treatment media. The change in alkalinity can be used as an indicator of change in the ability of the media to treat selenium. Alkalinity remained relatively similar after 2 years of operation indicating that after 2 years of operation the microbially-mediated chemical reduction of selenium remains similar to the study onset. | Design had insufficient capacity to contain the flux of snow melt in addition to seep water. Soils in the area of the PRB are tight. In the future, when in an layered alluvial system, incorporate a gravel "pressure relief/effluent storage" zone on the downgradient edge to allow for increased ability to receive effluent water and/or flow onto the land surface if capacity is reached. The hydrogeological study was performed during fall low flow conditions as were the excavation and installation of the PRB bench. Additional water zones may be present during different water levels, so future design data collection should include a hydrogeological investigation in the spring to better characterize flux and water bearing zones in the aquifer during high water conditions. The PRB increased Ar, Fe, Mn and Ur due to eroded overburden material in the lenses on the walls of the excavation and from the seep and sedimentation basin sediments transferred to the PRB. Oxidizing conditions favorable to mobilization of Ur exist when ORP is above -200 mV. Bicarbonate that is likely dominant in the near neutral pH conditions in the vicinity of the PRB can enhance Ur mobility. Redox cycling from fluctuating water table can cause Ur mobilization. Heterogeneity of groundwater inflow along the trench, contact with runoff of mine materials, and microbial activity all contribute to factors affecting degree of treatment within the PRB. The incorporation of the Pilot Study into a potential remedy for the Pedro Creek Sub-Basin, at its current scale and in absence of other actions, may require some modifications to facilitate handling of high spring inflows and additional treatment to address the transport of released uranium into the shallow groundwater and surface water. | Operation and maintenance cost, including remote monitoring (e.g., transducers, telemetry, and cameras) and performance monitoring (e.g., sampling, analysis, and reporting), ranges between $20,000 to $40,000 per month. The capital cost for the construction of the PRB and STC was approximately $1.2M including the media, trenching, infiltration gallery, cover, and stormwater controls, or roughly $180/cubic yard of reactive media (1,200 cubic yards for the PRB and 5,500 cubic yards for the STC). | System is seep treatment cell effluent to PRB. Treatment media: 50% granular support media, 12.5% chopped alfalfa hay, 37.5% woodchips/shavings. Average hydraulic conductivity of 8.8-116.2 ft/day in the media. Trench excavated to dry, silty-clay, weathered Dinwoody Formation material to prevent groundwater flow from bypassing under the PRB. Eroded overburden was encountered. Media placed to a depth of 2 ft bgs, covered by non-woven geotextile and 2 ft of Dinwoody Formation material. Infiltration gallery was constructed upgradient to the PRB, and overburden was encountered. Infiltration gallery was overexcavated and compacted Dinwoody Formation materials were used on the base and sidewalls to reduce water contact with the overburden. It was backfilled with coarse drain rock and covered with non-woven geotextile and Dinwoody Formation material. PRB is relatively easy to implement with readily available material and equipment but using the technology to treat seeps or shallow groundwater in close proximity to overburden disposal piles should be approached with caution. The presence of run-of-mine shales in and around excavations contributes to mobilization of unwanted constituents (e.g. arsenic, uranium) | The objectives for the Pilot Study are consistent with the preliminary Remedial Action Objectives (RAOs) for groundwater remedies at Conda. Based on observations from the 2019 and 2020 monitoring, modifications were made to the Pilot Study in fall of 2020. In coordination with the Agencies, it was decided that the modification will require further monitoring in 2021 to fully meet the Pilot Study objectives. 2018-2019 start up period had differing conditions from 2020-2021, and the conditions were not considered representative of long term trends, but reflect the capability of the media to rapidly reach redox and geochemical conditions that facilitate microbially mediated reduction. 2020-2021 are operational conditions. The treatment media contributes to total Ar, Fe and Mn concentrations above the MCLs and drinking water standards. Data indicate that the treatment media in the Seep Treatment Cell and PRB is capable of treating water entering the system with total Se concentrations as high as 6.87 mg/L as well as total Cd concentrations up to 0.00847 mg/L to levels below their respective MCLs. | None, other than those presented elsewhere | GW-61-MA to GM-60-MA is the upgradient to downgradient well pair in the northern flow path. Data collection for upgradient/downgradient wells is in some instances shifted by a day. Flow rate is the range of hydraulic conductivity along the preferential flow pathways.
Final Treatability Study Findings Report Field-Scale Permeable Reactive Barrier Pilot Study Conda/Woodall Mountain Mine | Conda/Woodall Mountain Mine | IDN001002862 | N/A | N/A | GM-60-MA | Former mining site | Permeable reactive barrier (PRB) with seep treatment cell pre-treatment | Passive | Permeable reactive barrier (PRB) | Pre-treatment | Overburden pile in the headwaters areas of Pedro Creek | Y | PRB with pre-treatment | Specific technologies not specified. PRB is chemical and microbially mediated processes that reduce selenate to selenite and then selenium. Treatment media includes a carbon source (i.e. woodchips), alfalfa hay, and inert sand. Seep treatment cell is pre-treatment cell with treatment media. | Access to the groundwater table is needed. Trench excavated through water-bearing zones of alluvial deposits and into underlying weathered bedrock. | Pilot | 2018-2021, modifications made in 2019 to address seepage | Cadmium | Cd, total | mg/L | N | N/A | [6 empty] | 0.00534 | ND | Not Applicable |  |  |  | 0 | 2020 - 2021 Average, from operational period, not whole dataset | Data not provided | Data not provided | 0.00118 | 2020 - 2021 Average, from operational period, not whole dataset | Data not provided | Data not provided | Data not provided | Downgradient | 7.07 | 6.26 | mg/L | 4.96 | °C | Data not provided | N/A | Data not provided | N/A | -81 | mV | 2756 | µmhos/cm | Turbidity = 33.9 | NTU | data not provided | data not provided | data not provided | data not provided | data not provided | data not provided | Y | Groundwater Comparison value: EPA MCL 0.005 mg/L Assessment of treatment goals based on well-specific averages for 2020-2021 | None, other than noted elsewhere | An insufficient amount of time since completion of the Pilot Study to adequately evaluate lifespan of the treatment media. The change in alkalinity can be used as an indicator of change in the ability of the media to treat selenium. Alkalinity remained relatively similar after 2 years of operation indicating that after 2 years of operation the microbially-mediated chemical reduction of selenium remains similar to the study onset. | Design had insufficient capacity to contain the flux of snow melt in addition to seep water. Soils in the area of the PRB are tight. In the future, when in an layered alluvial system, incorporate a gravel "pressure relief/effluent storage" zone on the downgradient edge to allow for increased ability to receive effluent water and/or flow onto the land surface if capacity is reached. The hydrogeological study was performed during fall low flow conditions as were the excavation and installation of the PRB bench. Additional water zones may be present during different water levels, so future design data collection should include a hydrogeological investigation in the spring to better characterize flux and water bearing zones in the aquifer during high water conditions. The PRB increased Ar, Fe, Mn and Ur due to eroded overburden material in the lenses on the walls of the excavation and from the seep and sedimentation basin sediments transferred to the PRB. Oxidizing conditions favorable to mobilization of Ur exist when ORP is above -200 mV. Bicarbonate that is likely dominant in the near neutral pH conditions in the vicinity of the PRB can enhance Ur mobility. Redox cycling from fluctuating water table can cause Ur mobilization. Heterogeneity of groundwater inflow along the trench, contact with runoff of mine materials, and microbial activity all contribute to factors affecting degree of treatment within the PRB. The incorporation of the Pilot Study into a potential remedy for the Pedro Creek Sub-Basin, at its current scale and in absence of other actions, may require some modifications to facilitate handling of high spring inflows and additional treatment to address the transport of released uranium into the shallow groundwater and surface water. | Operation and maintenance cost, including remote monitoring (e.g., transducers, telemetry, and cameras) and performance monitoring (e.g., sampling, analysis, and reporting), ranges between $20,000 to $40,000 per month. The capital cost for the construction of the PRB and STC was approximately $1.2M including the media, trenching, infiltration gallery, cover, and stormwater controls, or roughly $180/cubic yard of reactive media (1,200 cubic yards for the PRB and 5,500 cubic yards for the STC). | System is seep treatment cell effluent to PRB. Treatment media: 50% granular support media, 12.5% chopped alfalfa hay, 37.5% woodchips/shavings. Average hydraulic conductivity of 8.8-116.2 ft/day in the media. Trench excavated to dry, silty-clay, weathered Dinwoody Formation material to prevent groundwater flow from bypassing under the PRB. Eroded overburden was encountered. Media placed to a depth of 2 ft bgs, covered by non-woven geotextile and 2 ft of Dinwoody Formation material. Infiltration gallery was constructed upgradient to the PRB, and overburden was encountered. Infiltration gallery was overexcavated and compacted Dinwoody Formation materials were used on the base and sidewalls to reduce water contact with the overburden. It was backfilled with coarse drain rock and covered with non-woven geotextile and Dinwoody Formation material. PRB is relatively easy to implement with readily available material and equipment but using the technology to treat seeps or shallow groundwater in close proximity to overburden disposal piles should be approached with caution. The presence of run-of-mine shales in and around excavations contributes to mobilization of unwanted constituents (e.g. arsenic, uranium) | The objectives for the Pilot Study are consistent with the preliminary Remedial Action Objectives (RAOs) for groundwater remedies at Conda. Based on observations from the 2019 and 2020 monitoring, modifications were made to the Pilot Study in fall of 2020. In coordination with the Agencies, it was decided that the modification will require further monitoring in 2021 to fully meet the Pilot Study objectives. 2018-2019 start up period had differing conditions from 2020-2021, and the conditions were not considered representative of long term trends, but reflect the capability of the media to rapidly reach redox and geochemical conditions that facilitate microbially mediated reduction. 2020-2021 are operational conditions. The treatment media contributes to total Ar, Fe and Mn concentrations above the MCLs and drinking water standards. Data indicate that the treatment media in the Seep Treatment Cell and PRB is capable of treating water entering the system with total Se concentrations as high as 6.87 mg/L as well as total Cd concentrations up to 0.00847 mg/L to levels below their respective MCLs. | None, other than those presented elsewhere | ND = Non detect, value 0.00006 mg/l; GW-61-MA to GM-60-MA is the upgradient to downgradient well pair in the northern flow path. Data collection for upgradient/downgradient wells is in some instances shifted by a day. Flow rate is the range of hydraulic conductivity along the preferential flow pathways.
Final Treatability Study Findings Report Field-Scale Permeable Reactive Barrier Pilot Study Conda/Woodall Mountain Mine | Conda/Woodall Mountain Mine | IDN001002862 | N/A | N/A | GM-60-MA | Former mining site | Permeable reactive barrier (PRB) with seep treatment cell pre-treatment | Passive | Permeable reactive barrier (PRB) | Pre-treatment | Overburden pile in the headwaters areas of Pedro Creek | Y | PRB with pre-treatment | Specific technologies not specified. PRB is chemical and microbially mediated processes that reduce selenate to selenite and then selenium. Treatment media includes a carbon source (i.e. woodchips), alfalfa hay, and inert sand. Seep treatment cell is pre-treatment cell with treatment media. | Access to the groundwater table is needed. Trench excavated through water-bearing zones of alluvial deposits and into underlying weathered bedrock. | Pilot | 2018-2021, modifications made in 2019 to address seepage | Cadmium | Cd, dissolved | mg/L | N | N/A | [9 empty] | ND | 0.000073–0.00032 | 58.9 - 90.6 | 0 | 2020 - 2021 Average, from operational period, not whole dataset | Data not provided | Data not provided | 8.3e-05 | 2020 - 2021 Average, from operational period, not whole dataset | Data not provided | Data not provided | Data not provided | Downgradient | 6.72–7.29 | (-)0.06–0.33 | mg/L | 7.4–13.53 | °C | Data not provided | N/A | Data not provided | N/A | (-)217.8–(-)2.9 | mV | 1,850.9–4,384 | µmhos/cm | Turbidity = 4.51–100.5 | NTU | data not provided | data not provided | data not provided | data not provided | data not provided | data not provided | N/A | No groundwater comparison value | None, other than noted elsewhere | An insufficient amount of time since completion of the Pilot Study to adequately evaluate lifespan of the treatment media. The change in alkalinity can be used as an indicator of change in the ability of the media to treat selenium. Alkalinity remained relatively similar after 2 years of operation indicating that after 2 years of operation the microbially-mediated chemical reduction of selenium remains similar to the study onset. | Design had insufficient capacity to contain the flux of snow melt in addition to seep water. Soils in the area of the PRB are tight. In the future, when in an layered alluvial system, incorporate a gravel "pressure relief/effluent storage" zone on the downgradient edge to allow for increased ability to receive effluent water and/or flow onto the land surface if capacity is reached. The hydrogeological study was performed during fall low flow conditions as were the excavation and installation of the PRB bench. Additional water zones may be present during different water levels, so future design data collection should include a hydrogeological investigation in the spring to better characterize flux and water bearing zones in the aquifer during high water conditions. The PRB increased Ar, Fe, Mn and Ur due to eroded overburden material in the lenses on the walls of the excavation and from the seep and sedimentation basin sediments transferred to the PRB. Oxidizing conditions favorable to mobilization of Ur exist when ORP is above -200 mV. Bicarbonate that is likely dominant in the near neutral pH conditions in the vicinity of the PRB can enhance Ur mobility. Redox cycling from fluctuating water table can cause Ur mobilization. Heterogeneity of groundwater inflow along the trench, contact with runoff of mine materials, and microbial activity all contribute to factors affecting degree of treatment within the PRB. The incorporation of the Pilot Study into a potential remedy for the Pedro Creek Sub-Basin, at its current scale and in absence of other actions, may require some modifications to facilitate handling of high spring inflows and additional treatment to address the transport of released uranium into the shallow groundwater and surface water. | Operation and maintenance cost, including remote monitoring (e.g., transducers, telemetry, and cameras) and performance monitoring (e.g., sampling, analysis, and reporting), ranges between $20,000 to $40,000 per month. The capital cost for the construction of the PRB and STC was approximately $1.2M including the media, trenching, infiltration gallery, cover, and stormwater controls, or roughly $180/cubic yard of reactive media (1,200 cubic yards for the PRB and 5,500 cubic yards for the STC). | System is seep treatment cell effluent to PRB. Treatment media: 50% granular support media, 12.5% chopped alfalfa hay, 37.5% woodchips/shavings. Average hydraulic conductivity of 8.8-116.2 ft/day in the media. Trench excavated to dry, silty-clay, weathered Dinwoody Formation material to prevent groundwater flow from bypassing under the PRB. Eroded overburden was encountered. Media placed to a depth of 2 ft bgs, covered by non-woven geotextile and 2 ft of Dinwoody Formation material. Infiltration gallery was constructed upgradient to the PRB, and overburden was encountered. Infiltration gallery was overexcavated and compacted Dinwoody Formation materials were used on the base and sidewalls to reduce water contact with the overburden. It was backfilled with coarse drain rock and covered with non-woven geotextile and Dinwoody Formation material. PRB is relatively easy to implement with readily available material and equipment but using the technology to treat seeps or shallow groundwater in close proximity to overburden disposal piles should be approached with caution. The presence of run-of-mine shales in and around excavations contributes to mobilization of unwanted constituents (e.g. arsenic, uranium) | The objectives for the Pilot Study are consistent with the preliminary Remedial Action Objectives (RAOs) for groundwater remedies at Conda. Based on observations from the 2019 and 2020 monitoring, modifications were made to the Pilot Study in fall of 2020. In coordination with the Agencies, it was decided that the modification will require further monitoring in 2021 to fully meet the Pilot Study objectives. 2018-2019 start up period had differing conditions from 2020-2021, and the conditions were not considered representative of long term trends, but reflect the capability of the media to rapidly reach redox and geochemical conditions that facilitate microbially mediated reduction. 2020-2021 are operational conditions. The treatment media contributes to total Ar, Fe and Mn concentrations above the MCLs and drinking water standards. Data indicate that the treatment media in the Seep Treatment Cell and PRB is capable of treating water entering the system with total Se concentrations as high as 6.87 mg/L as well as total Cd concentrations up to 0.00847 mg/L to levels below their respective MCLs. | None, other than those presented elsewhere | ND = Non detect, value 0.00006 mg/l; GW-61-MA to GM-60-MA is the upgradient to downgradient well pair in the northern flow path. Data collection for upgradient/downgradient wells is in some instances shifted by a day. Flow rate is the range of hydraulic conductivity along the preferential flow pathways.
Final Treatability Study Findings Report Field-Scale Permeable Reactive Barrier Pilot Study Conda/Woodall Mountain Mine | Conda/Woodall Mountain Mine | IDN001002862 | N/A | N/A | GM-60-MA | Former mining site | Permeable reactive barrier (PRB) with seep treatment cell pre-treatment | Passive | Permeable reactive barrier (PRB) | Pre-treatment | Overburden pile in the headwaters areas of Pedro Creek | Y | PRB with pre-treatment | Specific technologies not specified. PRB is chemical and microbially mediated processes that reduce selenate to selenite and then selenium. Treatment media includes a carbon source (i.e. woodchips), alfalfa hay, and inert sand. Seep treatment cell is pre-treatment cell with treatment media. | Access to the groundwater table is needed. Trench excavated through water-bearing zones of alluvial deposits and into underlying weathered bedrock. | Pilot | 2018-2021, modifications made in 2019 to address seepage | Cadmium | Cd, total | mg/L | N | N/A | [9 empty] | 0.00017 | 0.00017 | 0 | 0 | 2020 - 2021 Average, from operational period, not whole dataset | Data not provided | Data not provided | 0.00118 | 2020 - 2021 Average, from operational period, not whole dataset | Data not provided | Data not provided | Data not provided | Downgradient | 7.29 | 0.1 | mg/L | 11.98 | °C | Data not provided | N/A | Data not provided | N/A | -111 | mV | 1898.7 | µmhos/cm | Turbidity = 11.96 | NTU | data not provided | data not provided | data not provided | data not provided | data not provided | data not provided | Y | Groundwater Comparison value: EPA MCL 0.005 mg/L Assessment of treatment goals based on well-specific averages for 2020-2021 | None, other than noted elsewhere | An insufficient amount of time since completion of the Pilot Study to adequately evaluate lifespan of the treatment media. The change in alkalinity can be used as an indicator of change in the ability of the media to treat selenium. Alkalinity remained relatively similar after 2 years of operation indicating that after 2 years of operation the microbially-mediated chemical reduction of selenium remains similar to the study onset. | Design had insufficient capacity to contain the flux of snow melt in addition to seep water. Soils in the area of the PRB are tight. In the future, when in an layered alluvial system, incorporate a gravel "pressure relief/effluent storage" zone on the downgradient edge to allow for increased ability to receive effluent water and/or flow onto the land surface if capacity is reached. The hydrogeological study was performed during fall low flow conditions as were the excavation and installation of the PRB bench. Additional water zones may be present during different water levels, so future design data collection should include a hydrogeological investigation in the spring to better characterize flux and water bearing zones in the aquifer during high water conditions. The PRB increased Ar, Fe, Mn and Ur due to eroded overburden material in the lenses on the walls of the excavation and from the seep and sedimentation basin sediments transferred to the PRB. Oxidizing conditions favorable to mobilization of Ur exist when ORP is above -200 mV. Bicarbonate that is likely dominant in the near neutral pH conditions in the vicinity of the PRB can enhance Ur mobility. Redox cycling from fluctuating water table can cause Ur mobilization. Heterogeneity of groundwater inflow along the trench, contact with runoff of mine materials, and microbial activity all contribute to factors affecting degree of treatment within the PRB. The incorporation of the Pilot Study into a potential remedy for the Pedro Creek Sub-Basin, at its current scale and in absence of other actions, may require some modifications to facilitate handling of high spring inflows and additional treatment to address the transport of released uranium into the shallow groundwater and surface water. | Operation and maintenance cost, including remote monitoring (e.g., transducers, telemetry, and cameras) and performance monitoring (e.g., sampling, analysis, and reporting), ranges between $20,000 to $40,000 per month. The capital cost for the construction of the PRB and STC was approximately $1.2M including the media, trenching, infiltration gallery, cover, and stormwater controls, or roughly $180/cubic yard of reactive media (1,200 cubic yards for the PRB and 5,500 cubic yards for the STC). | System is seep treatment cell effluent to PRB. Treatment media: 50% granular support media, 12.5% chopped alfalfa hay, 37.5% woodchips/shavings. Average hydraulic conductivity of 8.8-116.2 ft/day in the media. Trench excavated to dry, silty-clay, weathered Dinwoody Formation material to prevent groundwater flow from bypassing under the PRB. Eroded overburden was encountered. Media placed to a depth of 2 ft bgs, covered by non-woven geotextile and 2 ft of Dinwoody Formation material. Infiltration gallery was constructed upgradient to the PRB, and overburden was encountered. Infiltration gallery was overexcavated and compacted Dinwoody Formation materials were used on the base and sidewalls to reduce water contact with the overburden. It was backfilled with coarse drain rock and covered with non-woven geotextile and Dinwoody Formation material. PRB is relatively easy to implement with readily available material and equipment but using the technology to treat seeps or shallow groundwater in close proximity to overburden disposal piles should be approached with caution. The presence of run-of-mine shales in and around excavations contributes to mobilization of unwanted constituents (e.g. arsenic, uranium) | The objectives for the Pilot Study are consistent with the preliminary Remedial Action Objectives (RAOs) for groundwater remedies at Conda. Based on observations from the 2019 and 2020 monitoring, modifications were made to the Pilot Study in fall of 2020. In coordination with the Agencies, it was decided that the modification will require further monitoring in 2021 to fully meet the Pilot Study objectives. 2018-2019 start up period had differing conditions from 2020-2021, and the conditions were not considered representative of long term trends, but reflect the capability of the media to rapidly reach redox and geochemical conditions that facilitate microbially mediated reduction. 2020-2021 are operational conditions. The treatment media contributes to total Ar, Fe and Mn concentrations above the MCLs and drinking water standards. Data indicate that the treatment media in the Seep Treatment Cell and PRB is capable of treating water entering the system with total Se concentrations as high as 6.87 mg/L as well as total Cd concentrations up to 0.00847 mg/L to levels below their respective MCLs. | None, other than those presented elsewhere | GW-61-MA to GM-60-MA is the upgradient to downgradient well pair in the northern flow path. Data collection for upgradient/downgradient wells is in some instances shifted by a day. Flow rate is the range of hydraulic conductivity along the preferential flow pathways.
Final Treatability Study Findings Report Field-Scale Permeable Reactive Barrier Pilot Study Conda/Woodall Mountain Mine | Conda/Woodall Mountain Mine | IDN001002862 | N/A | N/A | GM-61-MA | Former mining site | Permeable reactive barrier (PRB) with seep treatment cell pre-treatment | Passive | Permeable reactive barrier (PRB) | Pre-treatment | Overburden pile in the headwaters areas of Pedro Creek | Y | PRB with pre-treatment | Specific technologies not specified. PRB is chemical and microbially mediated processes that reduce selenate to selenite and then selenium. Treatment media includes a carbon source (i.e. woodchips), alfalfa hay, and inert sand. Seep treatment cell is pre-treatment cell with treatment media. | Access to the groundwater table is needed. Trench excavated through water-bearing zones of alluvial deposits and into underlying weathered bedrock. | Pilot | 2018-2021, modifications made in 2019 to address seepage | Chromium | Cr, dissolved | mg/L | N | N/A | 0.0028 | 0.00219–0.00449 | (-)60.4 - 21.8 | [9 empty] | 0.002 | 2020 - 2021 Average, from operational period, not whole dataset | Data not provided | Data not provided | 0.002 | 2020 - 2021 Average, from operational period, not whole dataset | Data not provided | Data not provided | Data not provided | Upgradient | 6.64–6.71 | 2.14–6.29 | mg/L | 7.31–8.5 | °C | Data not provided | N/A | Data not provided | N/A | 3.2–75.2 | mV | 1,330–1,372.6 | µmhos/cm | Turbidity = 5.56 | NTU | data not provided | data not provided | data not provided | data not provided | data not provided | data not provided | N/A | No groundwater comparison value | None, other than noted elsewhere | An insufficient amount of time since completion of the Pilot Study to adequately evaluate lifespan of the treatment media. The change in alkalinity can be used as an indicator of change in the ability of the media to treat selenium. Alkalinity remained relatively similar after 2 years of operation indicating that after 2 years of operation the microbially-mediated chemical reduction of selenium remains similar to the study onset. | Design had insufficient capacity to contain the flux of snow melt in addition to seep water. Soils in the area of the PRB are tight. In the future, when in an layered alluvial system, incorporate a gravel "pressure relief/effluent storage" zone on the downgradient edge to allow for increased ability to receive effluent water and/or flow onto the land surface if capacity is reached. The hydrogeological study was performed during fall low flow conditions as were the excavation and installation of the PRB bench. Additional water zones may be present during different water levels, so future design data collection should include a hydrogeological investigation in the spring to better characterize flux and water bearing zones in the aquifer during high water conditions. The PRB increased Ar, Fe, Mn and Ur due to eroded overburden material in the lenses on the walls of the excavation and from the seep and sedimentation basin sediments transferred to the PRB. Oxidizing conditions favorable to mobilization of Ur exist when ORP is above -200 mV. Bicarbonate that is likely dominant in the near neutral pH conditions in the vicinity of the PRB can enhance Ur mobility. Redox cycling from fluctuating water table can cause Ur mobilization. Heterogeneity of groundwater inflow along the trench, contact with runoff of mine materials, and microbial activity all contribute to factors affecting degree of treatment within the PRB. The incorporation of the Pilot Study into a potential remedy for the Pedro Creek Sub-Basin, at its current scale and in absence of other actions, may require some modifications to facilitate handling of high spring inflows and additional treatment to address the transport of released uranium into the shallow groundwater and surface water. | Operation and maintenance cost, including remote monitoring (e.g., transducers, telemetry, and cameras) and performance monitoring (e.g., sampling, analysis, and reporting), ranges between $20,000 to $40,000 per month. The capital cost for the construction of the PRB and STC was approximately $1.2M including the media, trenching, infiltration gallery, cover, and stormwater controls, or roughly $180/cubic yard of reactive media (1,200 cubic yards for the PRB and 5,500 cubic yards for the STC). | System is seep treatment cell effluent to PRB. Treatment media: 50% granular support media, 12.5% chopped alfalfa hay, 37.5% woodchips/shavings. Average hydraulic conductivity of 8.8-116.2 ft/day in the media. Trench excavated to dry, silty-clay, weathered Dinwoody Formation material to prevent groundwater flow from bypassing under the PRB. Eroded overburden was encountered. Media placed to a depth of 2 ft bgs, covered by non-woven geotextile and 2 ft of Dinwoody Formation material. Infiltration gallery was constructed upgradient to the PRB, and overburden was encountered. Infiltration gallery was overexcavated and compacted Dinwoody Formation materials were used on the base and sidewalls to reduce water contact with the overburden. It was backfilled with coarse drain rock and covered with non-woven geotextile and Dinwoody Formation material. PRB is relatively easy to implement with readily available material and equipment but using the technology to treat seeps or shallow groundwater in close proximity to overburden disposal piles should be approached with caution. The presence of run-of-mine shales in and around excavations contributes to mobilization of unwanted constituents (e.g. arsenic, uranium) | The objectives for the Pilot Study are consistent with the preliminary Remedial Action Objectives (RAOs) for groundwater remedies at Conda. Based on observations from the 2019 and 2020 monitoring, modifications were made to the Pilot Study in fall of 2020. In coordination with the Agencies, it was decided that the modification will require further monitoring in 2021 to fully meet the Pilot Study objectives. 2018-2019 start up period had differing conditions from 2020-2021, and the conditions were not considered representative of long term trends, but reflect the capability of the media to rapidly reach redox and geochemical conditions that facilitate microbially mediated reduction. 2020-2021 are operational conditions. The treatment media contributes to total Ar, Fe and Mn concentrations above the MCLs and drinking water standards. Data indicate that the treatment media in the Seep Treatment Cell and PRB is capable of treating water entering the system with total Se concentrations as high as 6.87 mg/L as well as total Cd concentrations up to 0.00847 mg/L to levels below their respective MCLs. | None, other than those presented elsewhere | GW-61-MA to GM-60-MA is the upgradient to downgradient well pair in the northern flow path. Data collection for upgradient/downgradient wells is in some instances shifted by a day. Flow rate is the range of hydraulic conductivity along the preferential flow pathways.
Final Treatability Study Findings Report Field-Scale Permeable Reactive Barrier Pilot Study Conda/Woodall Mountain Mine | Conda/Woodall Mountain Mine | IDN001002862 | N/A | N/A | GM-61-MA | Former mining site | Permeable reactive barrier (PRB) with seep treatment cell pre-treatment | Passive | Permeable reactive barrier (PRB) | Pre-treatment | Overburden pile in the headwaters areas of Pedro Creek | Y | PRB with pre-treatment | Specific technologies not specified. PRB is chemical and microbially mediated processes that reduce selenate to selenite and then selenium. Treatment media includes a carbon source (i.e. woodchips), alfalfa hay, and inert sand. Seep treatment cell is pre-treatment cell with treatment media. | Access to the groundwater table is needed. Trench excavated through water-bearing zones of alluvial deposits and into underlying weathered bedrock. | Pilot | 2018-2021, modifications made in 2019 to address seepage | Chromium | Cr, total | mg/L | N | N/A | 0.0039 | ND | 74.359 | [9 empty] | 0.002 | 2020 - 2021 Average, from operational period, not whole dataset | Data not provided | Data not provided | 0.002 | 2020 - 2021 Average, from operational period, not whole dataset | Data not provided | Data not provided | Data not provided | Upgradient | 6.71 | 2.14 | mg/L | 8.5 | °C | Data not provided | N/A | Data not provided | N/A | 75.2 | mV | 1330 | µmhos/cm | None | N/A | data not provided | data not provided | data not provided | data not provided | data not provided | data not provided | Y | Groundwater Comparison value: U.S. EPA MCL 0.1 mg/L Assessment of treatment goals based on well-specific averages for 2020-2021 | None, other than noted elsewhere | An insufficient amount of time since completion of the Pilot Study to adequately evaluate lifespan of the treatment media. The change in alkalinity can be used as an indicator of change in the ability of the media to treat selenium. Alkalinity remained relatively similar after 2 years of operation indicating that after 2 years of operation the microbially-mediated chemical reduction of selenium remains similar to the study onset. | Design had insufficient capacity to contain the flux of snow melt in addition to seep water. Soils in the area of the PRB are tight. In the future, when in an layered alluvial system, incorporate a gravel "pressure relief/effluent storage" zone on the downgradient edge to allow for increased ability to receive effluent water and/or flow onto the land surface if capacity is reached. The hydrogeological study was performed during fall low flow conditions as were the excavation and installation of the PRB bench. Additional water zones may be present during different water levels, so future design data collection should include a hydrogeological investigation in the spring to better characterize flux and water bearing zones in the aquifer during high water conditions. The PRB increased Ar, Fe, Mn and Ur due to eroded overburden material in the lenses on the walls of the excavation and from the seep and sedimentation basin sediments transferred to the PRB. Oxidizing conditions favorable to mobilization of Ur exist when ORP is above -200 mV. Bicarbonate that is likely dominant in the near neutral pH conditions in the vicinity of the PRB can enhance Ur mobility. Redox cycling from fluctuating water table can cause Ur mobilization. Heterogeneity of groundwater inflow along the trench, contact with runoff of mine materials, and microbial activity all contribute to factors affecting degree of treatment within the PRB. The incorporation of the Pilot Study into a potential remedy for the Pedro Creek Sub-Basin, at its current scale and in absence of other actions, may require some modifications to facilitate handling of high spring inflows and additional treatment to address the transport of released uranium into the shallow groundwater and surface water. | Operation and maintenance cost, including remote monitoring (e.g., transducers, telemetry, and cameras) and performance monitoring (e.g., sampling, analysis, and reporting), ranges between $20,000 to $40,000 per month. The capital cost for the construction of the PRB and STC was approximately $1.2M including the media, trenching, infiltration gallery, cover, and stormwater controls, or roughly $180/cubic yard of reactive media (1,200 cubic yards for the PRB and 5,500 cubic yards for the STC). | System is seep treatment cell effluent to PRB. Treatment media: 50% granular support media, 12.5% chopped alfalfa hay, 37.5% woodchips/shavings. Average hydraulic conductivity of 8.8-116.2 ft/day in the media. Trench excavated to dry, silty-clay, weathered Dinwoody Formation material to prevent groundwater flow from bypassing under the PRB. Eroded overburden was encountered. Media placed to a depth of 2 ft bgs, covered by non-woven geotextile and 2 ft of Dinwoody Formation material. Infiltration gallery was constructed upgradient to the PRB, and overburden was encountered. Infiltration gallery was overexcavated and compacted Dinwoody Formation materials were used on the base and sidewalls to reduce water contact with the overburden. It was backfilled with coarse drain rock and covered with non-woven geotextile and Dinwoody Formation material. PRB is relatively easy to implement with readily available material and equipment but using the technology to treat seeps or shallow groundwater in close proximity to overburden disposal piles should be approached with caution. The presence of run-of-mine shales in and around excavations contributes to mobilization of unwanted constituents (e.g. arsenic, uranium) | The objectives for the Pilot Study are consistent with the preliminary Remedial Action Objectives (RAOs) for groundwater remedies at Conda. Based on observations from the 2019 and 2020 monitoring, modifications were made to the Pilot Study in fall of 2020. In coordination with the Agencies, it was decided that the modification will require further monitoring in 2021 to fully meet the Pilot Study objectives. 2018-2019 start up period had differing conditions from 2020-2021, and the conditions were not considered representative of long term trends, but reflect the capability of the media to rapidly reach redox and geochemical conditions that facilitate microbially mediated reduction. 2020-2021 are operational conditions. The treatment media contributes to total Ar, Fe and Mn concentrations above the MCLs and drinking water standards. Data indicate that the treatment media in the Seep Treatment Cell and PRB is capable of treating water entering the system with total Se concentrations as high as 6.87 mg/L as well as total Cd concentrations up to 0.00847 mg/L to levels below their respective MCLs. | None, other than those presented elsewhere | ND = Non detect. ND value is 0.002 mg/L. GW-61-MA to GM-60-MA is the upgradient to downgradient well pair in the northern flow path. Data collection for upgradient/downgradient wells is in some instances shifted by a day. Flow rate is the range of hydraulic conductivity along the preferential flow pathways.
Final Treatability Study Findings Report Field-Scale Permeable Reactive Barrier Pilot Study Conda/Woodall Mountain Mine | Conda/Woodall Mountain Mine | IDN001002862 | N/A | N/A | GM-61-MA | Former mining site | Permeable reactive barrier (PRB) with seep treatment cell pre-treatment | Passive | Permeable reactive barrier (PRB) | Pre-treatment | Overburden pile in the headwaters areas of Pedro Creek | Y | PRB with pre-treatment | Specific technologies not specified. PRB is chemical and microbially mediated processes that reduce selenate to selenite and then selenium. Treatment media includes a carbon source (i.e. woodchips), alfalfa hay, and inert sand. Seep treatment cell is pre-treatment cell with treatment media. | Access to the groundwater table is needed. Trench excavated through water-bearing zones of alluvial deposits and into underlying weathered bedrock. | Pilot | 2018-2021, modifications made in 2019 to address seepage | Chromium | Cr, dissolved | mg/L | N | N/A |  |  |  | ND | ND–0.0069 | Not Applicable | [6 empty] | 0.002 | 2020 - 2021 Average, from operational period, not whole dataset | Data not provided | Data not provided | 0.002 | 2020 - 2021 Average, from operational period, not whole dataset | Data not provided | Data not provided | Data not provided | Upgradient | 6.76–7.41 | (-)0.03–5.77 | mg/L | 6.44–12.12 | °C | Data not provided | N/A | Data not provided | N/A | (-)226.6–240.5 | mV | 1,214.8–1,611.2 | µmhos/cm | Turbidity = 0.69–11.57 | NTU | data not provided | data not provided | data not provided | data not provided | data not provided | data not provided | N/A | No groundwater comparison value | None, other than noted elsewhere | An insufficient amount of time since completion of the Pilot Study to adequately evaluate lifespan of the treatment media. The change in alkalinity can be used as an indicator of change in the ability of the media to treat selenium. Alkalinity remained relatively similar after 2 years of operation indicating that after 2 years of operation the microbially-mediated chemical reduction of selenium remains similar to the study onset. | Design had insufficient capacity to contain the flux of snow melt in addition to seep water. Soils in the area of the PRB are tight. In the future, when in an layered alluvial system, incorporate a gravel "pressure relief/effluent storage" zone on the downgradient edge to allow for increased ability to receive effluent water and/or flow onto the land surface if capacity is reached. The hydrogeological study was performed during fall low flow conditions as were the excavation and installation of the PRB bench. Additional water zones may be present during different water levels, so future design data collection should include a hydrogeological investigation in the spring to better characterize flux and water bearing zones in the aquifer during high water conditions. The PRB increased Ar, Fe, Mn and Ur due to eroded overburden material in the lenses on the walls of the excavation and from the seep and sedimentation basin sediments transferred to the PRB. Oxidizing conditions favorable to mobilization of Ur exist when ORP is above -200 mV. Bicarbonate that is likely dominant in the near neutral pH conditions in the vicinity of the PRB can enhance Ur mobility. Redox cycling from fluctuating water table can cause Ur mobilization. Heterogeneity of groundwater inflow along the trench, contact with runoff of mine materials, and microbial activity all contribute to factors affecting degree of treatment within the PRB. The incorporation of the Pilot Study into a potential remedy for the Pedro Creek Sub-Basin, at its current scale and in absence of other actions, may require some modifications to facilitate handling of high spring inflows and additional treatment to address the transport of released uranium into the shallow groundwater and surface water. | Operation and maintenance cost, including remote monitoring (e.g., transducers, telemetry, and cameras) and performance monitoring (e.g., sampling, analysis, and reporting), ranges between $20,000 to $40,000 per month. The capital cost for the construction of the PRB and STC was approximately $1.2M including the media, trenching, infiltration gallery, cover, and stormwater controls, or roughly $180/cubic yard of reactive media (1,200 cubic yards for the PRB and 5,500 cubic yards for the STC). | System is seep treatment cell effluent to PRB. Treatment media: 50% granular support media, 12.5% chopped alfalfa hay, 37.5% woodchips/shavings. Average hydraulic conductivity of 8.8-116.2 ft/day in the media. Trench excavated to dry, silty-clay, weathered Dinwoody Formation material to prevent groundwater flow from bypassing under the PRB. Eroded overburden was encountered. Media placed to a depth of 2 ft bgs, covered by non-woven geotextile and 2 ft of Dinwoody Formation material. Infiltration gallery was constructed upgradient to the PRB, and overburden was encountered. Infiltration gallery was overexcavated and compacted Dinwoody Formation materials were used on the base and sidewalls to reduce water contact with the overburden. It was backfilled with coarse drain rock and covered with non-woven geotextile and Dinwoody Formation material. PRB is relatively easy to implement with readily available material and equipment but using the technology to treat seeps or shallow groundwater in close proximity to overburden disposal piles should be approached with caution. The presence of run-of-mine shales in and around excavations contributes to mobilization of unwanted constituents (e.g. arsenic, uranium) | The objectives for the Pilot Study are consistent with the preliminary Remedial Action Objectives (RAOs) for groundwater remedies at Conda. Based on observations from the 2019 and 2020 monitoring, modifications were made to the Pilot Study in fall of 2020. In coordination with the Agencies, it was decided that the modification will require further monitoring in 2021 to fully meet the Pilot Study objectives. 2018-2019 start up period had differing conditions from 2020-2021, and the conditions were not considered representative of long term trends, but reflect the capability of the media to rapidly reach redox and geochemical conditions that facilitate microbially mediated reduction. 2020-2021 are operational conditions. The treatment media contributes to total Ar, Fe and Mn concentrations above the MCLs and drinking water standards. Data indicate that the treatment media in the Seep Treatment Cell and PRB is capable of treating water entering the system with total Se concentrations as high as 6.87 mg/L as well as total Cd concentrations up to 0.00847 mg/L to levels below their respective MCLs. | None, other than those presented elsewhere | ND = non detect, ND value is 0.002 mg/L; GW-61-MA to GM-60-MA is the upgradient to downgradient well pair in the northern flow path. Data collection for upgradient/downgradient wells is in some instances shifted by a day. Flow rate is the range of hydraulic conductivity along the preferential flow pathways.
Final Treatability Study Findings Report Field-Scale Permeable Reactive Barrier Pilot Study Conda/Woodall Mountain Mine | Conda/Woodall Mountain Mine | IDN001002862 | N/A | N/A | GM-61-MA | Former mining site | Permeable reactive barrier (PRB) with seep treatment cell pre-treatment | Passive | Permeable reactive barrier (PRB) | Pre-treatment | Overburden pile in the headwaters areas of Pedro Creek | Y | PRB with pre-treatment | Specific technologies not specified. PRB is chemical and microbially mediated processes that reduce selenate to selenite and then selenium. Treatment media includes a carbon source (i.e. woodchips), alfalfa hay, and inert sand. Seep treatment cell is pre-treatment cell with treatment media. | Access to the groundwater table is needed. Trench excavated through water-bearing zones of alluvial deposits and into underlying weathered bedrock. | Pilot | 2018-2021, modifications made in 2019 to address seepage | Chromium | Cr, total | mg/L | N | N/A |  |  |  | ND | ND–0.0051 | Not Applicable | [6 empty] | 0.002 | 2020 - 2021 Average, from operational period, not whole dataset | Data not provided | Data not provided | 0.002 | 2020 - 2021 Average, from operational period, not whole dataset | Data not provided | Data not provided | Data not provided | Upgradient | 6.64–8.21 | (-)0.03–5.17 | mg/L | 7.31–12.12 | °C | Data not provided | N/A | Data not provided | N/A | (-)226.6–240.5 | mV | 988.3–1,551 | µmhos/cm | Turbidity = 0.79–9.97 | NTU | data not provided | data not provided | data not provided | data not provided | data not provided | data not provided | Y | Groundwater Comparison value: U.S. EPA MCL 0.1 mg/L Assessment of treatment goals based on well-specific averages for 2020-2021 | None, other than noted elsewhere | An insufficient amount of time since completion of the Pilot Study to adequately evaluate lifespan of the treatment media. The change in alkalinity can be used as an indicator of change in the ability of the media to treat selenium. Alkalinity remained relatively similar after 2 years of operation indicating that after 2 years of operation the microbially-mediated chemical reduction of selenium remains similar to the study onset. | Design had insufficient capacity to contain the flux of snow melt in addition to seep water. Soils in the area of the PRB are tight. In the future, when in an layered alluvial system, incorporate a gravel "pressure relief/effluent storage" zone on the downgradient edge to allow for increased ability to receive effluent water and/or flow onto the land surface if capacity is reached. The hydrogeological study was performed during fall low flow conditions as were the excavation and installation of the PRB bench. Additional water zones may be present during different water levels, so future design data collection should include a hydrogeological investigation in the spring to better characterize flux and water bearing zones in the aquifer during high water conditions. The PRB increased Ar, Fe, Mn and Ur due to eroded overburden material in the lenses on the walls of the excavation and from the seep and sedimentation basin sediments transferred to the PRB. Oxidizing conditions favorable to mobilization of Ur exist when ORP is above -200 mV. Bicarbonate that is likely dominant in the near neutral pH conditions in the vicinity of the PRB can enhance Ur mobility. Redox cycling from fluctuating water table can cause Ur mobilization. Heterogeneity of groundwater inflow along the trench, contact with runoff of mine materials, and microbial activity all contribute to factors affecting degree of treatment within the PRB. The incorporation of the Pilot Study into a potential remedy for the Pedro Creek Sub-Basin, at its current scale and in absence of other actions, may require some modifications to facilitate handling of high spring inflows and additional treatment to address the transport of released uranium into the shallow groundwater and surface water. | Operation and maintenance cost, including remote monitoring (e.g., transducers, telemetry, and cameras) and performance monitoring (e.g., sampling, analysis, and reporting), ranges between $20,000 to $40,000 per month. The capital cost for the construction of the PRB and STC was approximately $1.2M including the media, trenching, infiltration gallery, cover, and stormwater controls, or roughly $180/cubic yard of reactive media (1,200 cubic yards for the PRB and 5,500 cubic yards for the STC). | System is seep treatment cell effluent to PRB. Treatment media: 50% granular support media, 12.5% chopped alfalfa hay, 37.5% woodchips/shavings. Average hydraulic conductivity of 8.8-116.2 ft/day in the media. Trench excavated to dry, silty-clay, weathered Dinwoody Formation material to prevent groundwater flow from bypassing under the PRB. Eroded overburden was encountered. Media placed to a depth of 2 ft bgs, covered by non-woven geotextile and 2 ft of Dinwoody Formation material. Infiltration gallery was constructed upgradient to the PRB, and overburden was encountered. Infiltration gallery was overexcavated and compacted Dinwoody Formation materials were used on the base and sidewalls to reduce water contact with the overburden. It was backfilled with coarse drain rock and covered with non-woven geotextile and Dinwoody Formation material. PRB is relatively easy to implement with readily available material and equipment but using the technology to treat seeps or shallow groundwater in close proximity to overburden disposal piles should be approached with caution. The presence of run-of-mine shales in and around excavations contributes to mobilization of unwanted constituents (e.g. arsenic, uranium) | The objectives for the Pilot Study are consistent with the preliminary Remedial Action Objectives (RAOs) for groundwater remedies at Conda. Based on observations from the 2019 and 2020 monitoring, modifications were made to the Pilot Study in fall of 2020. In coordination with the Agencies, it was decided that the modification will require further monitoring in 2021 to fully meet the Pilot Study objectives. 2018-2019 start up period had differing conditions from 2020-2021, and the conditions were not considered representative of long term trends, but reflect the capability of the media to rapidly reach redox and geochemical conditions that facilitate microbially mediated reduction. 2020-2021 are operational conditions. The treatment media contributes to total Ar, Fe and Mn concentrations above the MCLs and drinking water standards. Data indicate that the treatment media in the Seep Treatment Cell and PRB is capable of treating water entering the system with total Se concentrations as high as 6.87 mg/L as well as total Cd concentrations up to 0.00847 mg/L to levels below their respective MCLs. | None, other than those presented elsewhere | ND = non detect, ND value is 0.002 mg/L; GW-61-MA to GM-60-MA is the upgradient to downgradient well pair in the northern flow path. Data collection for upgradient/downgradient wells is in some instances shifted by a day. Flow rate is the range of hydraulic conductivity along the preferential flow pathways.
Final Treatability Study Findings Report Field-Scale Permeable Reactive Barrier Pilot Study Conda/Woodall Mountain Mine | Conda/Woodall Mountain Mine | IDN001002862 | N/A | N/A | GM-60-MA | Former mining site | Permeable reactive barrier (PRB) with seep treatment cell pre-treatment | Passive | Permeable reactive barrier (PRB) | Pre-treatment | Overburden pile in the headwaters areas of Pedro Creek | Y | PRB with pre-treatment | Specific technologies not specified. PRB is chemical and microbially mediated processes that reduce selenate to selenite and then selenium. Treatment media includes a carbon source (i.e. woodchips), alfalfa hay, and inert sand. Seep treatment cell is pre-treatment cell with treatment media. | Access to the groundwater table is needed. Trench excavated through water-bearing zones of alluvial deposits and into underlying weathered bedrock. | Pilot | 2018-2021, modifications made in 2019 to address seepage | Chromium | Cr, dissolved | mg/L | N | N/A | [6 empty] | 0.0069 | ND | Not Applicable |  |  |  | 0.002 | 2020 - 2021 Average, from operational period, not whole dataset | Data not provided | Data not provided | 0.002 | 2020 - 2021 Average, from operational period, not whole dataset | Data not provided | Data not provided | Data not provided | Downgradient | 7.11 | 0.33 | mg/L | 13.53 | °C | Data not provided | N/A | Data not provided | N/A | -2.9 | mV | 4384 | µmhos/cm | Turbidity = 100.5 | NTU | data not provided | data not provided | data not provided | data not provided | data not provided | data not provided | N/A | No groundwater comparison value | None, other than noted elsewhere | An insufficient amount of time since completion of the Pilot Study to adequately evaluate lifespan of the treatment media. The change in alkalinity can be used as an indicator of change in the ability of the media to treat selenium. Alkalinity remained relatively similar after 2 years of operation indicating that after 2 years of operation the microbially-mediated chemical reduction of selenium remains similar to the study onset. | Design had insufficient capacity to contain the flux of snow melt in addition to seep water. Soils in the area of the PRB are tight. In the future, when in an layered alluvial system, incorporate a gravel "pressure relief/effluent storage" zone on the downgradient edge to allow for increased ability to receive effluent water and/or flow onto the land surface if capacity is reached. The hydrogeological study was performed during fall low flow conditions as were the excavation and installation of the PRB bench. Additional water zones may be present during different water levels, so future design data collection should include a hydrogeological investigation in the spring to better characterize flux and water bearing zones in the aquifer during high water conditions. The PRB increased Ar, Fe, Mn and Ur due to eroded overburden material in the lenses on the walls of the excavation and from the seep and sedimentation basin sediments transferred to the PRB. Oxidizing conditions favorable to mobilization of Ur exist when ORP is above -200 mV. Bicarbonate that is likely dominant in the near neutral pH conditions in the vicinity of the PRB can enhance Ur mobility. Redox cycling from fluctuating water table can cause Ur mobilization. Heterogeneity of groundwater inflow along the trench, contact with runoff of mine materials, and microbial activity all contribute to factors affecting degree of treatment within the PRB. The incorporation of the Pilot Study into a potential remedy for the Pedro Creek Sub-Basin, at its current scale and in absence of other actions, may require some modifications to facilitate handling of high spring inflows and additional treatment to address the transport of released uranium into the shallow groundwater and surface water. | Operation and maintenance cost, including remote monitoring (e.g., transducers, telemetry, and cameras) and performance monitoring (e.g., sampling, analysis, and reporting), ranges between $20,000 to $40,000 per month. The capital cost for the construction of the PRB and STC was approximately $1.2M including the media, trenching, infiltration gallery, cover, and stormwater controls, or roughly $180/cubic yard of reactive media (1,200 cubic yards for the PRB and 5,500 cubic yards for the STC). | System is seep treatment cell effluent to PRB. Treatment media: 50% granular support media, 12.5% chopped alfalfa hay, 37.5% woodchips/shavings. Average hydraulic conductivity of 8.8-116.2 ft/day in the media. Trench excavated to dry, silty-clay, weathered Dinwoody Formation material to prevent groundwater flow from bypassing under the PRB. Eroded overburden was encountered. Media placed to a depth of 2 ft bgs, covered by non-woven geotextile and 2 ft of Dinwoody Formation material. Infiltration gallery was constructed upgradient to the PRB, and overburden was encountered. Infiltration gallery was overexcavated and compacted Dinwoody Formation materials were used on the base and sidewalls to reduce water contact with the overburden. It was backfilled with coarse drain rock and covered with non-woven geotextile and Dinwoody Formation material. PRB is relatively easy to implement with readily available material and equipment but using the technology to treat seeps or shallow groundwater in close proximity to overburden disposal piles should be approached with caution. The presence of run-of-mine shales in and around excavations contributes to mobilization of unwanted constituents (e.g. arsenic, uranium) | The objectives for the Pilot Study are consistent with the preliminary Remedial Action Objectives (RAOs) for groundwater remedies at Conda. Based on observations from the 2019 and 2020 monitoring, modifications were made to the Pilot Study in fall of 2020. In coordination with the Agencies, it was decided that the modification will require further monitoring in 2021 to fully meet the Pilot Study objectives. 2018-2019 start up period had differing conditions from 2020-2021, and the conditions were not considered representative of long term trends, but reflect the capability of the media to rapidly reach redox and geochemical conditions that facilitate microbially mediated reduction. 2020-2021 are operational conditions. The treatment media contributes to total Ar, Fe and Mn concentrations above the MCLs and drinking water standards. Data indicate that the treatment media in the Seep Treatment Cell and PRB is capable of treating water entering the system with total Se concentrations as high as 6.87 mg/L as well as total Cd concentrations up to 0.00847 mg/L to levels below their respective MCLs. | None, other than those presented elsewhere | ND = Non detect, value 0.002 mg/l; GW-61-MA to GM-60-MA is the upgradient to downgradient well pair in the northern flow path. Data collection for upgradient/downgradient wells is in some instances shifted by a day. Flow rate is the range of hydraulic conductivity along the preferential flow pathways.
Final Treatability Study Findings Report Field-Scale Permeable Reactive Barrier Pilot Study Conda/Woodall Mountain Mine | Conda/Woodall Mountain Mine | IDN001002862 | N/A | N/A | GM-60-MA | Former mining site | Permeable reactive barrier (PRB) with seep treatment cell pre-treatment | Passive | Permeable reactive barrier (PRB) | Pre-treatment | Overburden pile in the headwaters areas of Pedro Creek | Y | PRB with pre-treatment | Specific technologies not specified. PRB is chemical and microbially mediated processes that reduce selenate to selenite and then selenium. Treatment media includes a carbon source (i.e. woodchips), alfalfa hay, and inert sand. Seep treatment cell is pre-treatment cell with treatment media. | Access to the groundwater table is needed. Trench excavated through water-bearing zones of alluvial deposits and into underlying weathered bedrock. | Pilot | 2018-2021, modifications made in 2019 to address seepage | Chromium | Cr, total | mg/L | N | N/A | [6 empty] | 0.0051 | ND | Not Applicable |  |  |  | 0.002 | 2020 - 2021 Average, from operational period, not whole dataset | Data not provided | Data not provided | 0.002 | 2020 - 2021 Average, from operational period, not whole dataset | Data not provided | Data not provided | Data not provided | Downgradient | 7.25 | 0.85 | mg/L | 6.29 | °C | Data not provided | N/A | Data not provided | N/A | -224.7 | mV | 2131.9 | µmhos/cm | None | N/A | data not provided | data not provided | data not provided | data not provided | data not provided | data not provided | Y | Groundwater Comparison value: U.S. EPA MCL 0.1 mg/L Assessment of treatment goals based on well-specific averages for 2020-2021 | None, other than noted elsewhere | An insufficient amount of time since completion of the Pilot Study to adequately evaluate lifespan of the treatment media. The change in alkalinity can be used as an indicator of change in the ability of the media to treat selenium. Alkalinity remained relatively similar after 2 years of operation indicating that after 2 years of operation the microbially-mediated chemical reduction of selenium remains similar to the study onset. | Design had insufficient capacity to contain the flux of snow melt in addition to seep water. Soils in the area of the PRB are tight. In the future, when in an layered alluvial system, incorporate a gravel "pressure relief/effluent storage" zone on the downgradient edge to allow for increased ability to receive effluent water and/or flow onto the land surface if capacity is reached. The hydrogeological study was performed during fall low flow conditions as were the excavation and installation of the PRB bench. Additional water zones may be present during different water levels, so future design data collection should include a hydrogeological investigation in the spring to better characterize flux and water bearing zones in the aquifer during high water conditions. The PRB increased Ar, Fe, Mn and Ur due to eroded overburden material in the lenses on the walls of the excavation and from the seep and sedimentation basin sediments transferred to the PRB. Oxidizing conditions favorable to mobilization of Ur exist when ORP is above -200 mV. Bicarbonate that is likely dominant in the near neutral pH conditions in the vicinity of the PRB can enhance Ur mobility. Redox cycling from fluctuating water table can cause Ur mobilization. Heterogeneity of groundwater inflow along the trench, contact with runoff of mine materials, and microbial activity all contribute to factors affecting degree of treatment within the PRB. The incorporation of the Pilot Study into a potential remedy for the Pedro Creek Sub-Basin, at its current scale and in absence of other actions, may require some modifications to facilitate handling of high spring inflows and additional treatment to address the transport of released uranium into the shallow groundwater and surface water. | Operation and maintenance cost, including remote monitoring (e.g., transducers, telemetry, and cameras) and performance monitoring (e.g., sampling, analysis, and reporting), ranges between $20,000 to $40,000 per month. The capital cost for the construction of the PRB and STC was approximately $1.2M including the media, trenching, infiltration gallery, cover, and stormwater controls, or roughly $180/cubic yard of reactive media (1,200 cubic yards for the PRB and 5,500 cubic yards for the STC). | System is seep treatment cell effluent to PRB. Treatment media: 50% granular support media, 12.5% chopped alfalfa hay, 37.5% woodchips/shavings. Average hydraulic conductivity of 8.8-116.2 ft/day in the media. Trench excavated to dry, silty-clay, weathered Dinwoody Formation material to prevent groundwater flow from bypassing under the PRB. Eroded overburden was encountered. Media placed to a depth of 2 ft bgs, covered by non-woven geotextile and 2 ft of Dinwoody Formation material. Infiltration gallery was constructed upgradient to the PRB, and overburden was encountered. Infiltration gallery was overexcavated and compacted Dinwoody Formation materials were used on the base and sidewalls to reduce water contact with the overburden. It was backfilled with coarse drain rock and covered with non-woven geotextile and Dinwoody Formation material. PRB is relatively easy to implement with readily available material and equipment but using the technology to treat seeps or shallow groundwater in close proximity to overburden disposal piles should be approached with caution. The presence of run-of-mine shales in and around excavations contributes to mobilization of unwanted constituents (e.g. arsenic, uranium) | The objectives for the Pilot Study are consistent with the preliminary Remedial Action Objectives (RAOs) for groundwater remedies at Conda. Based on observations from the 2019 and 2020 monitoring, modifications were made to the Pilot Study in fall of 2020. In coordination with the Agencies, it was decided that the modification will require further monitoring in 2021 to fully meet the Pilot Study objectives. 2018-2019 start up period had differing conditions from 2020-2021, and the conditions were not considered representative of long term trends, but reflect the capability of the media to rapidly reach redox and geochemical conditions that facilitate microbially mediated reduction. 2020-2021 are operational conditions. The treatment media contributes to total Ar, Fe and Mn concentrations above the MCLs and drinking water standards. Data indicate that the treatment media in the Seep Treatment Cell and PRB is capable of treating water entering the system with total Se concentrations as high as 6.87 mg/L as well as total Cd concentrations up to 0.00847 mg/L to levels below their respective MCLs. | None, other than those presented elsewhere | ND = Non detect, value 0.002 mg/l; GW-61-MA to GM-60-MA is the upgradient to downgradient well pair in the northern flow path. Data collection for upgradient/downgradient wells is in some instances shifted by a day. Flow rate is the range of hydraulic conductivity along the preferential flow pathways.
Final Treatability Study Findings Report Field-Scale Permeable Reactive Barrier Pilot Study Conda/Woodall Mountain Mine | Conda/Woodall Mountain Mine | IDN001002862 | N/A | N/A | GM-60-MA | Former mining site | Permeable reactive barrier (PRB) with seep treatment cell pre-treatment | Passive | Permeable reactive barrier (PRB) | Pre-treatment | Overburden pile in the headwaters areas of Pedro Creek | Y | PRB with pre-treatment | Specific technologies not specified. PRB is chemical and microbially mediated processes that reduce selenate to selenite and then selenium. Treatment media includes a carbon source (i.e. woodchips), alfalfa hay, and inert sand. Seep treatment cell is pre-treatment cell with treatment media. | Access to the groundwater table is needed. Trench excavated through water-bearing zones of alluvial deposits and into underlying weathered bedrock. | Pilot | 2018-2021, modifications made in 2019 to address seepage | Chromium | Cr, dissolved | mg/L | N | N/A | [9 empty] | ND | ND–0.0028 | Not Applicable | 0.002 | 2020 - 2021 Average, from operational period, not whole dataset | Data not provided | Data not provided | 0.002 | 2020 - 2021 Average, from operational period, not whole dataset | Data not provided | Data not provided | Data not provided | Downgradient | 6.63–7.41 | (-)0.06–0.44 | mg/L | 5.81–13.43 | °C | Data not provided | N/A | Data not provided | N/A | (-)224.7–75.4 | mV | 800–2,896.3 | µmhos/cm | Turbidity = 4.51–89 | NTU | data not provided | data not provided | data not provided | data not provided | data not provided | data not provided | N/A | No groundwater comparison value | None, other than noted elsewhere | An insufficient amount of time since completion of the Pilot Study to adequately evaluate lifespan of the treatment media. The change in alkalinity can be used as an indicator of change in the ability of the media to treat selenium. Alkalinity remained relatively similar after 2 years of operation indicating that after 2 years of operation the microbially-mediated chemical reduction of selenium remains similar to the study onset. | Design had insufficient capacity to contain the flux of snow melt in addition to seep water. Soils in the area of the PRB are tight. In the future, when in an layered alluvial system, incorporate a gravel "pressure relief/effluent storage" zone on the downgradient edge to allow for increased ability to receive effluent water and/or flow onto the land surface if capacity is reached. The hydrogeological study was performed during fall low flow conditions as were the excavation and installation of the PRB bench. Additional water zones may be present during different water levels, so future design data collection should include a hydrogeological investigation in the spring to better characterize flux and water bearing zones in the aquifer during high water conditions. The PRB increased Ar, Fe, Mn and Ur due to eroded overburden material in the lenses on the walls of the excavation and from the seep and sedimentation basin sediments transferred to the PRB. Oxidizing conditions favorable to mobilization of Ur exist when ORP is above -200 mV. Bicarbonate that is likely dominant in the near neutral pH conditions in the vicinity of the PRB can enhance Ur mobility. Redox cycling from fluctuating water table can cause Ur mobilization. Heterogeneity of groundwater inflow along the trench, contact with runoff of mine materials, and microbial activity all contribute to factors affecting degree of treatment within the PRB. The incorporation of the Pilot Study into a potential remedy for the Pedro Creek Sub-Basin, at its current scale and in absence of other actions, may require some modifications to facilitate handling of high spring inflows and additional treatment to address the transport of released uranium into the shallow groundwater and surface water. | Operation and maintenance cost, including remote monitoring (e.g., transducers, telemetry, and cameras) and performance monitoring (e.g., sampling, analysis, and reporting), ranges between $20,000 to $40,000 per month. The capital cost for the construction of the PRB and STC was approximately $1.2M including the media, trenching, infiltration gallery, cover, and stormwater controls, or roughly $180/cubic yard of reactive media (1,200 cubic yards for the PRB and 5,500 cubic yards for the STC). | System is seep treatment cell effluent to PRB. Treatment media: 50% granular support media, 12.5% chopped alfalfa hay, 37.5% woodchips/shavings. Average hydraulic conductivity of 8.8-116.2 ft/day in the media. Trench excavated to dry, silty-clay, weathered Dinwoody Formation material to prevent groundwater flow from bypassing under the PRB. Eroded overburden was encountered. Media placed to a depth of 2 ft bgs, covered by non-woven geotextile and 2 ft of Dinwoody Formation material. Infiltration gallery was constructed upgradient to the PRB, and overburden was encountered. Infiltration gallery was overexcavated and compacted Dinwoody Formation materials were used on the base and sidewalls to reduce water contact with the overburden. It was backfilled with coarse drain rock and covered with non-woven geotextile and Dinwoody Formation material. PRB is relatively easy to implement with readily available material and equipment but using the technology to treat seeps or shallow groundwater in close proximity to overburden disposal piles should be approached with caution. The presence of run-of-mine shales in and around excavations contributes to mobilization of unwanted constituents (e.g. arsenic, uranium) | The objectives for the Pilot Study are consistent with the preliminary Remedial Action Objectives (RAOs) for groundwater remedies at Conda. Based on observations from the 2019 and 2020 monitoring, modifications were made to the Pilot Study in fall of 2020. In coordination with the Agencies, it was decided that the modification will require further monitoring in 2021 to fully meet the Pilot Study objectives. 2018-2019 start up period had differing conditions from 2020-2021, and the conditions were not considered representative of long term trends, but reflect the capability of the media to rapidly reach redox and geochemical conditions that facilitate microbially mediated reduction. 2020-2021 are operational conditions. The treatment media contributes to total Ar, Fe and Mn concentrations above the MCLs and drinking water standards. Data indicate that the treatment media in the Seep Treatment Cell and PRB is capable of treating water entering the system with total Se concentrations as high as 6.87 mg/L as well as total Cd concentrations up to 0.00847 mg/L to levels below their respective MCLs. | None, other than those presented elsewhere | ND = Non detect, value 0.002 mg/l; GW-61-MA to GM-60-MA is the upgradient to downgradient well pair in the northern flow path. Data collection for upgradient/downgradient wells is in some instances shifted by a day. Flow rate is the range of hydraulic conductivity along the preferential flow pathways.
Final Treatability Study Findings Report Field-Scale Permeable Reactive Barrier Pilot Study Conda/Woodall Mountain Mine | Conda/Woodall Mountain Mine | IDN001002862 | N/A | N/A | GM-60-MA | Former mining site | Permeable reactive barrier (PRB) with seep treatment cell pre-treatment | Passive | Permeable reactive barrier (PRB) | Pre-treatment | Overburden pile in the headwaters areas of Pedro Creek | Y | PRB with pre-treatment | Specific technologies not specified. PRB is chemical and microbially mediated processes that reduce selenate to selenite and then selenium. Treatment media includes a carbon source (i.e. woodchips), alfalfa hay, and inert sand. Seep treatment cell is pre-treatment cell with treatment media. | Access to the groundwater table is needed. Trench excavated through water-bearing zones of alluvial deposits and into underlying weathered bedrock. | Pilot | 2018-2021, modifications made in 2019 to address seepage | Chromium | Cr, total | mg/L | N | N/A | [9 empty] | ND | ND–0.0039 | Not Applicable | 0.002 | 2020 - 2021 Average, from operational period, not whole dataset | Data not provided | Data not provided | 0.002 | 2020 - 2021 Average, from operational period, not whole dataset | Data not provided | Data not provided | Data not provided | Downgradient | 6.63–7.07 | (-)0.06–6.26 | mg/L | 4.96–13.43 | °C | Data not provided | N/A | Data not provided | N/A | (-)217.8–(-)16.9 | mV | 800–2,779 | µmhos/cm | Turbidity = 4.51–89 | NTU | data not provided | data not provided | data not provided | data not provided | data not provided | data not provided | Y | Groundwater Comparison value: U.S. EPA MCL 0.1 mg/L Assessment of treatment goals based on well-specific averages for 2020-2021 | None, other than noted elsewhere | An insufficient amount of time since completion of the Pilot Study to adequately evaluate lifespan of the treatment media. The change in alkalinity can be used as an indicator of change in the ability of the media to treat selenium. Alkalinity remained relatively similar after 2 years of operation indicating that after 2 years of operation the microbially-mediated chemical reduction of selenium remains similar to the study onset. | Design had insufficient capacity to contain the flux of snow melt in addition to seep water. Soils in the area of the PRB are tight. In the future, when in an layered alluvial system, incorporate a gravel "pressure relief/effluent storage" zone on the downgradient edge to allow for increased ability to receive effluent water and/or flow onto the land surface if capacity is reached. The hydrogeological study was performed during fall low flow conditions as were the excavation and installation of the PRB bench. Additional water zones may be present during different water levels, so future design data collection should include a hydrogeological investigation in the spring to better characterize flux and water bearing zones in the aquifer during high water conditions. The PRB increased Ar, Fe, Mn and Ur due to eroded overburden material in the lenses on the walls of the excavation and from the seep and sedimentation basin sediments transferred to the PRB. Oxidizing conditions favorable to mobilization of Ur exist when ORP is above -200 mV. Bicarbonate that is likely dominant in the near neutral pH conditions in the vicinity of the PRB can enhance Ur mobility. Redox cycling from fluctuating water table can cause Ur mobilization. Heterogeneity of groundwater inflow along the trench, contact with runoff of mine materials, and microbial activity all contribute to factors affecting degree of treatment within the PRB. The incorporation of the Pilot Study into a potential remedy for the Pedro Creek Sub-Basin, at its current scale and in absence of other actions, may require some modifications to facilitate handling of high spring inflows and additional treatment to address the transport of released uranium into the shallow groundwater and surface water. | Operation and maintenance cost, including remote monitoring (e.g., transducers, telemetry, and cameras) and performance monitoring (e.g., sampling, analysis, and reporting), ranges between $20,000 to $40,000 per month. The capital cost for the construction of the PRB and STC was approximately $1.2M including the media, trenching, infiltration gallery, cover, and stormwater controls, or roughly $180/cubic yard of reactive media (1,200 cubic yards for the PRB and 5,500 cubic yards for the STC). | System is seep treatment cell effluent to PRB. Treatment media: 50% granular support media, 12.5% chopped alfalfa hay, 37.5% woodchips/shavings. Average hydraulic conductivity of 8.8-116.2 ft/day in the media. Trench excavated to dry, silty-clay, weathered Dinwoody Formation material to prevent groundwater flow from bypassing under the PRB. Eroded overburden was encountered. Media placed to a depth of 2 ft bgs, covered by non-woven geotextile and 2 ft of Dinwoody Formation material. Infiltration gallery was constructed upgradient to the PRB, and overburden was encountered. Infiltration gallery was overexcavated and compacted Dinwoody Formation materials were used on the base and sidewalls to reduce water contact with the overburden. It was backfilled with coarse drain rock and covered with non-woven geotextile and Dinwoody Formation material. PRB is relatively easy to implement with readily available material and equipment but using the technology to treat seeps or shallow groundwater in close proximity to overburden disposal piles should be approached with caution. The presence of run-of-mine shales in and around excavations contributes to mobilization of unwanted constituents (e.g. arsenic, uranium) | The objectives for the Pilot Study are consistent with the preliminary Remedial Action Objectives (RAOs) for groundwater remedies at Conda. Based on observations from the 2019 and 2020 monitoring, modifications were made to the Pilot Study in fall of 2020. In coordination with the Agencies, it was decided that the modification will require further monitoring in 2021 to fully meet the Pilot Study objectives. 2018-2019 start up period had differing conditions from 2020-2021, and the conditions were not considered representative of long term trends, but reflect the capability of the media to rapidly reach redox and geochemical conditions that facilitate microbially mediated reduction. 2020-2021 are operational conditions. The treatment media contributes to total Ar, Fe and Mn concentrations above the MCLs and drinking water standards. Data indicate that the treatment media in the Seep Treatment Cell and PRB is capable of treating water entering the system with total Se concentrations as high as 6.87 mg/L as well as total Cd concentrations up to 0.00847 mg/L to levels below their respective MCLs. | None, other than those presented elsewhere | ND = Non detect, value 0.002 mg/l; GW-61-MA to GM-60-MA is the upgradient to downgradient well pair in the northern flow path. Data collection for upgradient/downgradient wells is in some instances shifted by a day. Flow rate is the range of hydraulic conductivity along the preferential flow pathways.
Final Treatability Study Findings Report Field-Scale Permeable Reactive Barrier Pilot Study Conda/Woodall Mountain Mine | Conda/Woodall Mountain Mine | IDN001002862 | N/A | N/A | GM-61-MA | Former mining site | Permeable reactive barrier (PRB) with seep treatment cell pre-treatment | Passive | Permeable reactive barrier (PRB) | Pre-treatment | Overburden pile in the headwaters areas of Pedro Creek | Y | PRB with pre-treatment | Specific technologies not specified. PRB is chemical and microbially mediated processes that reduce selenate to selenite and then selenium. Treatment media includes a carbon source (i.e. woodchips), alfalfa hay, and inert sand. Seep treatment cell is pre-treatment cell with treatment media. | Access to the groundwater table is needed. Trench excavated through water-bearing zones of alluvial deposits and into underlying weathered bedrock. | Pilot | 2018-2021, modifications made in 2019 to address seepage | Iron | Fe, dissolved | mg/L | N | N/A | ND | 0.232–27.6 | Not Applicable | [9 empty] | 0.057 (ND) | 2020 - 2021 Average, from operational period, not whole dataset | Data not provided | Data not provided | 13.1 | 2020 - 2021 Average, from operational period, not whole dataset | Data not provided | Data not provided | Data not provided | Upgradient | 6.64–8.21 | (-)0.03–6.29 | mg/L | 6.44–12.12 | °C | Data not provided | N/A | Data not provided | N/A | (-)226.6–240.5 | mV | 988.3–1,611.2 | µmhos/cm | Turbidity = 0.69–11.57 | NTU | data not provided | data not provided | data not provided | data not provided | data not provided | data not provided | N/A | No groundwater comparison value | None, other than noted elsewhere | An insufficient amount of time since completion of the Pilot Study to adequately evaluate lifespan of the treatment media. The change in alkalinity can be used as an indicator of change in the ability of the media to treat selenium. Alkalinity remained relatively similar after 2 years of operation indicating that after 2 years of operation the microbially-mediated chemical reduction of selenium remains similar to the study onset. | Design had insufficient capacity to contain the flux of snow melt in addition to seep water. Soils in the area of the PRB are tight. In the future, when in an layered alluvial system, incorporate a gravel "pressure relief/effluent storage" zone on the downgradient edge to allow for increased ability to receive effluent water and/or flow onto the land surface if capacity is reached. The hydrogeological study was performed during fall low flow conditions as were the excavation and installation of the PRB bench. Additional water zones may be present during different water levels, so future design data collection should include a hydrogeological investigation in the spring to better characterize flux and water bearing zones in the aquifer during high water conditions. The PRB increased Ar, Fe, Mn and Ur due to eroded overburden material in the lenses on the walls of the excavation and from the seep and sedimentation basin sediments transferred to the PRB. Oxidizing conditions favorable to mobilization of Ur exist when ORP is above -200 mV. Bicarbonate that is likely dominant in the near neutral pH conditions in the vicinity of the PRB can enhance Ur mobility. Redox cycling from fluctuating water table can cause Ur mobilization. Heterogeneity of groundwater inflow along the trench, contact with runoff of mine materials, and microbial activity all contribute to factors affecting degree of treatment within the PRB. The incorporation of the Pilot Study into a potential remedy for the Pedro Creek Sub-Basin, at its current scale and in absence of other actions, may require some modifications to facilitate handling of high spring inflows and additional treatment to address the transport of released uranium into the shallow groundwater and surface water. | Operation and maintenance cost, including remote monitoring (e.g., transducers, telemetry, and cameras) and performance monitoring (e.g., sampling, analysis, and reporting), ranges between $20,000 to $40,000 per month. The capital cost for the construction of the PRB and STC was approximately $1.2M including the media, trenching, infiltration gallery, cover, and stormwater controls, or roughly $180/cubic yard of reactive media (1,200 cubic yards for the PRB and 5,500 cubic yards for the STC). | System is seep treatment cell effluent to PRB. Treatment media: 50% granular support media, 12.5% chopped alfalfa hay, 37.5% woodchips/shavings. Average hydraulic conductivity of 8.8-116.2 ft/day in the media. Trench excavated to dry, silty-clay, weathered Dinwoody Formation material to prevent groundwater flow from bypassing under the PRB. Eroded overburden was encountered. Media placed to a depth of 2 ft bgs, covered by non-woven geotextile and 2 ft of Dinwoody Formation material. Infiltration gallery was constructed upgradient to the PRB, and overburden was encountered. Infiltration gallery was overexcavated and compacted Dinwoody Formation materials were used on the base and sidewalls to reduce water contact with the overburden. It was backfilled with coarse drain rock and covered with non-woven geotextile and Dinwoody Formation material. PRB is relatively easy to implement with readily available material and equipment but using the technology to treat seeps or shallow groundwater in close proximity to overburden disposal piles should be approached with caution. The presence of run-of-mine shales in and around excavations contributes to mobilization of unwanted constituents (e.g. arsenic, uranium) | The objectives for the Pilot Study are consistent with the preliminary Remedial Action Objectives (RAOs) for groundwater remedies at Conda. Based on observations from the 2019 and 2020 monitoring, modifications were made to the Pilot Study in fall of 2020. In coordination with the Agencies, it was decided that the modification will require further monitoring in 2021 to fully meet the Pilot Study objectives. 2018-2019 start up period had differing conditions from 2020-2021, and the conditions were not considered representative of long term trends, but reflect the capability of the media to rapidly reach redox and geochemical conditions that facilitate microbially mediated reduction. 2020-2021 are operational conditions. The treatment media contributes to total Ar, Fe and Mn concentrations above the MCLs and drinking water standards. Data indicate that the treatment media in the Seep Treatment Cell and PRB is capable of treating water entering the system with total Se concentrations as high as 6.87 mg/L as well as total Cd concentrations up to 0.00847 mg/L to levels below their respective MCLs. | None, other than those presented elsewhere | ND = Non detect, value 0.056 mg/l; GW-61-MA to GM-60-MA is the upgradient to downgradient well pair in the northern flow path. Data collection for upgradient/downgradient wells is in some instances shifted by a day. Flow rate is the range of hydraulic conductivity along the preferential flow pathways.
Final Treatability Study Findings Report Field-Scale Permeable Reactive Barrier Pilot Study Conda/Woodall Mountain Mine | Conda/Woodall Mountain Mine | IDN001002862 | N/A | N/A | GM-61-MA | Former mining site | Permeable reactive barrier (PRB) with seep treatment cell pre-treatment | Passive | Permeable reactive barrier (PRB) | Pre-treatment | Overburden pile in the headwaters areas of Pedro Creek | Y | PRB with pre-treatment | Specific technologies not specified. PRB is chemical and microbially mediated processes that reduce selenate to selenite and then selenium. Treatment media includes a carbon source (i.e. woodchips), alfalfa hay, and inert sand. Seep treatment cell is pre-treatment cell with treatment media. | Access to the groundwater table is needed. Trench excavated through water-bearing zones of alluvial deposits and into underlying weathered bedrock. | Pilot | 2018-2021, modifications made in 2019 to address seepage | Iron | Fe, total | mg/L | N | N/A | 0.215 | 0.212 | 1.3953 | [9 empty] | 0.069 | 2020 - 2021 Average, from operational period, not whole dataset | Data not provided | Data not provided | 14.9 | 2020 - 2021 Average, from operational period, not whole dataset | Data not provided | Data not provided | Data not provided | Upgradient | 6.71 | 2.14 | mg/L | 8.5 | °C | Data not provided | N/A | Data not provided | N/A | 75.2 | mV | 1330 | µmhos/cm | None | N/A | data not provided | data not provided | data not provided | data not provided | data not provided | data not provided | N | Groundwater Comparison Value: U.S. EPA Secondary Drinking Water Standard 0.3 mg/L Assessment of treatment goals based on well-specific averages for 2020-2021 | None, other than noted elsewhere | An insufficient amount of time since completion of the Pilot Study to adequately evaluate lifespan of the treatment media. The change in alkalinity can be used as an indicator of change in the ability of the media to treat selenium. Alkalinity remained relatively similar after 2 years of operation indicating that after 2 years of operation the microbially-mediated chemical reduction of selenium remains similar to the study onset. | Design had insufficient capacity to contain the flux of snow melt in addition to seep water. Soils in the area of the PRB are tight. In the future, when in an layered alluvial system, incorporate a gravel "pressure relief/effluent storage" zone on the downgradient edge to allow for increased ability to receive effluent water and/or flow onto the land surface if capacity is reached. The hydrogeological study was performed during fall low flow conditions as were the excavation and installation of the PRB bench. Additional water zones may be present during different water levels, so future design data collection should include a hydrogeological investigation in the spring to better characterize flux and water bearing zones in the aquifer during high water conditions. The PRB increased Ar, Fe, Mn and Ur due to eroded overburden material in the lenses on the walls of the excavation and from the seep and sedimentation basin sediments transferred to the PRB. Oxidizing conditions favorable to mobilization of Ur exist when ORP is above -200 mV. Bicarbonate that is likely dominant in the near neutral pH conditions in the vicinity of the PRB can enhance Ur mobility. Redox cycling from fluctuating water table can cause Ur mobilization. Heterogeneity of groundwater inflow along the trench, contact with runoff of mine materials, and microbial activity all contribute to factors affecting degree of treatment within the PRB. The incorporation of the Pilot Study into a potential remedy for the Pedro Creek Sub-Basin, at its current scale and in absence of other actions, may require some modifications to facilitate handling of high spring inflows and additional treatment to address the transport of released uranium into the shallow groundwater and surface water. | Operation and maintenance cost, including remote monitoring (e.g., transducers, telemetry, and cameras) and performance monitoring (e.g., sampling, analysis, and reporting), ranges between $20,000 to $40,000 per month. The capital cost for the construction of the PRB and STC was approximately $1.2M including the media, trenching, infiltration gallery, cover, and stormwater controls, or roughly $180/cubic yard of reactive media (1,200 cubic yards for the PRB and 5,500 cubic yards for the STC). | System is seep treatment cell effluent to PRB. Treatment media: 50% granular support media, 12.5% chopped alfalfa hay, 37.5% woodchips/shavings. Average hydraulic conductivity of 8.8-116.2 ft/day in the media. Trench excavated to dry, silty-clay, weathered Dinwoody Formation material to prevent groundwater flow from bypassing under the PRB. Eroded overburden was encountered. Media placed to a depth of 2 ft bgs, covered by non-woven geotextile and 2 ft of Dinwoody Formation material. Infiltration gallery was constructed upgradient to the PRB, and overburden was encountered. Infiltration gallery was overexcavated and compacted Dinwoody Formation materials were used on the base and sidewalls to reduce water contact with the overburden. It was backfilled with coarse drain rock and covered with non-woven geotextile and Dinwoody Formation material. PRB is relatively easy to implement with readily available material and equipment but using the technology to treat seeps or shallow groundwater in close proximity to overburden disposal piles should be approached with caution. The presence of run-of-mine shales in and around excavations contributes to mobilization of unwanted constituents (e.g. arsenic, uranium) | The objectives for the Pilot Study are consistent with the preliminary Remedial Action Objectives (RAOs) for groundwater remedies at Conda. Based on observations from the 2019 and 2020 monitoring, modifications were made to the Pilot Study in fall of 2020. In coordination with the Agencies, it was decided that the modification will require further monitoring in 2021 to fully meet the Pilot Study objectives. 2018-2019 start up period had differing conditions from 2020-2021, and the conditions were not considered representative of long term trends, but reflect the capability of the media to rapidly reach redox and geochemical conditions that facilitate microbially mediated reduction. 2020-2021 are operational conditions. The treatment media contributes to total Ar, Fe and Mn concentrations above the MCLs and drinking water standards. Data indicate that the treatment media in the Seep Treatment Cell and PRB is capable of treating water entering the system with total Se concentrations as high as 6.87 mg/L as well as total Cd concentrations up to 0.00847 mg/L to levels below their respective MCLs. | None, other than those presented elsewhere | GW-61-MA to GM-60-MA is the upgradient to downgradient well pair in the northern flow path. Data collection for upgradient/downgradient wells is in some instances shifted by a day. Flow rate is the range of hydraulic conductivity along the preferential flow pathways.
Final Treatability Study Findings Report Field-Scale Permeable Reactive Barrier Pilot Study Conda/Woodall Mountain Mine | Conda/Woodall Mountain Mine | IDN001002862 | N/A | N/A | GM-61-MA | Former mining site | Permeable reactive barrier (PRB) with seep treatment cell pre-treatment | Passive | Permeable reactive barrier (PRB) | Pre-treatment | Overburden pile in the headwaters areas of Pedro Creek | Y | PRB with pre-treatment | Specific technologies not specified. PRB is chemical and microbially mediated processes that reduce selenate to selenite and then selenium. Treatment media includes a carbon source (i.e. woodchips), alfalfa hay, and inert sand. Seep treatment cell is pre-treatment cell with treatment media. | Access to the groundwater table is needed. Trench excavated through water-bearing zones of alluvial deposits and into underlying weathered bedrock. | Pilot | 2018-2021, modifications made in 2019 to address seepage | Iron | Fe, dissolved | mg/L | N | N/A |  |  |  | ND | 0.232–27.6 | Not Applicable | [6 empty] | 0.057 (ND) | 2020 - 2021 Average, from operational period, not whole dataset | Data not provided | Data not provided | 13.1 | 2020 - 2021 Average, from operational period, not whole dataset | Data not provided | Data not provided | Data not provided | Upgradient | 6.64–8.21 | (-)0.03–6.29 | mg/L | 6.44–12.12 | °C | Data not provided | N/A | Data not provided | N/A | (-)226.6–240.5 | mV | 988.3–1,611.2 | µmhos/cm | Turbidity = 0.69–11.57 | NTU | data not provided | data not provided | data not provided | data not provided | data not provided | data not provided | N/A | No groundwater comparison value | None, other than noted elsewhere | An insufficient amount of time since completion of the Pilot Study to adequately evaluate lifespan of the treatment media. The change in alkalinity can be used as an indicator of change in the ability of the media to treat selenium. Alkalinity remained relatively similar after 2 years of operation indicating that after 2 years of operation the microbially-mediated chemical reduction of selenium remains similar to the study onset. | Design had insufficient capacity to contain the flux of snow melt in addition to seep water. Soils in the area of the PRB are tight. In the future, when in an layered alluvial system, incorporate a gravel "pressure relief/effluent storage" zone on the downgradient edge to allow for increased ability to receive effluent water and/or flow onto the land surface if capacity is reached. The hydrogeological study was performed during fall low flow conditions as were the excavation and installation of the PRB bench. Additional water zones may be present during different water levels, so future design data collection should include a hydrogeological investigation in the spring to better characterize flux and water bearing zones in the aquifer during high water conditions. The PRB increased Ar, Fe, Mn and Ur due to eroded overburden material in the lenses on the walls of the excavation and from the seep and sedimentation basin sediments transferred to the PRB. Oxidizing conditions favorable to mobilization of Ur exist when ORP is above -200 mV. Bicarbonate that is likely dominant in the near neutral pH conditions in the vicinity of the PRB can enhance Ur mobility. Redox cycling from fluctuating water table can cause Ur mobilization. Heterogeneity of groundwater inflow along the trench, contact with runoff of mine materials, and microbial activity all contribute to factors affecting degree of treatment within the PRB. The incorporation of the Pilot Study into a potential remedy for the Pedro Creek Sub-Basin, at its current scale and in absence of other actions, may require some modifications to facilitate handling of high spring inflows and additional treatment to address the transport of released uranium into the shallow groundwater and surface water. | Operation and maintenance cost, including remote monitoring (e.g., transducers, telemetry, and cameras) and performance monitoring (e.g., sampling, analysis, and reporting), ranges between $20,000 to $40,000 per month. The capital cost for the construction of the PRB and STC was approximately $1.2M including the media, trenching, infiltration gallery, cover, and stormwater controls, or roughly $180/cubic yard of reactive media (1,200 cubic yards for the PRB and 5,500 cubic yards for the STC). | System is seep treatment cell effluent to PRB. Treatment media: 50% granular support media, 12.5% chopped alfalfa hay, 37.5% woodchips/shavings. Average hydraulic conductivity of 8.8-116.2 ft/day in the media. Trench excavated to dry, silty-clay, weathered Dinwoody Formation material to prevent groundwater flow from bypassing under the PRB. Eroded overburden was encountered. Media placed to a depth of 2 ft bgs, covered by non-woven geotextile and 2 ft of Dinwoody Formation material. Infiltration gallery was constructed upgradient to the PRB, and overburden was encountered. Infiltration gallery was overexcavated and compacted Dinwoody Formation materials were used on the base and sidewalls to reduce water contact with the overburden. It was backfilled with coarse drain rock and covered with non-woven geotextile and Dinwoody Formation material. PRB is relatively easy to implement with readily available material and equipment but using the technology to treat seeps or shallow groundwater in close proximity to overburden disposal piles should be approached with caution. The presence of run-of-mine shales in and around excavations contributes to mobilization of unwanted constituents (e.g. arsenic, uranium) | The objectives for the Pilot Study are consistent with the preliminary Remedial Action Objectives (RAOs) for groundwater remedies at Conda. Based on observations from the 2019 and 2020 monitoring, modifications were made to the Pilot Study in fall of 2020. In coordination with the Agencies, it was decided that the modification will require further monitoring in 2021 to fully meet the Pilot Study objectives. 2018-2019 start up period had differing conditions from 2020-2021, and the conditions were not considered representative of long term trends, but reflect the capability of the media to rapidly reach redox and geochemical conditions that facilitate microbially mediated reduction. 2020-2021 are operational conditions. The treatment media contributes to total Ar, Fe and Mn concentrations above the MCLs and drinking water standards. Data indicate that the treatment media in the Seep Treatment Cell and PRB is capable of treating water entering the system with total Se concentrations as high as 6.87 mg/L as well as total Cd concentrations up to 0.00847 mg/L to levels below their respective MCLs. | None, other than those presented elsewhere | ND = Non detect, value 0.056 mg/l; GW-61-MA to GM-60-MA is the upgradient to downgradient well pair in the northern flow path. Data collection for upgradient/downgradient wells is in some instances shifted by a day. Flow rate is the range of hydraulic conductivity along the preferential flow pathways.
Final Treatability Study Findings Report Field-Scale Permeable Reactive Barrier Pilot Study Conda/Woodall Mountain Mine | Conda/Woodall Mountain Mine | IDN001002862 | N/A | N/A | GM-61-MA | Former mining site | Permeable reactive barrier (PRB) with seep treatment cell pre-treatment | Passive | Permeable reactive barrier (PRB) | Pre-treatment | Overburden pile in the headwaters areas of Pedro Creek | Y | PRB with pre-treatment | Specific technologies not specified. PRB is chemical and microbially mediated processes that reduce selenate to selenite and then selenium. Treatment media includes a carbon source (i.e. woodchips), alfalfa hay, and inert sand. Seep treatment cell is pre-treatment cell with treatment media. | Access to the groundwater table is needed. Trench excavated through water-bearing zones of alluvial deposits and into underlying weathered bedrock. | Pilot | 2018-2021, modifications made in 2019 to address seepage | Iron | Fe, total | mg/L | N | N/A |  |  |  | ND | 3.85–31.9 | Not Applicable | [6 empty] | 0.069 | 2020 - 2021 Average, from operational period, not whole dataset | Data not provided | Data not provided | 14.9 | 2020 - 2021 Average, from operational period, not whole dataset | Data not provided | Data not provided | Data not provided | Upgradient | 6.76–7.41 | (-)0.03–5.77 | mg/L | 6.44–10.36 | °C | Data not provided | N/A | Data not provided | N/A | (-)226.6–240.5 | mV | 1,214.8–1,551 | µmhos/cm | Turbidity = 0.69–11.57 | NTU | data not provided | data not provided | data not provided | data not provided | data not provided | data not provided | N | Groundwater Comparison Value: U.S. EPA Secondary Drinking Water Standard 0.3 mg/L Assessment of treatment goals based on well-specific averages for 2020-2021 | None, other than noted elsewhere | An insufficient amount of time since completion of the Pilot Study to adequately evaluate lifespan of the treatment media. The change in alkalinity can be used as an indicator of change in the ability of the media to treat selenium. Alkalinity remained relatively similar after 2 years of operation indicating that after 2 years of operation the microbially-mediated chemical reduction of selenium remains similar to the study onset. | Design had insufficient capacity to contain the flux of snow melt in addition to seep water. Soils in the area of the PRB are tight. In the future, when in an layered alluvial system, incorporate a gravel "pressure relief/effluent storage" zone on the downgradient edge to allow for increased ability to receive effluent water and/or flow onto the land surface if capacity is reached. The hydrogeological study was performed during fall low flow conditions as were the excavation and installation of the PRB bench. Additional water zones may be present during different water levels, so future design data collection should include a hydrogeological investigation in the spring to better characterize flux and water bearing zones in the aquifer during high water conditions. The PRB increased Ar, Fe, Mn and Ur due to eroded overburden material in the lenses on the walls of the excavation and from the seep and sedimentation basin sediments transferred to the PRB. Oxidizing conditions favorable to mobilization of Ur exist when ORP is above -200 mV. Bicarbonate that is likely dominant in the near neutral pH conditions in the vicinity of the PRB can enhance Ur mobility. Redox cycling from fluctuating water table can cause Ur mobilization. Heterogeneity of groundwater inflow along the trench, contact with runoff of mine materials, and microbial activity all contribute to factors affecting degree of treatment within the PRB. The incorporation of the Pilot Study into a potential remedy for the Pedro Creek Sub-Basin, at its current scale and in absence of other actions, may require some modifications to facilitate handling of high spring inflows and additional treatment to address the transport of released uranium into the shallow groundwater and surface water. | Operation and maintenance cost, including remote monitoring (e.g., transducers, telemetry, and cameras) and performance monitoring (e.g., sampling, analysis, and reporting), ranges between $20,000 to $40,000 per month. The capital cost for the construction of the PRB and STC was approximately $1.2M including the media, trenching, infiltration gallery, cover, and stormwater controls, or roughly $180/cubic yard of reactive media (1,200 cubic yards for the PRB and 5,500 cubic yards for the STC). | System is seep treatment cell effluent to PRB. Treatment media: 50% granular support media, 12.5% chopped alfalfa hay, 37.5% woodchips/shavings. Average hydraulic conductivity of 8.8-116.2 ft/day in the media. Trench excavated to dry, silty-clay, weathered Dinwoody Formation material to prevent groundwater flow from bypassing under the PRB. Eroded overburden was encountered. Media placed to a depth of 2 ft bgs, covered by non-woven geotextile and 2 ft of Dinwoody Formation material. Infiltration gallery was constructed upgradient to the PRB, and overburden was encountered. Infiltration gallery was overexcavated and compacted Dinwoody Formation materials were used on the base and sidewalls to reduce water contact with the overburden. It was backfilled with coarse drain rock and covered with non-woven geotextile and Dinwoody Formation material. PRB is relatively easy to implement with readily available material and equipment but using the technology to treat seeps or shallow groundwater in close proximity to overburden disposal piles should be approached with caution. The presence of run-of-mine shales in and around excavations contributes to mobilization of unwanted constituents (e.g. arsenic, uranium) | The objectives for the Pilot Study are consistent with the preliminary Remedial Action Objectives (RAOs) for groundwater remedies at Conda. Based on observations from the 2019 and 2020 monitoring, modifications were made to the Pilot Study in fall of 2020. In coordination with the Agencies, it was decided that the modification will require further monitoring in 2021 to fully meet the Pilot Study objectives. 2018-2019 start up period had differing conditions from 2020-2021, and the conditions were not considered representative of long term trends, but reflect the capability of the media to rapidly reach redox and geochemical conditions that facilitate microbially mediated reduction. 2020-2021 are operational conditions. The treatment media contributes to total Ar, Fe and Mn concentrations above the MCLs and drinking water standards. Data indicate that the treatment media in the Seep Treatment Cell and PRB is capable of treating water entering the system with total Se concentrations as high as 6.87 mg/L as well as total Cd concentrations up to 0.00847 mg/L to levels below their respective MCLs. | None, other than those presented elsewhere | ND = Non detect, value 0.056 mg/l; GW-61-MA to GM-60-MA is the upgradient to downgradient well pair in the northern flow path. Data collection for upgradient/downgradient wells is in some instances shifted by a day. Flow rate is the range of hydraulic conductivity along the preferential flow pathways.
Final Treatability Study Findings Report Field-Scale Permeable Reactive Barrier Pilot Study Conda/Woodall Mountain Mine | Conda/Woodall Mountain Mine | IDN001002862 | N/A | N/A | GM-60-MA | Former mining site | Permeable reactive barrier (PRB) with seep treatment cell pre-treatment | Passive | Permeable reactive barrier (PRB) | Pre-treatment | Overburden pile in the headwaters areas of Pedro Creek | Y | PRB with pre-treatment | Specific technologies not specified. PRB is chemical and microbially mediated processes that reduce selenate to selenite and then selenium. Treatment media includes a carbon source (i.e. woodchips), alfalfa hay, and inert sand. Seep treatment cell is pre-treatment cell with treatment media. | Access to the groundwater table is needed. Trench excavated through water-bearing zones of alluvial deposits and into underlying weathered bedrock. | Pilot | 2018-2021, modifications made in 2019 to address seepage | Iron | Fe, dissolved | mg/L | N | N/A | [6 empty] | 27.6 | ND | Not Applicable |  |  |  | 0.057 (ND) | 2020 - 2021 Average, from operational period, not whole dataset | Data not provided | Data not provided | 13.1 | 2020 - 2021 Average, from operational period, not whole dataset | Data not provided | Data not provided | Data not provided | Downgradient | 6.72 | 0.02 | mg/L | 11.9 | °C | Data not provided | N/A | Data not provided | N/A | -122.2 | mV | 2200 | µmhos/cm | Turbidity = 7.75 | NTU | data not provided | data not provided | data not provided | data not provided | data not provided | data not provided | N/A | No groundwater comparison value | None, other than noted elsewhere | An insufficient amount of time since completion of the Pilot Study to adequately evaluate lifespan of the treatment media. The change in alkalinity can be used as an indicator of change in the ability of the media to treat selenium. Alkalinity remained relatively similar after 2 years of operation indicating that after 2 years of operation the microbially-mediated chemical reduction of selenium remains similar to the study onset. | Design had insufficient capacity to contain the flux of snow melt in addition to seep water. Soils in the area of the PRB are tight. In the future, when in an layered alluvial system, incorporate a gravel "pressure relief/effluent storage" zone on the downgradient edge to allow for increased ability to receive effluent water and/or flow onto the land surface if capacity is reached. The hydrogeological study was performed during fall low flow conditions as were the excavation and installation of the PRB bench. Additional water zones may be present during different water levels, so future design data collection should include a hydrogeological investigation in the spring to better characterize flux and water bearing zones in the aquifer during high water conditions. The PRB increased Ar, Fe, Mn and Ur due to eroded overburden material in the lenses on the walls of the excavation and from the seep and sedimentation basin sediments transferred to the PRB. Oxidizing conditions favorable to mobilization of Ur exist when ORP is above -200 mV. Bicarbonate that is likely dominant in the near neutral pH conditions in the vicinity of the PRB can enhance Ur mobility. Redox cycling from fluctuating water table can cause Ur mobilization. Heterogeneity of groundwater inflow along the trench, contact with runoff of mine materials, and microbial activity all contribute to factors affecting degree of treatment within the PRB. The incorporation of the Pilot Study into a potential remedy for the Pedro Creek Sub-Basin, at its current scale and in absence of other actions, may require some modifications to facilitate handling of high spring inflows and additional treatment to address the transport of released uranium into the shallow groundwater and surface water. | Operation and maintenance cost, including remote monitoring (e.g., transducers, telemetry, and cameras) and performance monitoring (e.g., sampling, analysis, and reporting), ranges between $20,000 to $40,000 per month. The capital cost for the construction of the PRB and STC was approximately $1.2M including the media, trenching, infiltration gallery, cover, and stormwater controls, or roughly $180/cubic yard of reactive media (1,200 cubic yards for the PRB and 5,500 cubic yards for the STC). | System is seep treatment cell effluent to PRB. Treatment media: 50% granular support media, 12.5% chopped alfalfa hay, 37.5% woodchips/shavings. Average hydraulic conductivity of 8.8-116.2 ft/day in the media. Trench excavated to dry, silty-clay, weathered Dinwoody Formation material to prevent groundwater flow from bypassing under the PRB. Eroded overburden was encountered. Media placed to a depth of 2 ft bgs, covered by non-woven geotextile and 2 ft of Dinwoody Formation material. Infiltration gallery was constructed upgradient to the PRB, and overburden was encountered. Infiltration gallery was overexcavated and compacted Dinwoody Formation materials were used on the base and sidewalls to reduce water contact with the overburden. It was backfilled with coarse drain rock and covered with non-woven geotextile and Dinwoody Formation material. PRB is relatively easy to implement with readily available material and equipment but using the technology to treat seeps or shallow groundwater in close proximity to overburden disposal piles should be approached with caution. The presence of run-of-mine shales in and around excavations contributes to mobilization of unwanted constituents (e.g. arsenic, uranium) | The objectives for the Pilot Study are consistent with the preliminary Remedial Action Objectives (RAOs) for groundwater remedies at Conda. Based on observations from the 2019 and 2020 monitoring, modifications were made to the Pilot Study in fall of 2020. In coordination with the Agencies, it was decided that the modification will require further monitoring in 2021 to fully meet the Pilot Study objectives. 2018-2019 start up period had differing conditions from 2020-2021, and the conditions were not considered representative of long term trends, but reflect the capability of the media to rapidly reach redox and geochemical conditions that facilitate microbially mediated reduction. 2020-2021 are operational conditions. The treatment media contributes to total Ar, Fe and Mn concentrations above the MCLs and drinking water standards. Data indicate that the treatment media in the Seep Treatment Cell and PRB is capable of treating water entering the system with total Se concentrations as high as 6.87 mg/L as well as total Cd concentrations up to 0.00847 mg/L to levels below their respective MCLs. | None, other than those presented elsewhere | ND = Non detect, value 0.056 mg/l; GW-61-MA to GM-60-MA is the upgradient to downgradient well pair in the northern flow path. Data collection for upgradient/downgradient wells is in some instances shifted by a day. Flow rate is the range of hydraulic conductivity along the preferential flow pathways.
Final Treatability Study Findings Report Field-Scale Permeable Reactive Barrier Pilot Study Conda/Woodall Mountain Mine | Conda/Woodall Mountain Mine | IDN001002862 | N/A | N/A | GM-60-MA | Former mining site | Permeable reactive barrier (PRB) with seep treatment cell pre-treatment | Passive | Permeable reactive barrier (PRB) | Pre-treatment | Overburden pile in the headwaters areas of Pedro Creek | Y | PRB with pre-treatment | Specific technologies not specified. PRB is chemical and microbially mediated processes that reduce selenate to selenite and then selenium. Treatment media includes a carbon source (i.e. woodchips), alfalfa hay, and inert sand. Seep treatment cell is pre-treatment cell with treatment media. | Access to the groundwater table is needed. Trench excavated through water-bearing zones of alluvial deposits and into underlying weathered bedrock. | Pilot | 2018-2021, modifications made in 2019 to address seepage | Iron | Fe, total | mg/L | N | N/A | [6 empty] | 31.9 | ND | Not Applicable |  |  |  | 0.069 | 2020 - 2021 Average, from operational period, not whole dataset | Data not provided | Data not provided | 14.9 | 2020 - 2021 Average, from operational period, not whole dataset | Data not provided | Data not provided | Data not provided | Downgradient | 6.83 | -0.06 | mg/L | 9.2 | °C | Data not provided | N/A | Data not provided | N/A | -217.8 | mV | 2309 | µmhos/cm | Turbidity = 4.51 | NTU | data not provided | data not provided | data not provided | data not provided | data not provided | data not provided | N | Groundwater Comparison Value: U.S. EPA Secondary Drinking Water Standard 0.3 mg/L Assessment of treatment goals based on well-specific averages for 2020-2021 | None, other than noted elsewhere | An insufficient amount of time since completion of the Pilot Study to adequately evaluate lifespan of the treatment media. The change in alkalinity can be used as an indicator of change in the ability of the media to treat selenium. Alkalinity remained relatively similar after 2 years of operation indicating that after 2 years of operation the microbially-mediated chemical reduction of selenium remains similar to the study onset. | Design had insufficient capacity to contain the flux of snow melt in addition to seep water. Soils in the area of the PRB are tight. In the future, when in an layered alluvial system, incorporate a gravel "pressure relief/effluent storage" zone on the downgradient edge to allow for increased ability to receive effluent water and/or flow onto the land surface if capacity is reached. The hydrogeological study was performed during fall low flow conditions as were the excavation and installation of the PRB bench. Additional water zones may be present during different water levels, so future design data collection should include a hydrogeological investigation in the spring to better characterize flux and water bearing zones in the aquifer during high water conditions. The PRB increased Ar, Fe, Mn and Ur due to eroded overburden material in the lenses on the walls of the excavation and from the seep and sedimentation basin sediments transferred to the PRB. Oxidizing conditions favorable to mobilization of Ur exist when ORP is above -200 mV. Bicarbonate that is likely dominant in the near neutral pH conditions in the vicinity of the PRB can enhance Ur mobility. Redox cycling from fluctuating water table can cause Ur mobilization. Heterogeneity of groundwater inflow along the trench, contact with runoff of mine materials, and microbial activity all contribute to factors affecting degree of treatment within the PRB. The incorporation of the Pilot Study into a potential remedy for the Pedro Creek Sub-Basin, at its current scale and in absence of other actions, may require some modifications to facilitate handling of high spring inflows and additional treatment to address the transport of released uranium into the shallow groundwater and surface water. | Operation and maintenance cost, including remote monitoring (e.g., transducers, telemetry, and cameras) and performance monitoring (e.g., sampling, analysis, and reporting), ranges between $20,000 to $40,000 per month. The capital cost for the construction of the PRB and STC was approximately $1.2M including the media, trenching, infiltration gallery, cover, and stormwater controls, or roughly $180/cubic yard of reactive media (1,200 cubic yards for the PRB and 5,500 cubic yards for the STC). | System is seep treatment cell effluent to PRB. Treatment media: 50% granular support media, 12.5% chopped alfalfa hay, 37.5% woodchips/shavings. Average hydraulic conductivity of 8.8-116.2 ft/day in the media. Trench excavated to dry, silty-clay, weathered Dinwoody Formation material to prevent groundwater flow from bypassing under the PRB. Eroded overburden was encountered. Media placed to a depth of 2 ft bgs, covered by non-woven geotextile and 2 ft of Dinwoody Formation material. Infiltration gallery was constructed upgradient to the PRB, and overburden was encountered. Infiltration gallery was overexcavated and compacted Dinwoody Formation materials were used on the base and sidewalls to reduce water contact with the overburden. It was backfilled with coarse drain rock and covered with non-woven geotextile and Dinwoody Formation material. PRB is relatively easy to implement with readily available material and equipment but using the technology to treat seeps or shallow groundwater in close proximity to overburden disposal piles should be approached with caution. The presence of run-of-mine shales in and around excavations contributes to mobilization of unwanted constituents (e.g. arsenic, uranium) | The objectives for the Pilot Study are consistent with the preliminary Remedial Action Objectives (RAOs) for groundwater remedies at Conda. Based on observations from the 2019 and 2020 monitoring, modifications were made to the Pilot Study in fall of 2020. In coordination with the Agencies, it was decided that the modification will require further monitoring in 2021 to fully meet the Pilot Study objectives. 2018-2019 start up period had differing conditions from 2020-2021, and the conditions were not considered representative of long term trends, but reflect the capability of the media to rapidly reach redox and geochemical conditions that facilitate microbially mediated reduction. 2020-2021 are operational conditions. The treatment media contributes to total Ar, Fe and Mn concentrations above the MCLs and drinking water standards. Data indicate that the treatment media in the Seep Treatment Cell and PRB is capable of treating water entering the system with total Se concentrations as high as 6.87 mg/L as well as total Cd concentrations up to 0.00847 mg/L to levels below their respective MCLs. | None, other than those presented elsewhere | ND = Non detect, value 0.056 mg/l; GW-61-MA to GM-60-MA is the upgradient to downgradient well pair in the northern flow path. Data collection for upgradient/downgradient wells is in some instances shifted by a day. Flow rate is the range of hydraulic conductivity along the preferential flow pathways.
Final Treatability Study Findings Report Field-Scale Permeable Reactive Barrier Pilot Study Conda/Woodall Mountain Mine | Conda/Woodall Mountain Mine | IDN001002862 | N/A | N/A | GM-60-MA | Former mining site | Permeable reactive barrier (PRB) with seep treatment cell pre-treatment | Passive | Permeable reactive barrier (PRB) | Pre-treatment | Overburden pile in the headwaters areas of Pedro Creek | Y | PRB with pre-treatment | Specific technologies not specified. PRB is chemical and microbially mediated processes that reduce selenate to selenite and then selenium. Treatment media includes a carbon source (i.e. woodchips), alfalfa hay, and inert sand. Seep treatment cell is pre-treatment cell with treatment media. | Access to the groundwater table is needed. Trench excavated through water-bearing zones of alluvial deposits and into underlying weathered bedrock. | Pilot | 2018-2021, modifications made in 2019 to address seepage | Iron | Fe, dissolved | mg/L | N | N/A | [9 empty] | 0.232 | ND | Not Applicable | 0.057 (ND) | 2020 - 2021 Average, from operational period, not whole dataset | Data not provided | Data not provided | 13.1 | 2020 - 2021 Average, from operational period, not whole dataset | Data not provided | Data not provided | Data not provided | Downgradient | 6.73 | 0.44 | mg/L | 8.4 | °C | Data not provided | N/A | Data not provided | N/A | -16.9 | mV | 2779 | µmhos/cm | Turbidity = 89 | NTU | data not provided | data not provided | data not provided | data not provided | data not provided | data not provided | N/A | No groundwater comparison value | None, other than noted elsewhere | An insufficient amount of time since completion of the Pilot Study to adequately evaluate lifespan of the treatment media. The change in alkalinity can be used as an indicator of change in the ability of the media to treat selenium. Alkalinity remained relatively similar after 2 years of operation indicating that after 2 years of operation the microbially-mediated chemical reduction of selenium remains similar to the study onset. | Design had insufficient capacity to contain the flux of snow melt in addition to seep water. Soils in the area of the PRB are tight. In the future, when in an layered alluvial system, incorporate a gravel "pressure relief/effluent storage" zone on the downgradient edge to allow for increased ability to receive effluent water and/or flow onto the land surface if capacity is reached. The hydrogeological study was performed during fall low flow conditions as were the excavation and installation of the PRB bench. Additional water zones may be present during different water levels, so future design data collection should include a hydrogeological investigation in the spring to better characterize flux and water bearing zones in the aquifer during high water conditions. The PRB increased Ar, Fe, Mn and Ur due to eroded overburden material in the lenses on the walls of the excavation and from the seep and sedimentation basin sediments transferred to the PRB. Oxidizing conditions favorable to mobilization of Ur exist when ORP is above -200 mV. Bicarbonate that is likely dominant in the near neutral pH conditions in the vicinity of the PRB can enhance Ur mobility. Redox cycling from fluctuating water table can cause Ur mobilization. Heterogeneity of groundwater inflow along the trench, contact with runoff of mine materials, and microbial activity all contribute to factors affecting degree of treatment within the PRB. The incorporation of the Pilot Study into a potential remedy for the Pedro Creek Sub-Basin, at its current scale and in absence of other actions, may require some modifications to facilitate handling of high spring inflows and additional treatment to address the transport of released uranium into the shallow groundwater and surface water. | Operation and maintenance cost, including remote monitoring (e.g., transducers, telemetry, and cameras) and performance monitoring (e.g., sampling, analysis, and reporting), ranges between $20,000 to $40,000 per month. The capital cost for the construction of the PRB and STC was approximately $1.2M including the media, trenching, infiltration gallery, cover, and stormwater controls, or roughly $180/cubic yard of reactive media (1,200 cubic yards for the PRB and 5,500 cubic yards for the STC). | System is seep treatment cell effluent to PRB. Treatment media: 50% granular support media, 12.5% chopped alfalfa hay, 37.5% woodchips/shavings. Average hydraulic conductivity of 8.8-116.2 ft/day in the media. Trench excavated to dry, silty-clay, weathered Dinwoody Formation material to prevent groundwater flow from bypassing under the PRB. Eroded overburden was encountered. Media placed to a depth of 2 ft bgs, covered by non-woven geotextile and 2 ft of Dinwoody Formation material. Infiltration gallery was constructed upgradient to the PRB, and overburden was encountered. Infiltration gallery was overexcavated and compacted Dinwoody Formation materials were used on the base and sidewalls to reduce water contact with the overburden. It was backfilled with coarse drain rock and covered with non-woven geotextile and Dinwoody Formation material. PRB is relatively easy to implement with readily available material and equipment but using the technology to treat seeps or shallow groundwater in close proximity to overburden disposal piles should be approached with caution. The presence of run-of-mine shales in and around excavations contributes to mobilization of unwanted constituents (e.g. arsenic, uranium) | The objectives for the Pilot Study are consistent with the preliminary Remedial Action Objectives (RAOs) for groundwater remedies at Conda. Based on observations from the 2019 and 2020 monitoring, modifications were made to the Pilot Study in fall of 2020. In coordination with the Agencies, it was decided that the modification will require further monitoring in 2021 to fully meet the Pilot Study objectives. 2018-2019 start up period had differing conditions from 2020-2021, and the conditions were not considered representative of long term trends, but reflect the capability of the media to rapidly reach redox and geochemical conditions that facilitate microbially mediated reduction. 2020-2021 are operational conditions. The treatment media contributes to total Ar, Fe and Mn concentrations above the MCLs and drinking water standards. Data indicate that the treatment media in the Seep Treatment Cell and PRB is capable of treating water entering the system with total Se concentrations as high as 6.87 mg/L as well as total Cd concentrations up to 0.00847 mg/L to levels below their respective MCLs. | None, other than those presented elsewhere | ND = Non detect, value 0.056 mg/l; GW-61-MA to GM-60-MA is the upgradient to downgradient well pair in the northern flow path. Data collection for upgradient/downgradient wells is in some instances shifted by a day. Flow rate is the range of hydraulic conductivity along the preferential flow pathways.
Final Treatability Study Findings Report Field-Scale Permeable Reactive Barrier Pilot Study Conda/Woodall Mountain Mine | Conda/Woodall Mountain Mine | IDN001002862 | N/A | N/A | GM-60-MA | Former mining site | Permeable reactive barrier (PRB) with seep treatment cell pre-treatment | Passive | Permeable reactive barrier (PRB) | Pre-treatment | Overburden pile in the headwaters areas of Pedro Creek | Y | PRB with pre-treatment | Specific technologies not specified. PRB is chemical and microbially mediated processes that reduce selenate to selenite and then selenium. Treatment media includes a carbon source (i.e. woodchips), alfalfa hay, and inert sand. Seep treatment cell is pre-treatment cell with treatment media. | Access to the groundwater table is needed. Trench excavated through water-bearing zones of alluvial deposits and into underlying weathered bedrock. | Pilot | 2018-2021, modifications made in 2019 to address seepage | Iron | Fe, total | mg/L | N | N/A | [9 empty] | 0.212 | 0.215 | 1.3953 | 0.069 | 2020 - 2021 Average, from operational period, not whole dataset | Data not provided | Data not provided | 14.9 | 2020 - 2021 Average, from operational period, not whole dataset | Data not provided | Data not provided | Data not provided | Downgradient | 6.73 | 0.44 | mg/L | 8.4 | °C | Data not provided | N/A | Data not provided | N/A | -16.9 | mV | 2779 | µmhos/cm | Turbidity = 89 | NTU | data not provided | data not provided | data not provided | data not provided | data not provided | data not provided | N | Groundwater Comparison Value: U.S. EPA Secondary Drinking Water Standard 0.3 mg/L Assessment of treatment goals based on well-specific averages for 2020-2021 | None, other than noted elsewhere | An insufficient amount of time since completion of the Pilot Study to adequately evaluate lifespan of the treatment media. The change in alkalinity can be used as an indicator of change in the ability of the media to treat selenium. Alkalinity remained relatively similar after 2 years of operation indicating that after 2 years of operation the microbially-mediated chemical reduction of selenium remains similar to the study onset. | Design had insufficient capacity to contain the flux of snow melt in addition to seep water. Soils in the area of the PRB are tight. In the future, when in an layered alluvial system, incorporate a gravel "pressure relief/effluent storage" zone on the downgradient edge to allow for increased ability to receive effluent water and/or flow onto the land surface if capacity is reached. The hydrogeological study was performed during fall low flow conditions as were the excavation and installation of the PRB bench. Additional water zones may be present during different water levels, so future design data collection should include a hydrogeological investigation in the spring to better characterize flux and water bearing zones in the aquifer during high water conditions. The PRB increased Ar, Fe, Mn and Ur due to eroded overburden material in the lenses on the walls of the excavation and from the seep and sedimentation basin sediments transferred to the PRB. Oxidizing conditions favorable to mobilization of Ur exist when ORP is above -200 mV. Bicarbonate that is likely dominant in the near neutral pH conditions in the vicinity of the PRB can enhance Ur mobility. Redox cycling from fluctuating water table can cause Ur mobilization. Heterogeneity of groundwater inflow along the trench, contact with runoff of mine materials, and microbial activity all contribute to factors affecting degree of treatment within the PRB. The incorporation of the Pilot Study into a potential remedy for the Pedro Creek Sub-Basin, at its current scale and in absence of other actions, may require some modifications to facilitate handling of high spring inflows and additional treatment to address the transport of released uranium into the shallow groundwater and surface water. | Operation and maintenance cost, including remote monitoring (e.g., transducers, telemetry, and cameras) and performance monitoring (e.g., sampling, analysis, and reporting), ranges between $20,000 to $40,000 per month. The capital cost for the construction of the PRB and STC was approximately $1.2M including the media, trenching, infiltration gallery, cover, and stormwater controls, or roughly $180/cubic yard of reactive media (1,200 cubic yards for the PRB and 5,500 cubic yards for the STC). | System is seep treatment cell effluent to PRB. Treatment media: 50% granular support media, 12.5% chopped alfalfa hay, 37.5% woodchips/shavings. Average hydraulic conductivity of 8.8-116.2 ft/day in the media. Trench excavated to dry, silty-clay, weathered Dinwoody Formation material to prevent groundwater flow from bypassing under the PRB. Eroded overburden was encountered. Media placed to a depth of 2 ft bgs, covered by non-woven geotextile and 2 ft of Dinwoody Formation material. Infiltration gallery was constructed upgradient to the PRB, and overburden was encountered. Infiltration gallery was overexcavated and compacted Dinwoody Formation materials were used on the base and sidewalls to reduce water contact with the overburden. It was backfilled with coarse drain rock and covered with non-woven geotextile and Dinwoody Formation material. PRB is relatively easy to implement with readily available material and equipment but using the technology to treat seeps or shallow groundwater in close proximity to overburden disposal piles should be approached with caution. The presence of run-of-mine shales in and around excavations contributes to mobilization of unwanted constituents (e.g. arsenic, uranium) | The objectives for the Pilot Study are consistent with the preliminary Remedial Action Objectives (RAOs) for groundwater remedies at Conda. Based on observations from the 2019 and 2020 monitoring, modifications were made to the Pilot Study in fall of 2020. In coordination with the Agencies, it was decided that the modification will require further monitoring in 2021 to fully meet the Pilot Study objectives. 2018-2019 start up period had differing conditions from 2020-2021, and the conditions were not considered representative of long term trends, but reflect the capability of the media to rapidly reach redox and geochemical conditions that facilitate microbially mediated reduction. 2020-2021 are operational conditions. The treatment media contributes to total Ar, Fe and Mn concentrations above the MCLs and drinking water standards. Data indicate that the treatment media in the Seep Treatment Cell and PRB is capable of treating water entering the system with total Se concentrations as high as 6.87 mg/L as well as total Cd concentrations up to 0.00847 mg/L to levels below their respective MCLs. | None, other than those presented elsewhere | GW-61-MA to GM-60-MA is the upgradient to downgradient well pair in the northern flow path. Data collection for upgradient/downgradient wells is in some instances shifted by a day. Flow rate is the range of hydraulic conductivity along the preferential flow pathways.
Final Treatability Study Findings Report Field-Scale Permeable Reactive Barrier Pilot Study Conda/Woodall Mountain Mine | Conda/Woodall Mountain Mine | IDN001002862 | N/A | N/A | GM-61-MA | Former mining site | Permeable reactive barrier (PRB) with seep treatment cell pre-treatment | Passive | Permeable reactive barrier (PRB) | Pre-treatment | Overburden pile in the headwaters areas of Pedro Creek | Y | PRB with pre-treatment | Specific technologies not specified. PRB is chemical and microbially mediated processes that reduce selenate to selenite and then selenium. Treatment media includes a carbon source (i.e. woodchips), alfalfa hay, and inert sand. Seep treatment cell is pre-treatment cell with treatment media. | Access to the groundwater table is needed. Trench excavated through water-bearing zones of alluvial deposits and into underlying weathered bedrock. | Pilot | 2018-2021, modifications made in 2019 to address seepage | Manganese | Mn, dissolved | mg/L | N | N/A | 0.159 | 26.7 | -16692.4528 | [9 empty] | 0.0914 | 2020 - 2021 Average, from operational period, not whole dataset | Data not provided | Data not provided | 26.9 | 2020 - 2021 Average, from operational period, not whole dataset | Data not provided | Data not provided | Data not provided | Upgradient | 6.79 | 0.51 | mg/L | 9.3 | °C | Data not provided | N/A | Data not provided | N/A | 23.9 | mV | 1228 | µmhos/cm | Turbidity = 2.97 | NTU | data not provided | data not provided | data not provided | data not provided | data not provided | data not provided | N/A | No groundwater comparison value | None, other than noted elsewhere | An insufficient amount of time since completion of the Pilot Study to adequately evaluate lifespan of the treatment media. The change in alkalinity can be used as an indicator of change in the ability of the media to treat selenium. Alkalinity remained relatively similar after 2 years of operation indicating that after 2 years of operation the microbially-mediated chemical reduction of selenium remains similar to the study onset. | Design had insufficient capacity to contain the flux of snow melt in addition to seep water. Soils in the area of the PRB are tight. In the future, when in an layered alluvial system, incorporate a gravel "pressure relief/effluent storage" zone on the downgradient edge to allow for increased ability to receive effluent water and/or flow onto the land surface if capacity is reached. The hydrogeological study was performed during fall low flow conditions as were the excavation and installation of the PRB bench. Additional water zones may be present during different water levels, so future design data collection should include a hydrogeological investigation in the spring to better characterize flux and water bearing zones in the aquifer during high water conditions. The PRB increased Ar, Fe, Mn and Ur due to eroded overburden material in the lenses on the walls of the excavation and from the seep and sedimentation basin sediments transferred to the PRB. Oxidizing conditions favorable to mobilization of Ur exist when ORP is above -200 mV. Bicarbonate that is likely dominant in the near neutral pH conditions in the vicinity of the PRB can enhance Ur mobility. Redox cycling from fluctuating water table can cause Ur mobilization. Heterogeneity of groundwater inflow along the trench, contact with runoff of mine materials, and microbial activity all contribute to factors affecting degree of treatment within the PRB. The incorporation of the Pilot Study into a potential remedy for the Pedro Creek Sub-Basin, at its current scale and in absence of other actions, may require some modifications to facilitate handling of high spring inflows and additional treatment to address the transport of released uranium into the shallow groundwater and surface water. | Operation and maintenance cost, including remote monitoring (e.g., transducers, telemetry, and cameras) and performance monitoring (e.g., sampling, analysis, and reporting), ranges between $20,000 to $40,000 per month. The capital cost for the construction of the PRB and STC was approximately $1.2M including the media, trenching, infiltration gallery, cover, and stormwater controls, or roughly $180/cubic yard of reactive media (1,200 cubic yards for the PRB and 5,500 cubic yards for the STC). | System is seep treatment cell effluent to PRB. Treatment media: 50% granular support media, 12.5% chopped alfalfa hay, 37.5% woodchips/shavings. Average hydraulic conductivity of 8.8-116.2 ft/day in the media. Trench excavated to dry, silty-clay, weathered Dinwoody Formation material to prevent groundwater flow from bypassing under the PRB. Eroded overburden was encountered. Media placed to a depth of 2 ft bgs, covered by non-woven geotextile and 2 ft of Dinwoody Formation material. Infiltration gallery was constructed upgradient to the PRB, and overburden was encountered. Infiltration gallery was overexcavated and compacted Dinwoody Formation materials were used on the base and sidewalls to reduce water contact with the overburden. It was backfilled with coarse drain rock and covered with non-woven geotextile and Dinwoody Formation material. PRB is relatively easy to implement with readily available material and equipment but using the technology to treat seeps or shallow groundwater in close proximity to overburden disposal piles should be approached with caution. The presence of run-of-mine shales in and around excavations contributes to mobilization of unwanted constituents (e.g. arsenic, uranium) | The objectives for the Pilot Study are consistent with the preliminary Remedial Action Objectives (RAOs) for groundwater remedies at Conda. Based on observations from the 2019 and 2020 monitoring, modifications were made to the Pilot Study in fall of 2020. In coordination with the Agencies, it was decided that the modification will require further monitoring in 2021 to fully meet the Pilot Study objectives. 2018-2019 start up period had differing conditions from 2020-2021, and the conditions were not considered representative of long term trends, but reflect the capability of the media to rapidly reach redox and geochemical conditions that facilitate microbially mediated reduction. 2020-2021 are operational conditions. The treatment media contributes to total Ar, Fe and Mn concentrations above the MCLs and drinking water standards. Data indicate that the treatment media in the Seep Treatment Cell and PRB is capable of treating water entering the system with total Se concentrations as high as 6.87 mg/L as well as total Cd concentrations up to 0.00847 mg/L to levels below their respective MCLs. | None, other than those presented elsewhere | GW-61-MA to GM-60-MA is the upgradient to downgradient well pair in the northern flow path. Data collection for upgradient/downgradient wells is in some instances shifted by a day. Flow rate is the range of hydraulic conductivity along the preferential flow pathways.
Final Treatability Study Findings Report Field-Scale Permeable Reactive Barrier Pilot Study Conda/Woodall Mountain Mine | Conda/Woodall Mountain Mine | IDN001002862 | N/A | N/A | GM-61-MA | Former mining site | Permeable reactive barrier (PRB) with seep treatment cell pre-treatment | Passive | Permeable reactive barrier (PRB) | Pre-treatment | Overburden pile in the headwaters areas of Pedro Creek | Y | PRB with pre-treatment | Specific technologies not specified. PRB is chemical and microbially mediated processes that reduce selenate to selenite and then selenium. Treatment media includes a carbon source (i.e. woodchips), alfalfa hay, and inert sand. Seep treatment cell is pre-treatment cell with treatment media. | Access to the groundwater table is needed. Trench excavated through water-bearing zones of alluvial deposits and into underlying weathered bedrock. | Pilot | 2018-2021, modifications made in 2019 to address seepage | Manganese | Mn, total | mg/L | N | N/A | 0.243 | 30 | -12245.679 | [9 empty] | 0.108 | 2020 - 2021 Average, from operational period, not whole dataset | Data not provided | Data not provided | 26.5 | 2020 - 2021 Average, from operational period, not whole dataset | Data not provided | Data not provided | Data not provided | Upgradient | 7.15 | 2.78 | mg/L | 12.12 | °C | Data not provided | N/A | Data not provided | N/A | -45.3 | mV | 1332.2 | µmhos/cm | None | N/A | data not provided | data not provided | data not provided | data not provided | data not provided | data not provided | N | Groundwater Comparison Value: U.S. EPA Secondary Drinking Water Standard 0.05 mg/L Assessment of treatment goals based on well-specific averages for 2020-2021 | None, other than noted elsewhere | An insufficient amount of time since completion of the Pilot Study to adequately evaluate lifespan of the treatment media. The change in alkalinity can be used as an indicator of change in the ability of the media to treat selenium. Alkalinity remained relatively similar after 2 years of operation indicating that after 2 years of operation the microbially-mediated chemical reduction of selenium remains similar to the study onset. | Design had insufficient capacity to contain the flux of snow melt in addition to seep water. Soils in the area of the PRB are tight. In the future, when in an layered alluvial system, incorporate a gravel "pressure relief/effluent storage" zone on the downgradient edge to allow for increased ability to receive effluent water and/or flow onto the land surface if capacity is reached. The hydrogeological study was performed during fall low flow conditions as were the excavation and installation of the PRB bench. Additional water zones may be present during different water levels, so future design data collection should include a hydrogeological investigation in the spring to better characterize flux and water bearing zones in the aquifer during high water conditions. The PRB increased Ar, Fe, Mn and Ur due to eroded overburden material in the lenses on the walls of the excavation and from the seep and sedimentation basin sediments transferred to the PRB. Oxidizing conditions favorable to mobilization of Ur exist when ORP is above -200 mV. Bicarbonate that is likely dominant in the near neutral pH conditions in the vicinity of the PRB can enhance Ur mobility. Redox cycling from fluctuating water table can cause Ur mobilization. Heterogeneity of groundwater inflow along the trench, contact with runoff of mine materials, and microbial activity all contribute to factors affecting degree of treatment within the PRB. The incorporation of the Pilot Study into a potential remedy for the Pedro Creek Sub-Basin, at its current scale and in absence of other actions, may require some modifications to facilitate handling of high spring inflows and additional treatment to address the transport of released uranium into the shallow groundwater and surface water. | Operation and maintenance cost, including remote monitoring (e.g., transducers, telemetry, and cameras) and performance monitoring (e.g., sampling, analysis, and reporting), ranges between $20,000 to $40,000 per month. The capital cost for the construction of the PRB and STC was approximately $1.2M including the media, trenching, infiltration gallery, cover, and stormwater controls, or roughly $180/cubic yard of reactive media (1,200 cubic yards for the PRB and 5,500 cubic yards for the STC). | System is seep treatment cell effluent to PRB. Treatment media: 50% granular support media, 12.5% chopped alfalfa hay, 37.5% woodchips/shavings. Average hydraulic conductivity of 8.8-116.2 ft/day in the media. Trench excavated to dry, silty-clay, weathered Dinwoody Formation material to prevent groundwater flow from bypassing under the PRB. Eroded overburden was encountered. Media placed to a depth of 2 ft bgs, covered by non-woven geotextile and 2 ft of Dinwoody Formation material. Infiltration gallery was constructed upgradient to the PRB, and overburden was encountered. Infiltration gallery was overexcavated and compacted Dinwoody Formation materials were used on the base and sidewalls to reduce water contact with the overburden. It was backfilled with coarse drain rock and covered with non-woven geotextile and Dinwoody Formation material. PRB is relatively easy to implement with readily available material and equipment but using the technology to treat seeps or shallow groundwater in close proximity to overburden disposal piles should be approached with caution. The presence of run-of-mine shales in and around excavations contributes to mobilization of unwanted constituents (e.g. arsenic, uranium) | The objectives for the Pilot Study are consistent with the preliminary Remedial Action Objectives (RAOs) for groundwater remedies at Conda. Based on observations from the 2019 and 2020 monitoring, modifications were made to the Pilot Study in fall of 2020. In coordination with the Agencies, it was decided that the modification will require further monitoring in 2021 to fully meet the Pilot Study objectives. 2018-2019 start up period had differing conditions from 2020-2021, and the conditions were not considered representative of long term trends, but reflect the capability of the media to rapidly reach redox and geochemical conditions that facilitate microbially mediated reduction. 2020-2021 are operational conditions. The treatment media contributes to total Ar, Fe and Mn concentrations above the MCLs and drinking water standards. Data indicate that the treatment media in the Seep Treatment Cell and PRB is capable of treating water entering the system with total Se concentrations as high as 6.87 mg/L as well as total Cd concentrations up to 0.00847 mg/L to levels below their respective MCLs. | None, other than those presented elsewhere | GW-61-MA to GM-60-MA is the upgradient to downgradient well pair in the northern flow path. Data collection for upgradient/downgradient wells is in some instances shifted by a day. Flow rate is the range of hydraulic conductivity along the preferential flow pathways.
Final Treatability Study Findings Report Field-Scale Permeable Reactive Barrier Pilot Study Conda/Woodall Mountain Mine | Conda/Woodall Mountain Mine | IDN001002862 | N/A | N/A | GM-61-MA | Former mining site | Permeable reactive barrier (PRB) with seep treatment cell pre-treatment | Passive | Permeable reactive barrier (PRB) | Pre-treatment | Overburden pile in the headwaters areas of Pedro Creek | Y | PRB with pre-treatment | Specific technologies not specified. PRB is chemical and microbially mediated processes that reduce selenate to selenite and then selenium. Treatment media includes a carbon source (i.e. woodchips), alfalfa hay, and inert sand. Seep treatment cell is pre-treatment cell with treatment media. | Access to the groundwater table is needed. Trench excavated through water-bearing zones of alluvial deposits and into underlying weathered bedrock. | Pilot | 2018-2021, modifications made in 2019 to address seepage | Manganese | Mn, dissolved | mg/L | N | N/A |  |  |  | 0.01 | 11.7 | -116900 | [6 empty] | 0.0914 | 2020 - 2021 Average, from operational period, not whole dataset | Data not provided | Data not provided | 26.9 | 2020 - 2021 Average, from operational period, not whole dataset | Data not provided | Data not provided | Data not provided | Upgradient | 6.71 | 2.14 | mg/L | 8.5 | °C | Data not provided | N/A | Data not provided | N/A | 75.2 | mV | 1330 | µmhos/cm | None | N/A | data not provided | data not provided | data not provided | data not provided | data not provided | data not provided | N/A | No groundwater comparison value | None, other than noted elsewhere | An insufficient amount of time since completion of the Pilot Study to adequately evaluate lifespan of the treatment media. The change in alkalinity can be used as an indicator of change in the ability of the media to treat selenium. Alkalinity remained relatively similar after 2 years of operation indicating that after 2 years of operation the microbially-mediated chemical reduction of selenium remains similar to the study onset. | Design had insufficient capacity to contain the flux of snow melt in addition to seep water. Soils in the area of the PRB are tight. In the future, when in an layered alluvial system, incorporate a gravel "pressure relief/effluent storage" zone on the downgradient edge to allow for increased ability to receive effluent water and/or flow onto the land surface if capacity is reached. The hydrogeological study was performed during fall low flow conditions as were the excavation and installation of the PRB bench. Additional water zones may be present during different water levels, so future design data collection should include a hydrogeological investigation in the spring to better characterize flux and water bearing zones in the aquifer during high water conditions. The PRB increased Ar, Fe, Mn and Ur due to eroded overburden material in the lenses on the walls of the excavation and from the seep and sedimentation basin sediments transferred to the PRB. Oxidizing conditions favorable to mobilization of Ur exist when ORP is above -200 mV. Bicarbonate that is likely dominant in the near neutral pH conditions in the vicinity of the PRB can enhance Ur mobility. Redox cycling from fluctuating water table can cause Ur mobilization. Heterogeneity of groundwater inflow along the trench, contact with runoff of mine materials, and microbial activity all contribute to factors affecting degree of treatment within the PRB. The incorporation of the Pilot Study into a potential remedy for the Pedro Creek Sub-Basin, at its current scale and in absence of other actions, may require some modifications to facilitate handling of high spring inflows and additional treatment to address the transport of released uranium into the shallow groundwater and surface water. | Operation and maintenance cost, including remote monitoring (e.g., transducers, telemetry, and cameras) and performance monitoring (e.g., sampling, analysis, and reporting), ranges between $20,000 to $40,000 per month. The capital cost for the construction of the PRB and STC was approximately $1.2M including the media, trenching, infiltration gallery, cover, and stormwater controls, or roughly $180/cubic yard of reactive media (1,200 cubic yards for the PRB and 5,500 cubic yards for the STC). | System is seep treatment cell effluent to PRB. Treatment media: 50% granular support media, 12.5% chopped alfalfa hay, 37.5% woodchips/shavings. Average hydraulic conductivity of 8.8-116.2 ft/day in the media. Trench excavated to dry, silty-clay, weathered Dinwoody Formation material to prevent groundwater flow from bypassing under the PRB. Eroded overburden was encountered. Media placed to a depth of 2 ft bgs, covered by non-woven geotextile and 2 ft of Dinwoody Formation material. Infiltration gallery was constructed upgradient to the PRB, and overburden was encountered. Infiltration gallery was overexcavated and compacted Dinwoody Formation materials were used on the base and sidewalls to reduce water contact with the overburden. It was backfilled with coarse drain rock and covered with non-woven geotextile and Dinwoody Formation material. PRB is relatively easy to implement with readily available material and equipment but using the technology to treat seeps or shallow groundwater in close proximity to overburden disposal piles should be approached with caution. The presence of run-of-mine shales in and around excavations contributes to mobilization of unwanted constituents (e.g. arsenic, uranium) | The objectives for the Pilot Study are consistent with the preliminary Remedial Action Objectives (RAOs) for groundwater remedies at Conda. Based on observations from the 2019 and 2020 monitoring, modifications were made to the Pilot Study in fall of 2020. In coordination with the Agencies, it was decided that the modification will require further monitoring in 2021 to fully meet the Pilot Study objectives. 2018-2019 start up period had differing conditions from 2020-2021, and the conditions were not considered representative of long term trends, but reflect the capability of the media to rapidly reach redox and geochemical conditions that facilitate microbially mediated reduction. 2020-2021 are operational conditions. The treatment media contributes to total Ar, Fe and Mn concentrations above the MCLs and drinking water standards. Data indicate that the treatment media in the Seep Treatment Cell and PRB is capable of treating water entering the system with total Se concentrations as high as 6.87 mg/L as well as total Cd concentrations up to 0.00847 mg/L to levels below their respective MCLs. | None, other than those presented elsewhere | GW-61-MA to GM-60-MA is the upgradient to downgradient well pair in the northern flow path. Data collection for upgradient/downgradient wells is in some instances shifted by a day. Flow rate is the range of hydraulic conductivity along the preferential flow pathways.
Final Treatability Study Findings Report Field-Scale Permeable Reactive Barrier Pilot Study Conda/Woodall Mountain Mine | Conda/Woodall Mountain Mine | IDN001002862 | N/A | N/A | GM-61-MA | Former mining site | Permeable reactive barrier (PRB) with seep treatment cell pre-treatment | Passive | Permeable reactive barrier (PRB) | Pre-treatment | Overburden pile in the headwaters areas of Pedro Creek | Y | PRB with pre-treatment | Specific technologies not specified. PRB is chemical and microbially mediated processes that reduce selenate to selenite and then selenium. Treatment media includes a carbon source (i.e. woodchips), alfalfa hay, and inert sand. Seep treatment cell is pre-treatment cell with treatment media. | Access to the groundwater table is needed. Trench excavated through water-bearing zones of alluvial deposits and into underlying weathered bedrock. | Pilot | 2018-2021, modifications made in 2019 to address seepage | Manganese | Mn, total | mg/L | N | N/A |  |  |  | 0.0138 | 41.2 | -298450.7246 | [6 empty] | 0.108 | 2020 - 2021 Average, from operational period, not whole dataset | Data not provided | Data not provided | 26.5 | 2020 - 2021 Average, from operational period, not whole dataset | Data not provided | Data not provided | Data not provided | Upgradient | 7.17 | 5.77 | mg/L | 6.44 | °C | Data not provided | N/A | Data not provided | N/A | -66.5 | mV | 1355.3 | µmhos/cm | Turbidity = 0.69 | NTU | data not provided | data not provided | data not provided | data not provided | data not provided | data not provided | N | Groundwater Comparison Value: U.S. EPA Secondary Drinking Water Standard 0.05 mg/L Assessment of treatment goals based on well-specific averages for 2020-2021 | None, other than noted elsewhere | An insufficient amount of time since completion of the Pilot Study to adequately evaluate lifespan of the treatment media. The change in alkalinity can be used as an indicator of change in the ability of the media to treat selenium. Alkalinity remained relatively similar after 2 years of operation indicating that after 2 years of operation the microbially-mediated chemical reduction of selenium remains similar to the study onset. | Design had insufficient capacity to contain the flux of snow melt in addition to seep water. Soils in the area of the PRB are tight. In the future, when in an layered alluvial system, incorporate a gravel "pressure relief/effluent storage" zone on the downgradient edge to allow for increased ability to receive effluent water and/or flow onto the land surface if capacity is reached. The hydrogeological study was performed during fall low flow conditions as were the excavation and installation of the PRB bench. Additional water zones may be present during different water levels, so future design data collection should include a hydrogeological investigation in the spring to better characterize flux and water bearing zones in the aquifer during high water conditions. The PRB increased Ar, Fe, Mn and Ur due to eroded overburden material in the lenses on the walls of the excavation and from the seep and sedimentation basin sediments transferred to the PRB. Oxidizing conditions favorable to mobilization of Ur exist when ORP is above -200 mV. Bicarbonate that is likely dominant in the near neutral pH conditions in the vicinity of the PRB can enhance Ur mobility. Redox cycling from fluctuating water table can cause Ur mobilization. Heterogeneity of groundwater inflow along the trench, contact with runoff of mine materials, and microbial activity all contribute to factors affecting degree of treatment within the PRB. The incorporation of the Pilot Study into a potential remedy for the Pedro Creek Sub-Basin, at its current scale and in absence of other actions, may require some modifications to facilitate handling of high spring inflows and additional treatment to address the transport of released uranium into the shallow groundwater and surface water. | Operation and maintenance cost, including remote monitoring (e.g., transducers, telemetry, and cameras) and performance monitoring (e.g., sampling, analysis, and reporting), ranges between $20,000 to $40,000 per month. The capital cost for the construction of the PRB and STC was approximately $1.2M including the media, trenching, infiltration gallery, cover, and stormwater controls, or roughly $180/cubic yard of reactive media (1,200 cubic yards for the PRB and 5,500 cubic yards for the STC). | System is seep treatment cell effluent to PRB. Treatment media: 50% granular support media, 12.5% chopped alfalfa hay, 37.5% woodchips/shavings. Average hydraulic conductivity of 8.8-116.2 ft/day in the media. Trench excavated to dry, silty-clay, weathered Dinwoody Formation material to prevent groundwater flow from bypassing under the PRB. Eroded overburden was encountered. Media placed to a depth of 2 ft bgs, covered by non-woven geotextile and 2 ft of Dinwoody Formation material. Infiltration gallery was constructed upgradient to the PRB, and overburden was encountered. Infiltration gallery was overexcavated and compacted Dinwoody Formation materials were used on the base and sidewalls to reduce water contact with the overburden. It was backfilled with coarse drain rock and covered with non-woven geotextile and Dinwoody Formation material. PRB is relatively easy to implement with readily available material and equipment but using the technology to treat seeps or shallow groundwater in close proximity to overburden disposal piles should be approached with caution. The presence of run-of-mine shales in and around excavations contributes to mobilization of unwanted constituents (e.g. arsenic, uranium) | The objectives for the Pilot Study are consistent with the preliminary Remedial Action Objectives (RAOs) for groundwater remedies at Conda. Based on observations from the 2019 and 2020 monitoring, modifications were made to the Pilot Study in fall of 2020. In coordination with the Agencies, it was decided that the modification will require further monitoring in 2021 to fully meet the Pilot Study objectives. 2018-2019 start up period had differing conditions from 2020-2021, and the conditions were not considered representative of long term trends, but reflect the capability of the media to rapidly reach redox and geochemical conditions that facilitate microbially mediated reduction. 2020-2021 are operational conditions. The treatment media contributes to total Ar, Fe and Mn concentrations above the MCLs and drinking water standards. Data indicate that the treatment media in the Seep Treatment Cell and PRB is capable of treating water entering the system with total Se concentrations as high as 6.87 mg/L as well as total Cd concentrations up to 0.00847 mg/L to levels below their respective MCLs. | None, other than those presented elsewhere | GW-61-MA to GM-60-MA is the upgradient to downgradient well pair in the northern flow path. Data collection for upgradient/downgradient wells is in some instances shifted by a day. Flow rate is the range of hydraulic conductivity along the preferential flow pathways.
Final Treatability Study Findings Report Field-Scale Permeable Reactive Barrier Pilot Study Conda/Woodall Mountain Mine | Conda/Woodall Mountain Mine | IDN001002862 | N/A | N/A | GM-60-MA | Former mining site | Permeable reactive barrier (PRB) with seep treatment cell pre-treatment | Passive | Permeable reactive barrier (PRB) | Pre-treatment | Overburden pile in the headwaters areas of Pedro Creek | Y | PRB with pre-treatment | Specific technologies not specified. PRB is chemical and microbially mediated processes that reduce selenate to selenite and then selenium. Treatment media includes a carbon source (i.e. woodchips), alfalfa hay, and inert sand. Seep treatment cell is pre-treatment cell with treatment media. | Access to the groundwater table is needed. Trench excavated through water-bearing zones of alluvial deposits and into underlying weathered bedrock. | Pilot | 2018-2021, modifications made in 2019 to address seepage | Manganese | Mn, dissolved | mg/L | N | N/A | [6 empty] | 52.3 | 0.0748 | -69819.7861 |  |  |  | 0.0914 | 2020 - 2021 Average, from operational period, not whole dataset | Data not provided | Data not provided | 26.9 | 2020 - 2021 Average, from operational period, not whole dataset | Data not provided | Data not provided | Data not provided | Downgradient | 7.41 | 0.23 | mg/L | 7.44 | °C | Data not provided | N/A | Data not provided | N/A | -215 | mV | 2896.3 | µmhos/cm | Turbidity = 30.2 | NTU | data not provided | data not provided | data not provided | data not provided | data not provided | data not provided | N/A | No groundwater comparison value | None, other than noted elsewhere | An insufficient amount of time since completion of the Pilot Study to adequately evaluate lifespan of the treatment media. The change in alkalinity can be used as an indicator of change in the ability of the media to treat selenium. Alkalinity remained relatively similar after 2 years of operation indicating that after 2 years of operation the microbially-mediated chemical reduction of selenium remains similar to the study onset. | Design had insufficient capacity to contain the flux of snow melt in addition to seep water. Soils in the area of the PRB are tight. In the future, when in an layered alluvial system, incorporate a gravel "pressure relief/effluent storage" zone on the downgradient edge to allow for increased ability to receive effluent water and/or flow onto the land surface if capacity is reached. The hydrogeological study was performed during fall low flow conditions as were the excavation and installation of the PRB bench. Additional water zones may be present during different water levels, so future design data collection should include a hydrogeological investigation in the spring to better characterize flux and water bearing zones in the aquifer during high water conditions. The PRB increased Ar, Fe, Mn and Ur due to eroded overburden material in the lenses on the walls of the excavation and from the seep and sedimentation basin sediments transferred to the PRB. Oxidizing conditions favorable to mobilization of Ur exist when ORP is above -200 mV. Bicarbonate that is likely dominant in the near neutral pH conditions in the vicinity of the PRB can enhance Ur mobility. Redox cycling from fluctuating water table can cause Ur mobilization. Heterogeneity of groundwater inflow along the trench, contact with runoff of mine materials, and microbial activity all contribute to factors affecting degree of treatment within the PRB. The incorporation of the Pilot Study into a potential remedy for the Pedro Creek Sub-Basin, at its current scale and in absence of other actions, may require some modifications to facilitate handling of high spring inflows and additional treatment to address the transport of released uranium into the shallow groundwater and surface water. | Operation and maintenance cost, including remote monitoring (e.g., transducers, telemetry, and cameras) and performance monitoring (e.g., sampling, analysis, and reporting), ranges between $20,000 to $40,000 per month. The capital cost for the construction of the PRB and STC was approximately $1.2M including the media, trenching, infiltration gallery, cover, and stormwater controls, or roughly $180/cubic yard of reactive media (1,200 cubic yards for the PRB and 5,500 cubic yards for the STC). | System is seep treatment cell effluent to PRB. Treatment media: 50% granular support media, 12.5% chopped alfalfa hay, 37.5% woodchips/shavings. Average hydraulic conductivity of 8.8-116.2 ft/day in the media. Trench excavated to dry, silty-clay, weathered Dinwoody Formation material to prevent groundwater flow from bypassing under the PRB. Eroded overburden was encountered. Media placed to a depth of 2 ft bgs, covered by non-woven geotextile and 2 ft of Dinwoody Formation material. Infiltration gallery was constructed upgradient to the PRB, and overburden was encountered. Infiltration gallery was overexcavated and compacted Dinwoody Formation materials were used on the base and sidewalls to reduce water contact with the overburden. It was backfilled with coarse drain rock and covered with non-woven geotextile and Dinwoody Formation material. PRB is relatively easy to implement with readily available material and equipment but using the technology to treat seeps or shallow groundwater in close proximity to overburden disposal piles should be approached with caution. The presence of run-of-mine shales in and around excavations contributes to mobilization of unwanted constituents (e.g. arsenic, uranium) | The objectives for the Pilot Study are consistent with the preliminary Remedial Action Objectives (RAOs) for groundwater remedies at Conda. Based on observations from the 2019 and 2020 monitoring, modifications were made to the Pilot Study in fall of 2020. In coordination with the Agencies, it was decided that the modification will require further monitoring in 2021 to fully meet the Pilot Study objectives. 2018-2019 start up period had differing conditions from 2020-2021, and the conditions were not considered representative of long term trends, but reflect the capability of the media to rapidly reach redox and geochemical conditions that facilitate microbially mediated reduction. 2020-2021 are operational conditions. The treatment media contributes to total Ar, Fe and Mn concentrations above the MCLs and drinking water standards. Data indicate that the treatment media in the Seep Treatment Cell and PRB is capable of treating water entering the system with total Se concentrations as high as 6.87 mg/L as well as total Cd concentrations up to 0.00847 mg/L to levels below their respective MCLs. | None, other than those presented elsewhere | GW-61-MA to GM-60-MA is the upgradient to downgradient well pair in the northern flow path. Data collection for upgradient/downgradient wells is in some instances shifted by a day. Flow rate is the range of hydraulic conductivity along the preferential flow pathways.
Final Treatability Study Findings Report Field-Scale Permeable Reactive Barrier Pilot Study Conda/Woodall Mountain Mine | Conda/Woodall Mountain Mine | IDN001002862 | N/A | N/A | GM-60-MA | Former mining site | Permeable reactive barrier (PRB) with seep treatment cell pre-treatment | Passive | Permeable reactive barrier (PRB) | Pre-treatment | Overburden pile in the headwaters areas of Pedro Creek | Y | PRB with pre-treatment | Specific technologies not specified. PRB is chemical and microbially mediated processes that reduce selenate to selenite and then selenium. Treatment media includes a carbon source (i.e. woodchips), alfalfa hay, and inert sand. Seep treatment cell is pre-treatment cell with treatment media. | Access to the groundwater table is needed. Trench excavated through water-bearing zones of alluvial deposits and into underlying weathered bedrock. | Pilot | 2018-2021, modifications made in 2019 to address seepage | Manganese | Mn, total | mg/L | N | N/A | [6 empty] | 60.9 | 0.0777 | -78278.3784 |  |  |  | 0.108 | 2020 - 2021 Average, from operational period, not whole dataset | Data not provided | Data not provided | 26.5 | 2020 - 2021 Average, from operational period, not whole dataset | Data not provided | Data not provided | Data not provided | Downgradient | 7.41 | 0.23 | mg/L | 7.44 | °C | Data not provided | N/A | Data not provided | N/A | -215 | mV | 2896.3 | µmhos/cm | Turbidity = 30.2 | NTU | data not provided | data not provided | data not provided | data not provided | data not provided | data not provided | N | Groundwater Comparison Value: U.S. EPA Secondary Drinking Water Standard 0.05 mg/L Assessment of treatment goals based on well-specific averages for 2020-2021 | None, other than noted elsewhere | An insufficient amount of time since completion of the Pilot Study to adequately evaluate lifespan of the treatment media. The change in alkalinity can be used as an indicator of change in the ability of the media to treat selenium. Alkalinity remained relatively similar after 2 years of operation indicating that after 2 years of operation the microbially-mediated chemical reduction of selenium remains similar to the study onset. | Design had insufficient capacity to contain the flux of snow melt in addition to seep water. Soils in the area of the PRB are tight. In the future, when in an layered alluvial system, incorporate a gravel "pressure relief/effluent storage" zone on the downgradient edge to allow for increased ability to receive effluent water and/or flow onto the land surface if capacity is reached. The hydrogeological study was performed during fall low flow conditions as were the excavation and installation of the PRB bench. Additional water zones may be present during different water levels, so future design data collection should include a hydrogeological investigation in the spring to better characterize flux and water bearing zones in the aquifer during high water conditions. The PRB increased Ar, Fe, Mn and Ur due to eroded overburden material in the lenses on the walls of the excavation and from the seep and sedimentation basin sediments transferred to the PRB. Oxidizing conditions favorable to mobilization of Ur exist when ORP is above -200 mV. Bicarbonate that is likely dominant in the near neutral pH conditions in the vicinity of the PRB can enhance Ur mobility. Redox cycling from fluctuating water table can cause Ur mobilization. Heterogeneity of groundwater inflow along the trench, contact with runoff of mine materials, and microbial activity all contribute to factors affecting degree of treatment within the PRB. The incorporation of the Pilot Study into a potential remedy for the Pedro Creek Sub-Basin, at its current scale and in absence of other actions, may require some modifications to facilitate handling of high spring inflows and additional treatment to address the transport of released uranium into the shallow groundwater and surface water. | Operation and maintenance cost, including remote monitoring (e.g., transducers, telemetry, and cameras) and performance monitoring (e.g., sampling, analysis, and reporting), ranges between $20,000 to $40,000 per month. The capital cost for the construction of the PRB and STC was approximately $1.2M including the media, trenching, infiltration gallery, cover, and stormwater controls, or roughly $180/cubic yard of reactive media (1,200 cubic yards for the PRB and 5,500 cubic yards for the STC). | System is seep treatment cell effluent to PRB. Treatment media: 50% granular support media, 12.5% chopped alfalfa hay, 37.5% woodchips/shavings. Average hydraulic conductivity of 8.8-116.2 ft/day in the media. Trench excavated to dry, silty-clay, weathered Dinwoody Formation material to prevent groundwater flow from bypassing under the PRB. Eroded overburden was encountered. Media placed to a depth of 2 ft bgs, covered by non-woven geotextile and 2 ft of Dinwoody Formation material. Infiltration gallery was constructed upgradient to the PRB, and overburden was encountered. Infiltration gallery was overexcavated and compacted Dinwoody Formation materials were used on the base and sidewalls to reduce water contact with the overburden. It was backfilled with coarse drain rock and covered with non-woven geotextile and Dinwoody Formation material. PRB is relatively easy to implement with readily available material and equipment but using the technology to treat seeps or shallow groundwater in close proximity to overburden disposal piles should be approached with caution. The presence of run-of-mine shales in and around excavations contributes to mobilization of unwanted constituents (e.g. arsenic, uranium) | The objectives for the Pilot Study are consistent with the preliminary Remedial Action Objectives (RAOs) for groundwater remedies at Conda. Based on observations from the 2019 and 2020 monitoring, modifications were made to the Pilot Study in fall of 2020. In coordination with the Agencies, it was decided that the modification will require further monitoring in 2021 to fully meet the Pilot Study objectives. 2018-2019 start up period had differing conditions from 2020-2021, and the conditions were not considered representative of long term trends, but reflect the capability of the media to rapidly reach redox and geochemical conditions that facilitate microbially mediated reduction. 2020-2021 are operational conditions. The treatment media contributes to total Ar, Fe and Mn concentrations above the MCLs and drinking water standards. Data indicate that the treatment media in the Seep Treatment Cell and PRB is capable of treating water entering the system with total Se concentrations as high as 6.87 mg/L as well as total Cd concentrations up to 0.00847 mg/L to levels below their respective MCLs. | None, other than those presented elsewhere | GW-61-MA to GM-60-MA is the upgradient to downgradient well pair in the northern flow path. Data collection for upgradient/downgradient wells is in some instances shifted by a day. Flow rate is the range of hydraulic conductivity along the preferential flow pathways.
Final Treatability Study Findings Report Field-Scale Permeable Reactive Barrier Pilot Study Conda/Woodall Mountain Mine | Conda/Woodall Mountain Mine | IDN001002862 | N/A | N/A | GM-60-MA | Former mining site | Permeable reactive barrier (PRB) with seep treatment cell pre-treatment | Passive | Permeable reactive barrier (PRB) | Pre-treatment | Overburden pile in the headwaters areas of Pedro Creek | Y | PRB with pre-treatment | Specific technologies not specified. PRB is chemical and microbially mediated processes that reduce selenate to selenite and then selenium. Treatment media includes a carbon source (i.e. woodchips), alfalfa hay, and inert sand. Seep treatment cell is pre-treatment cell with treatment media. | Access to the groundwater table is needed. Trench excavated through water-bearing zones of alluvial deposits and into underlying weathered bedrock. | Pilot | 2018-2021, modifications made in 2019 to address seepage | Manganese | Mn, dissolved | mg/L | N | N/A | [9 empty] | 11.7 | 0.01 | -116900 | 0.0914 | 2020 - 2021 Average, from operational period, not whole dataset | Data not provided | Data not provided | 26.9 | 2020 - 2021 Average, from operational period, not whole dataset | Data not provided | Data not provided | Data not provided | Downgradient | 6.73 | 0.44 | mg/L | 8.4 | °C | Data not provided | N/A | Data not provided | N/A | -16.9 | mV | 2779 | µmhos/cm | Turbidity = 89 | NTU | data not provided | data not provided | data not provided | data not provided | data not provided | data not provided | N/A | No groundwater comparison value | None, other than noted elsewhere | An insufficient amount of time since completion of the Pilot Study to adequately evaluate lifespan of the treatment media. The change in alkalinity can be used as an indicator of change in the ability of the media to treat selenium. Alkalinity remained relatively similar after 2 years of operation indicating that after 2 years of operation the microbially-mediated chemical reduction of selenium remains similar to the study onset. | Design had insufficient capacity to contain the flux of snow melt in addition to seep water. Soils in the area of the PRB are tight. In the future, when in an layered alluvial system, incorporate a gravel "pressure relief/effluent storage" zone on the downgradient edge to allow for increased ability to receive effluent water and/or flow onto the land surface if capacity is reached. The hydrogeological study was performed during fall low flow conditions as were the excavation and installation of the PRB bench. Additional water zones may be present during different water levels, so future design data collection should include a hydrogeological investigation in the spring to better characterize flux and water bearing zones in the aquifer during high water conditions. The PRB increased Ar, Fe, Mn and Ur due to eroded overburden material in the lenses on the walls of the excavation and from the seep and sedimentation basin sediments transferred to the PRB. Oxidizing conditions favorable to mobilization of Ur exist when ORP is above -200 mV. Bicarbonate that is likely dominant in the near neutral pH conditions in the vicinity of the PRB can enhance Ur mobility. Redox cycling from fluctuating water table can cause Ur mobilization. Heterogeneity of groundwater inflow along the trench, contact with runoff of mine materials, and microbial activity all contribute to factors affecting degree of treatment within the PRB. The incorporation of the Pilot Study into a potential remedy for the Pedro Creek Sub-Basin, at its current scale and in absence of other actions, may require some modifications to facilitate handling of high spring inflows and additional treatment to address the transport of released uranium into the shallow groundwater and surface water. | Operation and maintenance cost, including remote monitoring (e.g., transducers, telemetry, and cameras) and performance monitoring (e.g., sampling, analysis, and reporting), ranges between $20,000 to $40,000 per month. The capital cost for the construction of the PRB and STC was approximately $1.2M including the media, trenching, infiltration gallery, cover, and stormwater controls, or roughly $180/cubic yard of reactive media (1,200 cubic yards for the PRB and 5,500 cubic yards for the STC). | System is seep treatment cell effluent to PRB. Treatment media: 50% granular support media, 12.5% chopped alfalfa hay, 37.5% woodchips/shavings. Average hydraulic conductivity of 8.8-116.2 ft/day in the media. Trench excavated to dry, silty-clay, weathered Dinwoody Formation material to prevent groundwater flow from bypassing under the PRB. Eroded overburden was encountered. Media placed to a depth of 2 ft bgs, covered by non-woven geotextile and 2 ft of Dinwoody Formation material. Infiltration gallery was constructed upgradient to the PRB, and overburden was encountered. Infiltration gallery was overexcavated and compacted Dinwoody Formation materials were used on the base and sidewalls to reduce water contact with the overburden. It was backfilled with coarse drain rock and covered with non-woven geotextile and Dinwoody Formation material. PRB is relatively easy to implement with readily available material and equipment but using the technology to treat seeps or shallow groundwater in close proximity to overburden disposal piles should be approached with caution. The presence of run-of-mine shales in and around excavations contributes to mobilization of unwanted constituents (e.g. arsenic, uranium) | The objectives for the Pilot Study are consistent with the preliminary Remedial Action Objectives (RAOs) for groundwater remedies at Conda. Based on observations from the 2019 and 2020 monitoring, modifications were made to the Pilot Study in fall of 2020. In coordination with the Agencies, it was decided that the modification will require further monitoring in 2021 to fully meet the Pilot Study objectives. 2018-2019 start up period had differing conditions from 2020-2021, and the conditions were not considered representative of long term trends, but reflect the capability of the media to rapidly reach redox and geochemical conditions that facilitate microbially mediated reduction. 2020-2021 are operational conditions. The treatment media contributes to total Ar, Fe and Mn concentrations above the MCLs and drinking water standards. Data indicate that the treatment media in the Seep Treatment Cell and PRB is capable of treating water entering the system with total Se concentrations as high as 6.87 mg/L as well as total Cd concentrations up to 0.00847 mg/L to levels below their respective MCLs. | None, other than those presented elsewhere | GW-61-MA to GM-60-MA is the upgradient to downgradient well pair in the northern flow path. Data collection for upgradient/downgradient wells is in some instances shifted by a day. Flow rate is the range of hydraulic conductivity along the preferential flow pathways.
Final Treatability Study Findings Report Field-Scale Permeable Reactive Barrier Pilot Study Conda/Woodall Mountain Mine | Conda/Woodall Mountain Mine | IDN001002862 | N/A | N/A | GM-60-MA | Former mining site | Permeable reactive barrier (PRB) with seep treatment cell pre-treatment | Passive | Permeable reactive barrier (PRB) | Pre-treatment | Overburden pile in the headwaters areas of Pedro Creek | Y | PRB with pre-treatment | Specific technologies not specified. PRB is chemical and microbially mediated processes that reduce selenate to selenite and then selenium. Treatment media includes a carbon source (i.e. woodchips), alfalfa hay, and inert sand. Seep treatment cell is pre-treatment cell with treatment media. | Access to the groundwater table is needed. Trench excavated through water-bearing zones of alluvial deposits and into underlying weathered bedrock. | Pilot | 2018-2021, modifications made in 2019 to address seepage | Manganese | Mn, total | mg/L | N | N/A | [9 empty] | 10.9 | 0.0239 | -45506.6946 | 0.108 | 2020 - 2021 Average, from operational period, not whole dataset | Data not provided | Data not provided | 26.5 | 2020 - 2021 Average, from operational period, not whole dataset | Data not provided | Data not provided | Data not provided | Downgradient | 6.73 | 0.44 | mg/L | 8.4 | °C | Data not provided | N/A | Data not provided | N/A | -16.9 | mV | 2779 | µmhos/cm | Turbidity = 89 | NTU | data not provided | data not provided | data not provided | data not provided | data not provided | data not provided | N | Groundwater Comparison Value: U.S. EPA Secondary Drinking Water Standard 0.05 mg/L Assessment of treatment goals based on well-specific averages for 2020-2021 | None, other than noted elsewhere | An insufficient amount of time since completion of the Pilot Study to adequately evaluate lifespan of the treatment media. The change in alkalinity can be used as an indicator of change in the ability of the media to treat selenium. Alkalinity remained relatively similar after 2 years of operation indicating that after 2 years of operation the microbially-mediated chemical reduction of selenium remains similar to the study onset. | Design had insufficient capacity to contain the flux of snow melt in addition to seep water. Soils in the area of the PRB are tight. In the future, when in an layered alluvial system, incorporate a gravel "pressure relief/effluent storage" zone on the downgradient edge to allow for increased ability to receive effluent water and/or flow onto the land surface if capacity is reached. The hydrogeological study was performed during fall low flow conditions as were the excavation and installation of the PRB bench. Additional water zones may be present during different water levels, so future design data collection should include a hydrogeological investigation in the spring to better characterize flux and water bearing zones in the aquifer during high water conditions. The PRB increased Ar, Fe, Mn and Ur due to eroded overburden material in the lenses on the walls of the excavation and from the seep and sedimentation basin sediments transferred to the PRB. Oxidizing conditions favorable to mobilization of Ur exist when ORP is above -200 mV. Bicarbonate that is likely dominant in the near neutral pH conditions in the vicinity of the PRB can enhance Ur mobility. Redox cycling from fluctuating water table can cause Ur mobilization. Heterogeneity of groundwater inflow along the trench, contact with runoff of mine materials, and microbial activity all contribute to factors affecting degree of treatment within the PRB. The incorporation of the Pilot Study into a potential remedy for the Pedro Creek Sub-Basin, at its current scale and in absence of other actions, may require some modifications to facilitate handling of high spring inflows and additional treatment to address the transport of released uranium into the shallow groundwater and surface water. | Operation and maintenance cost, including remote monitoring (e.g., transducers, telemetry, and cameras) and performance monitoring (e.g., sampling, analysis, and reporting), ranges between $20,000 to $40,000 per month. The capital cost for the construction of the PRB and STC was approximately $1.2M including the media, trenching, infiltration gallery, cover, and stormwater controls, or roughly $180/cubic yard of reactive media (1,200 cubic yards for the PRB and 5,500 cubic yards for the STC). | System is seep treatment cell effluent to PRB. Treatment media: 50% granular support media, 12.5% chopped alfalfa hay, 37.5% woodchips/shavings. Average hydraulic conductivity of 8.8-116.2 ft/day in the media. Trench excavated to dry, silty-clay, weathered Dinwoody Formation material to prevent groundwater flow from bypassing under the PRB. Eroded overburden was encountered. Media placed to a depth of 2 ft bgs, covered by non-woven geotextile and 2 ft of Dinwoody Formation material. Infiltration gallery was constructed upgradient to the PRB, and overburden was encountered. Infiltration gallery was overexcavated and compacted Dinwoody Formation materials were used on the base and sidewalls to reduce water contact with the overburden. It was backfilled with coarse drain rock and covered with non-woven geotextile and Dinwoody Formation material. PRB is relatively easy to implement with readily available material and equipment but using the technology to treat seeps or shallow groundwater in close proximity to overburden disposal piles should be approached with caution. The presence of run-of-mine shales in and around excavations contributes to mobilization of unwanted constituents (e.g. arsenic, uranium) | The objectives for the Pilot Study are consistent with the preliminary Remedial Action Objectives (RAOs) for groundwater remedies at Conda. Based on observations from the 2019 and 2020 monitoring, modifications were made to the Pilot Study in fall of 2020. In coordination with the Agencies, it was decided that the modification will require further monitoring in 2021 to fully meet the Pilot Study objectives. 2018-2019 start up period had differing conditions from 2020-2021, and the conditions were not considered representative of long term trends, but reflect the capability of the media to rapidly reach redox and geochemical conditions that facilitate microbially mediated reduction. 2020-2021 are operational conditions. The treatment media contributes to total Ar, Fe and Mn concentrations above the MCLs and drinking water standards. Data indicate that the treatment media in the Seep Treatment Cell and PRB is capable of treating water entering the system with total Se concentrations as high as 6.87 mg/L as well as total Cd concentrations up to 0.00847 mg/L to levels below their respective MCLs. | None, other than those presented elsewhere | GW-61-MA to GM-60-MA is the upgradient to downgradient well pair in the northern flow path. Data collection for upgradient/downgradient wells is in some instances shifted by a day. Flow rate is the range of hydraulic conductivity along the preferential flow pathways.
Final Treatability Study Findings Report Field-Scale Permeable Reactive Barrier Pilot Study Conda/Woodall Mountain Mine | Conda/Woodall Mountain Mine | IDN001002862 | N/A | N/A | GM-61-MA | Former mining site | Permeable reactive barrier (PRB) with seep treatment cell pre-treatment | Passive | Permeable reactive barrier (PRB) | Pre-treatment | Overburden pile in the headwaters areas of Pedro Creek | Y | PRB with pre-treatment | Specific technologies not specified. PRB is chemical and microbially mediated processes that reduce selenate to selenite and then selenium. Treatment media includes a carbon source (i.e. woodchips), alfalfa hay, and inert sand. Seep treatment cell is pre-treatment cell with treatment media. | Access to the groundwater table is needed. Trench excavated through water-bearing zones of alluvial deposits and into underlying weathered bedrock. | Pilot | 2018-2021, modifications made in 2019 to address seepage | Uranium | U, dissolved | mg/L | N | N/A | 0.0151 | 0.137 | -807.2848 | [9 empty] | 0.0139 | 2020 - 2021 Average, from operational period, not whole dataset | Data not provided | Data not provided | 0.101 | 2020 - 2021 Average, from operational period, not whole dataset | Data not provided | Data not provided | Data not provided | Upgradient | 6.92 | -0.03 | mg/L | 9.1 | °C | Data not provided | N/A | Data not provided | N/A | 205.3 | mV | 1419 | µmhos/cm | Turbidity = 4 | NTU | data not provided | data not provided | data not provided | data not provided | data not provided | data not provided | N/A | No groundwater comparison value | None, other than noted elsewhere | An insufficient amount of time since completion of the Pilot Study to adequately evaluate lifespan of the treatment media. The change in alkalinity can be used as an indicator of change in the ability of the media to treat selenium. Alkalinity remained relatively similar after 2 years of operation indicating that after 2 years of operation the microbially-mediated chemical reduction of selenium remains similar to the study onset. | Design had insufficient capacity to contain the flux of snow melt in addition to seep water. Soils in the area of the PRB are tight. In the future, when in an layered alluvial system, incorporate a gravel "pressure relief/effluent storage" zone on the downgradient edge to allow for increased ability to receive effluent water and/or flow onto the land surface if capacity is reached. The hydrogeological study was performed during fall low flow conditions as were the excavation and installation of the PRB bench. Additional water zones may be present during different water levels, so future design data collection should include a hydrogeological investigation in the spring to better characterize flux and water bearing zones in the aquifer during high water conditions. The PRB increased Ar, Fe, Mn and Ur due to eroded overburden material in the lenses on the walls of the excavation and from the seep and sedimentation basin sediments transferred to the PRB. Oxidizing conditions favorable to mobilization of Ur exist when ORP is above -200 mV. Bicarbonate that is likely dominant in the near neutral pH conditions in the vicinity of the PRB can enhance Ur mobility. Redox cycling from fluctuating water table can cause Ur mobilization. Heterogeneity of groundwater inflow along the trench, contact with runoff of mine materials, and microbial activity all contribute to factors affecting degree of treatment within the PRB. The incorporation of the Pilot Study into a potential remedy for the Pedro Creek Sub-Basin, at its current scale and in absence of other actions, may require some modifications to facilitate handling of high spring inflows and additional treatment to address the transport of released uranium into the shallow groundwater and surface water. | Operation and maintenance cost, including remote monitoring (e.g., transducers, telemetry, and cameras) and performance monitoring (e.g., sampling, analysis, and reporting), ranges between $20,000 to $40,000 per month. The capital cost for the construction of the PRB and STC was approximately $1.2M including the media, trenching, infiltration gallery, cover, and stormwater controls, or roughly $180/cubic yard of reactive media (1,200 cubic yards for the PRB and 5,500 cubic yards for the STC). | System is seep treatment cell effluent to PRB. Treatment media: 50% granular support media, 12.5% chopped alfalfa hay, 37.5% woodchips/shavings. Average hydraulic conductivity of 8.8-116.2 ft/day in the media. Trench excavated to dry, silty-clay, weathered Dinwoody Formation material to prevent groundwater flow from bypassing under the PRB. Eroded overburden was encountered. Media placed to a depth of 2 ft bgs, covered by non-woven geotextile and 2 ft of Dinwoody Formation material. Infiltration gallery was constructed upgradient to the PRB, and overburden was encountered. Infiltration gallery was overexcavated and compacted Dinwoody Formation materials were used on the base and sidewalls to reduce water contact with the overburden. It was backfilled with coarse drain rock and covered with non-woven geotextile and Dinwoody Formation material. PRB is relatively easy to implement with readily available material and equipment but using the technology to treat seeps or shallow groundwater in close proximity to overburden disposal piles should be approached with caution. The presence of run-of-mine shales in and around excavations contributes to mobilization of unwanted constituents (e.g. arsenic, uranium) | The objectives for the Pilot Study are consistent with the preliminary Remedial Action Objectives (RAOs) for groundwater remedies at Conda. Based on observations from the 2019 and 2020 monitoring, modifications were made to the Pilot Study in fall of 2020. In coordination with the Agencies, it was decided that the modification will require further monitoring in 2021 to fully meet the Pilot Study objectives. 2018-2019 start up period had differing conditions from 2020-2021, and the conditions were not considered representative of long term trends, but reflect the capability of the media to rapidly reach redox and geochemical conditions that facilitate microbially mediated reduction. 2020-2021 are operational conditions. The treatment media contributes to total Ar, Fe and Mn concentrations above the MCLs and drinking water standards. Data indicate that the treatment media in the Seep Treatment Cell and PRB is capable of treating water entering the system with total Se concentrations as high as 6.87 mg/L as well as total Cd concentrations up to 0.00847 mg/L to levels below their respective MCLs. | None, other than those presented elsewhere | GW-61-MA to GM-60-MA is the upgradient to downgradient well pair in the northern flow path. Data collection for upgradient/downgradient wells is in some instances shifted by a day. Flow rate is the range of hydraulic conductivity along the preferential flow pathways.
Final Treatability Study Findings Report Field-Scale Permeable Reactive Barrier Pilot Study Conda/Woodall Mountain Mine | Conda/Woodall Mountain Mine | IDN001002862 | N/A | N/A | GM-61-MA | Former mining site | Permeable reactive barrier (PRB) with seep treatment cell pre-treatment | Passive | Permeable reactive barrier (PRB) | Pre-treatment | Overburden pile in the headwaters areas of Pedro Creek | Y | PRB with pre-treatment | Specific technologies not specified. PRB is chemical and microbially mediated processes that reduce selenate to selenite and then selenium. Treatment media includes a carbon source (i.e. woodchips), alfalfa hay, and inert sand. Seep treatment cell is pre-treatment cell with treatment media. | Access to the groundwater table is needed. Trench excavated through water-bearing zones of alluvial deposits and into underlying weathered bedrock. | Pilot | 2018-2021, modifications made in 2019 to address seepage | Uranium | U, total | mg/L | N | N/A | 0.0166 | 0.132 | -695.1807 | [9 empty] | 0.0144 | 2020 - 2021 Average, from operational period, not whole dataset | Data not provided | Data not provided | 0.105 | 2020 - 2021 Average, from operational period, not whole dataset | Data not provided | Data not provided | Data not provided | Upgradient | 6.9 | 0.38 | mg/L | 6.8 | °C | Data not provided | N/A | Data not provided | N/A | -28.3 | mV | 1503 | µmhos/cm | Turbidity = 9.88 | NTU | data not provided | data not provided | data not provided | data not provided | data not provided | data not provided | N | Groundwater Comparison Value: U.S. EPA MCL 0.03 mg/L Assessment of treatment goals based on well-specific averages for 2020-2021 | None, other than noted elsewhere | An insufficient amount of time since completion of the Pilot Study to adequately evaluate lifespan of the treatment media. The change in alkalinity can be used as an indicator of change in the ability of the media to treat selenium. Alkalinity remained relatively similar after 2 years of operation indicating that after 2 years of operation the microbially-mediated chemical reduction of selenium remains similar to the study onset. | Design had insufficient capacity to contain the flux of snow melt in addition to seep water. Soils in the area of the PRB are tight. In the future, when in an layered alluvial system, incorporate a gravel "pressure relief/effluent storage" zone on the downgradient edge to allow for increased ability to receive effluent water and/or flow onto the land surface if capacity is reached. The hydrogeological study was performed during fall low flow conditions as were the excavation and installation of the PRB bench. Additional water zones may be present during different water levels, so future design data collection should include a hydrogeological investigation in the spring to better characterize flux and water bearing zones in the aquifer during high water conditions. The PRB increased Ar, Fe, Mn and Ur due to eroded overburden material in the lenses on the walls of the excavation and from the seep and sedimentation basin sediments transferred to the PRB. Oxidizing conditions favorable to mobilization of Ur exist when ORP is above -200 mV. Bicarbonate that is likely dominant in the near neutral pH conditions in the vicinity of the PRB can enhance Ur mobility. Redox cycling from fluctuating water table can cause Ur mobilization. Heterogeneity of groundwater inflow along the trench, contact with runoff of mine materials, and microbial activity all contribute to factors affecting degree of treatment within the PRB. The incorporation of the Pilot Study into a potential remedy for the Pedro Creek Sub-Basin, at its current scale and in absence of other actions, may require some modifications to facilitate handling of high spring inflows and additional treatment to address the transport of released uranium into the shallow groundwater and surface water. | Operation and maintenance cost, including remote monitoring (e.g., transducers, telemetry, and cameras) and performance monitoring (e.g., sampling, analysis, and reporting), ranges between $20,000 to $40,000 per month. The capital cost for the construction of the PRB and STC was approximately $1.2M including the media, trenching, infiltration gallery, cover, and stormwater controls, or roughly $180/cubic yard of reactive media (1,200 cubic yards for the PRB and 5,500 cubic yards for the STC). | System is seep treatment cell effluent to PRB. Treatment media: 50% granular support media, 12.5% chopped alfalfa hay, 37.5% woodchips/shavings. Average hydraulic conductivity of 8.8-116.2 ft/day in the media. Trench excavated to dry, silty-clay, weathered Dinwoody Formation material to prevent groundwater flow from bypassing under the PRB. Eroded overburden was encountered. Media placed to a depth of 2 ft bgs, covered by non-woven geotextile and 2 ft of Dinwoody Formation material. Infiltration gallery was constructed upgradient to the PRB, and overburden was encountered. Infiltration gallery was overexcavated and compacted Dinwoody Formation materials were used on the base and sidewalls to reduce water contact with the overburden. It was backfilled with coarse drain rock and covered with non-woven geotextile and Dinwoody Formation material. PRB is relatively easy to implement with readily available material and equipment but using the technology to treat seeps or shallow groundwater in close proximity to overburden disposal piles should be approached with caution. The presence of run-of-mine shales in and around excavations contributes to mobilization of unwanted constituents (e.g. arsenic, uranium) | The objectives for the Pilot Study are consistent with the preliminary Remedial Action Objectives (RAOs) for groundwater remedies at Conda. Based on observations from the 2019 and 2020 monitoring, modifications were made to the Pilot Study in fall of 2020. In coordination with the Agencies, it was decided that the modification will require further monitoring in 2021 to fully meet the Pilot Study objectives. 2018-2019 start up period had differing conditions from 2020-2021, and the conditions were not considered representative of long term trends, but reflect the capability of the media to rapidly reach redox and geochemical conditions that facilitate microbially mediated reduction. 2020-2021 are operational conditions. The treatment media contributes to total Ar, Fe and Mn concentrations above the MCLs and drinking water standards. Data indicate that the treatment media in the Seep Treatment Cell and PRB is capable of treating water entering the system with total Se concentrations as high as 6.87 mg/L as well as total Cd concentrations up to 0.00847 mg/L to levels below their respective MCLs. | None, other than those presented elsewhere | GW-61-MA to GM-60-MA is the upgradient to downgradient well pair in the northern flow path. Data collection for upgradient/downgradient wells is in some instances shifted by a day. Flow rate is the range of hydraulic conductivity along the preferential flow pathways.
Final Treatability Study Findings Report Field-Scale Permeable Reactive Barrier Pilot Study Conda/Woodall Mountain Mine | Conda/Woodall Mountain Mine | IDN001002862 | N/A | N/A | GM-61-MA | Former mining site | Permeable reactive barrier (PRB) with seep treatment cell pre-treatment | Passive | Permeable reactive barrier (PRB) | Pre-treatment | Overburden pile in the headwaters areas of Pedro Creek | Y | PRB with pre-treatment | Specific technologies not specified. PRB is chemical and microbially mediated processes that reduce selenate to selenite and then selenium. Treatment media includes a carbon source (i.e. woodchips), alfalfa hay, and inert sand. Seep treatment cell is pre-treatment cell with treatment media. | Access to the groundwater table is needed. Trench excavated through water-bearing zones of alluvial deposits and into underlying weathered bedrock. | Pilot | 2018-2021, modifications made in 2019 to address seepage | Uranium | U, dissolved | mg/L | N | N/A |  |  |  | 0.00445 | 0.0509 | -1043.8202 | [6 empty] | 0.0139 | 2020 - 2021 Average, from operational period, not whole dataset | Data not provided | Data not provided | 0.101 | 2020 - 2021 Average, from operational period, not whole dataset | Data not provided | Data not provided | Data not provided | Upgradient | 6.71 | 2.14 | mg/L | 8.5 | °C | Data not provided | N/A | Data not provided | N/A | 75.2 | mV | 1330 | µmhos/cm | None | N/A | data not provided | data not provided | data not provided | data not provided | data not provided | data not provided | N/A | No groundwater comparison value | None, other than noted elsewhere | An insufficient amount of time since completion of the Pilot Study to adequately evaluate lifespan of the treatment media. The change in alkalinity can be used as an indicator of change in the ability of the media to treat selenium. Alkalinity remained relatively similar after 2 years of operation indicating that after 2 years of operation the microbially-mediated chemical reduction of selenium remains similar to the study onset. | Design had insufficient capacity to contain the flux of snow melt in addition to seep water. Soils in the area of the PRB are tight. In the future, when in an layered alluvial system, incorporate a gravel "pressure relief/effluent storage" zone on the downgradient edge to allow for increased ability to receive effluent water and/or flow onto the land surface if capacity is reached. The hydrogeological study was performed during fall low flow conditions as were the excavation and installation of the PRB bench. Additional water zones may be present during different water levels, so future design data collection should include a hydrogeological investigation in the spring to better characterize flux and water bearing zones in the aquifer during high water conditions. The PRB increased Ar, Fe, Mn and Ur due to eroded overburden material in the lenses on the walls of the excavation and from the seep and sedimentation basin sediments transferred to the PRB. Oxidizing conditions favorable to mobilization of Ur exist when ORP is above -200 mV. Bicarbonate that is likely dominant in the near neutral pH conditions in the vicinity of the PRB can enhance Ur mobility. Redox cycling from fluctuating water table can cause Ur mobilization. Heterogeneity of groundwater inflow along the trench, contact with runoff of mine materials, and microbial activity all contribute to factors affecting degree of treatment within the PRB. The incorporation of the Pilot Study into a potential remedy for the Pedro Creek Sub-Basin, at its current scale and in absence of other actions, may require some modifications to facilitate handling of high spring inflows and additional treatment to address the transport of released uranium into the shallow groundwater and surface water. | Operation and maintenance cost, including remote monitoring (e.g., transducers, telemetry, and cameras) and performance monitoring (e.g., sampling, analysis, and reporting), ranges between $20,000 to $40,000 per month. The capital cost for the construction of the PRB and STC was approximately $1.2M including the media, trenching, infiltration gallery, cover, and stormwater controls, or roughly $180/cubic yard of reactive media (1,200 cubic yards for the PRB and 5,500 cubic yards for the STC). | System is seep treatment cell effluent to PRB. Treatment media: 50% granular support media, 12.5% chopped alfalfa hay, 37.5% woodchips/shavings. Average hydraulic conductivity of 8.8-116.2 ft/day in the media. Trench excavated to dry, silty-clay, weathered Dinwoody Formation material to prevent groundwater flow from bypassing under the PRB. Eroded overburden was encountered. Media placed to a depth of 2 ft bgs, covered by non-woven geotextile and 2 ft of Dinwoody Formation material. Infiltration gallery was constructed upgradient to the PRB, and overburden was encountered. Infiltration gallery was overexcavated and compacted Dinwoody Formation materials were used on the base and sidewalls to reduce water contact with the overburden. It was backfilled with coarse drain rock and covered with non-woven geotextile and Dinwoody Formation material. PRB is relatively easy to implement with readily available material and equipment but using the technology to treat seeps or shallow groundwater in close proximity to overburden disposal piles should be approached with caution. The presence of run-of-mine shales in and around excavations contributes to mobilization of unwanted constituents (e.g. arsenic, uranium) | The objectives for the Pilot Study are consistent with the preliminary Remedial Action Objectives (RAOs) for groundwater remedies at Conda. Based on observations from the 2019 and 2020 monitoring, modifications were made to the Pilot Study in fall of 2020. In coordination with the Agencies, it was decided that the modification will require further monitoring in 2021 to fully meet the Pilot Study objectives. 2018-2019 start up period had differing conditions from 2020-2021, and the conditions were not considered representative of long term trends, but reflect the capability of the media to rapidly reach redox and geochemical conditions that facilitate microbially mediated reduction. 2020-2021 are operational conditions. The treatment media contributes to total Ar, Fe and Mn concentrations above the MCLs and drinking water standards. Data indicate that the treatment media in the Seep Treatment Cell and PRB is capable of treating water entering the system with total Se concentrations as high as 6.87 mg/L as well as total Cd concentrations up to 0.00847 mg/L to levels below their respective MCLs. | None, other than those presented elsewhere | GW-61-MA to GM-60-MA is the upgradient to downgradient well pair in the northern flow path. Data collection for upgradient/downgradient wells is in some instances shifted by a day. Flow rate is the range of hydraulic conductivity along the preferential flow pathways.
Final Treatability Study Findings Report Field-Scale Permeable Reactive Barrier Pilot Study Conda/Woodall Mountain Mine | Conda/Woodall Mountain Mine | IDN001002862 | N/A | N/A | GM-61-MA | Former mining site | Permeable reactive barrier (PRB) with seep treatment cell pre-treatment | Passive | Permeable reactive barrier (PRB) | Pre-treatment | Overburden pile in the headwaters areas of Pedro Creek | Y | PRB with pre-treatment | Specific technologies not specified. PRB is chemical and microbially mediated processes that reduce selenate to selenite and then selenium. Treatment media includes a carbon source (i.e. woodchips), alfalfa hay, and inert sand. Seep treatment cell is pre-treatment cell with treatment media. | Access to the groundwater table is needed. Trench excavated through water-bearing zones of alluvial deposits and into underlying weathered bedrock. | Pilot | 2018-2021, modifications made in 2019 to address seepage | Uranium | U, total | mg/L | N | N/A |  |  |  | 0.00493 | 0.04 | -711.359 | [6 empty] | 0.0144 | 2020 - 2021 Average, from operational period, not whole dataset | Data not provided | Data not provided | 0.105 | 2020 - 2021 Average, from operational period, not whole dataset | Data not provided | Data not provided | Data not provided | Upgradient | 6.71 | 2.14 | mg/L | 8.5 | °C | Data not provided | N/A | Data not provided | N/A | 75.2 | mV | 1330 | µmhos/cm | None | N/A | data not provided | data not provided | data not provided | data not provided | data not provided | data not provided | N | Groundwater Comparison Value: U.S. EPA MCL 0.03 mg/L Assessment of treatment goals based on well-specific averages for 2020-2021 | None, other than noted elsewhere | An insufficient amount of time since completion of the Pilot Study to adequately evaluate lifespan of the treatment media. The change in alkalinity can be used as an indicator of change in the ability of the media to treat selenium. Alkalinity remained relatively similar after 2 years of operation indicating that after 2 years of operation the microbially-mediated chemical reduction of selenium remains similar to the study onset. | Design had insufficient capacity to contain the flux of snow melt in addition to seep water. Soils in the area of the PRB are tight. In the future, when in an layered alluvial system, incorporate a gravel "pressure relief/effluent storage" zone on the downgradient edge to allow for increased ability to receive effluent water and/or flow onto the land surface if capacity is reached. The hydrogeological study was performed during fall low flow conditions as were the excavation and installation of the PRB bench. Additional water zones may be present during different water levels, so future design data collection should include a hydrogeological investigation in the spring to better characterize flux and water bearing zones in the aquifer during high water conditions. The PRB increased Ar, Fe, Mn and Ur due to eroded overburden material in the lenses on the walls of the excavation and from the seep and sedimentation basin sediments transferred to the PRB. Oxidizing conditions favorable to mobilization of Ur exist when ORP is above -200 mV. Bicarbonate that is likely dominant in the near neutral pH conditions in the vicinity of the PRB can enhance Ur mobility. Redox cycling from fluctuating water table can cause Ur mobilization. Heterogeneity of groundwater inflow along the trench, contact with runoff of mine materials, and microbial activity all contribute to factors affecting degree of treatment within the PRB. The incorporation of the Pilot Study into a potential remedy for the Pedro Creek Sub-Basin, at its current scale and in absence of other actions, may require some modifications to facilitate handling of high spring inflows and additional treatment to address the transport of released uranium into the shallow groundwater and surface water. | Operation and maintenance cost, including remote monitoring (e.g., transducers, telemetry, and cameras) and performance monitoring (e.g., sampling, analysis, and reporting), ranges between $20,000 to $40,000 per month. The capital cost for the construction of the PRB and STC was approximately $1.2M including the media, trenching, infiltration gallery, cover, and stormwater controls, or roughly $180/cubic yard of reactive media (1,200 cubic yards for the PRB and 5,500 cubic yards for the STC). | System is seep treatment cell effluent to PRB. Treatment media: 50% granular support media, 12.5% chopped alfalfa hay, 37.5% woodchips/shavings. Average hydraulic conductivity of 8.8-116.2 ft/day in the media. Trench excavated to dry, silty-clay, weathered Dinwoody Formation material to prevent groundwater flow from bypassing under the PRB. Eroded overburden was encountered. Media placed to a depth of 2 ft bgs, covered by non-woven geotextile and 2 ft of Dinwoody Formation material. Infiltration gallery was constructed upgradient to the PRB, and overburden was encountered. Infiltration gallery was overexcavated and compacted Dinwoody Formation materials were used on the base and sidewalls to reduce water contact with the overburden. It was backfilled with coarse drain rock and covered with non-woven geotextile and Dinwoody Formation material. PRB is relatively easy to implement with readily available material and equipment but using the technology to treat seeps or shallow groundwater in close proximity to overburden disposal piles should be approached with caution. The presence of run-of-mine shales in and around excavations contributes to mobilization of unwanted constituents (e.g. arsenic, uranium) | The objectives for the Pilot Study are consistent with the preliminary Remedial Action Objectives (RAOs) for groundwater remedies at Conda. Based on observations from the 2019 and 2020 monitoring, modifications were made to the Pilot Study in fall of 2020. In coordination with the Agencies, it was decided that the modification will require further monitoring in 2021 to fully meet the Pilot Study objectives. 2018-2019 start up period had differing conditions from 2020-2021, and the conditions were not considered representative of long term trends, but reflect the capability of the media to rapidly reach redox and geochemical conditions that facilitate microbially mediated reduction. 2020-2021 are operational conditions. The treatment media contributes to total Ar, Fe and Mn concentrations above the MCLs and drinking water standards. Data indicate that the treatment media in the Seep Treatment Cell and PRB is capable of treating water entering the system with total Se concentrations as high as 6.87 mg/L as well as total Cd concentrations up to 0.00847 mg/L to levels below their respective MCLs. | None, other than those presented elsewhere | GW-61-MA to GM-60-MA is the upgradient to downgradient well pair in the northern flow path. Data collection for upgradient/downgradient wells is in some instances shifted by a day. Flow rate is the range of hydraulic conductivity along the preferential flow pathways.
Final Treatability Study Findings Report Field-Scale Permeable Reactive Barrier Pilot Study Conda/Woodall Mountain Mine | Conda/Woodall Mountain Mine | IDN001002862 | N/A | N/A | GM-60-MA | Former mining site | Permeable reactive barrier (PRB) with seep treatment cell pre-treatment | Passive | Permeable reactive barrier (PRB) | Pre-treatment | Overburden pile in the headwaters areas of Pedro Creek | Y | PRB with pre-treatment | Specific technologies not specified. PRB is chemical and microbially mediated processes that reduce selenate to selenite and then selenium. Treatment media includes a carbon source (i.e. woodchips), alfalfa hay, and inert sand. Seep treatment cell is pre-treatment cell with treatment media. | Access to the groundwater table is needed. Trench excavated through water-bearing zones of alluvial deposits and into underlying weathered bedrock. | Pilot | 2018-2021, modifications made in 2019 to address seepage | Uranium | U, dissolved | mg/L | N | N/A | [6 empty] | 0.137 | 0.0151 | -807.2848 |  |  |  | 0.0139 | 2020 - 2021 Average, from operational period, not whole dataset | Data not provided | Data not provided | 0.101 | 2020 - 2021 Average, from operational period, not whole dataset | Data not provided | Data not provided | Data not provided | Downgradient | 6.83 | -0.06 | mg/L | 9.2 | °C | Data not provided | N/A | Data not provided | N/A | -217.8 | mV | 2309 | µmhos/cm | Turbidity = 4.51 | NTU | data not provided | data not provided | data not provided | data not provided | data not provided | data not provided | N/A | No groundwater comparison value | None, other than noted elsewhere | An insufficient amount of time since completion of the Pilot Study to adequately evaluate lifespan of the treatment media. The change in alkalinity can be used as an indicator of change in the ability of the media to treat selenium. Alkalinity remained relatively similar after 2 years of operation indicating that after 2 years of operation the microbially-mediated chemical reduction of selenium remains similar to the study onset. | Design had insufficient capacity to contain the flux of snow melt in addition to seep water. Soils in the area of the PRB are tight. In the future, when in an layered alluvial system, incorporate a gravel "pressure relief/effluent storage" zone on the downgradient edge to allow for increased ability to receive effluent water and/or flow onto the land surface if capacity is reached. The hydrogeological study was performed during fall low flow conditions as were the excavation and installation of the PRB bench. Additional water zones may be present during different water levels, so future design data collection should include a hydrogeological investigation in the spring to better characterize flux and water bearing zones in the aquifer during high water conditions. The PRB increased Ar, Fe, Mn and Ur due to eroded overburden material in the lenses on the walls of the excavation and from the seep and sedimentation basin sediments transferred to the PRB. Oxidizing conditions favorable to mobilization of Ur exist when ORP is above -200 mV. Bicarbonate that is likely dominant in the near neutral pH conditions in the vicinity of the PRB can enhance Ur mobility. Redox cycling from fluctuating water table can cause Ur mobilization. Heterogeneity of groundwater inflow along the trench, contact with runoff of mine materials, and microbial activity all contribute to factors affecting degree of treatment within the PRB. The incorporation of the Pilot Study into a potential remedy for the Pedro Creek Sub-Basin, at its current scale and in absence of other actions, may require some modifications to facilitate handling of high spring inflows and additional treatment to address the transport of released uranium into the shallow groundwater and surface water. | Operation and maintenance cost, including remote monitoring (e.g., transducers, telemetry, and cameras) and performance monitoring (e.g., sampling, analysis, and reporting), ranges between $20,000 to $40,000 per month. The capital cost for the construction of the PRB and STC was approximately $1.2M including the media, trenching, infiltration gallery, cover, and stormwater controls, or roughly $180/cubic yard of reactive media (1,200 cubic yards for the PRB and 5,500 cubic yards for the STC). | System is seep treatment cell effluent to PRB. Treatment media: 50% granular support media, 12.5% chopped alfalfa hay, 37.5% woodchips/shavings. Average hydraulic conductivity of 8.8-116.2 ft/day in the media. Trench excavated to dry, silty-clay, weathered Dinwoody Formation material to prevent groundwater flow from bypassing under the PRB. Eroded overburden was encountered. Media placed to a depth of 2 ft bgs, covered by non-woven geotextile and 2 ft of Dinwoody Formation material. Infiltration gallery was constructed upgradient to the PRB, and overburden was encountered. Infiltration gallery was overexcavated and compacted Dinwoody Formation materials were used on the base and sidewalls to reduce water contact with the overburden. It was backfilled with coarse drain rock and covered with non-woven geotextile and Dinwoody Formation material. PRB is relatively easy to implement with readily available material and equipment but using the technology to treat seeps or shallow groundwater in close proximity to overburden disposal piles should be approached with caution. The presence of run-of-mine shales in and around excavations contributes to mobilization of unwanted constituents (e.g. arsenic, uranium) | The objectives for the Pilot Study are consistent with the preliminary Remedial Action Objectives (RAOs) for groundwater remedies at Conda. Based on observations from the 2019 and 2020 monitoring, modifications were made to the Pilot Study in fall of 2020. In coordination with the Agencies, it was decided that the modification will require further monitoring in 2021 to fully meet the Pilot Study objectives. 2018-2019 start up period had differing conditions from 2020-2021, and the conditions were not considered representative of long term trends, but reflect the capability of the media to rapidly reach redox and geochemical conditions that facilitate microbially mediated reduction. 2020-2021 are operational conditions. The treatment media contributes to total Ar, Fe and Mn concentrations above the MCLs and drinking water standards. Data indicate that the treatment media in the Seep Treatment Cell and PRB is capable of treating water entering the system with total Se concentrations as high as 6.87 mg/L as well as total Cd concentrations up to 0.00847 mg/L to levels below their respective MCLs. | None, other than those presented elsewhere | GW-61-MA to GM-60-MA is the upgradient to downgradient well pair in the northern flow path. Data collection for upgradient/downgradient wells is in some instances shifted by a day. Flow rate is the range of hydraulic conductivity along the preferential flow pathways.
Final Treatability Study Findings Report Field-Scale Permeable Reactive Barrier Pilot Study Conda/Woodall Mountain Mine | Conda/Woodall Mountain Mine | IDN001002862 | N/A | N/A | GM-60-MA | Former mining site | Permeable reactive barrier (PRB) with seep treatment cell pre-treatment | Passive | Permeable reactive barrier (PRB) | Pre-treatment | Overburden pile in the headwaters areas of Pedro Creek | Y | PRB with pre-treatment | Specific technologies not specified. PRB is chemical and microbially mediated processes that reduce selenate to selenite and then selenium. Treatment media includes a carbon source (i.e. woodchips), alfalfa hay, and inert sand. Seep treatment cell is pre-treatment cell with treatment media. | Access to the groundwater table is needed. Trench excavated through water-bearing zones of alluvial deposits and into underlying weathered bedrock. | Pilot | 2018-2021, modifications made in 2019 to address seepage | Uranium | U, total | mg/L | N | N/A | [6 empty] | 0.161 | 0.00563 | -2759.6803 |  |  |  | 0.0144 | 2020 - 2021 Average, from operational period, not whole dataset | Data not provided | Data not provided | 0.105 | 2020 - 2021 Average, from operational period, not whole dataset | Data not provided | Data not provided | Data not provided | Downgradient | 7.41 | 0.23 | mg/L | 7.44 | °C | Data not provided | N/A | Data not provided | N/A | -215 | mV | 2896.3 | µmhos/cm | Turbidity = 30.2 | NTU | data not provided | data not provided | data not provided | data not provided | data not provided | data not provided | N | Groundwater Comparison Value: U.S. EPA MCL 0.03 mg/L Assessment of treatment goals based on well-specific averages for 2020-2021 | None, other than noted elsewhere | An insufficient amount of time since completion of the Pilot Study to adequately evaluate lifespan of the treatment media. The change in alkalinity can be used as an indicator of change in the ability of the media to treat selenium. Alkalinity remained relatively similar after 2 years of operation indicating that after 2 years of operation the microbially-mediated chemical reduction of selenium remains similar to the study onset. | Design had insufficient capacity to contain the flux of snow melt in addition to seep water. Soils in the area of the PRB are tight. In the future, when in an layered alluvial system, incorporate a gravel "pressure relief/effluent storage" zone on the downgradient edge to allow for increased ability to receive effluent water and/or flow onto the land surface if capacity is reached. The hydrogeological study was performed during fall low flow conditions as were the excavation and installation of the PRB bench. Additional water zones may be present during different water levels, so future design data collection should include a hydrogeological investigation in the spring to better characterize flux and water bearing zones in the aquifer during high water conditions. The PRB increased Ar, Fe, Mn and Ur due to eroded overburden material in the lenses on the walls of the excavation and from the seep and sedimentation basin sediments transferred to the PRB. Oxidizing conditions favorable to mobilization of Ur exist when ORP is above -200 mV. Bicarbonate that is likely dominant in the near neutral pH conditions in the vicinity of the PRB can enhance Ur mobility. Redox cycling from fluctuating water table can cause Ur mobilization. Heterogeneity of groundwater inflow along the trench, contact with runoff of mine materials, and microbial activity all contribute to factors affecting degree of treatment within the PRB. The incorporation of the Pilot Study into a potential remedy for the Pedro Creek Sub-Basin, at its current scale and in absence of other actions, may require some modifications to facilitate handling of high spring inflows and additional treatment to address the transport of released uranium into the shallow groundwater and surface water. | Operation and maintenance cost, including remote monitoring (e.g., transducers, telemetry, and cameras) and performance monitoring (e.g., sampling, analysis, and reporting), ranges between $20,000 to $40,000 per month. The capital cost for the construction of the PRB and STC was approximately $1.2M including the media, trenching, infiltration gallery, cover, and stormwater controls, or roughly $180/cubic yard of reactive media (1,200 cubic yards for the PRB and 5,500 cubic yards for the STC). | System is seep treatment cell effluent to PRB. Treatment media: 50% granular support media, 12.5% chopped alfalfa hay, 37.5% woodchips/shavings. Average hydraulic conductivity of 8.8-116.2 ft/day in the media. Trench excavated to dry, silty-clay, weathered Dinwoody Formation material to prevent groundwater flow from bypassing under the PRB. Eroded overburden was encountered. Media placed to a depth of 2 ft bgs, covered by non-woven geotextile and 2 ft of Dinwoody Formation material. Infiltration gallery was constructed upgradient to the PRB, and overburden was encountered. Infiltration gallery was overexcavated and compacted Dinwoody Formation materials were used on the base and sidewalls to reduce water contact with the overburden. It was backfilled with coarse drain rock and covered with non-woven geotextile and Dinwoody Formation material. PRB is relatively easy to implement with readily available material and equipment but using the technology to treat seeps or shallow groundwater in close proximity to overburden disposal piles should be approached with caution. The presence of run-of-mine shales in and around excavations contributes to mobilization of unwanted constituents (e.g. arsenic, uranium) | The objectives for the Pilot Study are consistent with the preliminary Remedial Action Objectives (RAOs) for groundwater remedies at Conda. Based on observations from the 2019 and 2020 monitoring, modifications were made to the Pilot Study in fall of 2020. In coordination with the Agencies, it was decided that the modification will require further monitoring in 2021 to fully meet the Pilot Study objectives. 2018-2019 start up period had differing conditions from 2020-2021, and the conditions were not considered representative of long term trends, but reflect the capability of the media to rapidly reach redox and geochemical conditions that facilitate microbially mediated reduction. 2020-2021 are operational conditions. The treatment media contributes to total Ar, Fe and Mn concentrations above the MCLs and drinking water standards. Data indicate that the treatment media in the Seep Treatment Cell and PRB is capable of treating water entering the system with total Se concentrations as high as 6.87 mg/L as well as total Cd concentrations up to 0.00847 mg/L to levels below their respective MCLs. | None, other than those presented elsewhere | GW-61-MA to GM-60-MA is the upgradient to downgradient well pair in the northern flow path. Data collection for upgradient/downgradient wells is in some instances shifted by a day. Flow rate is the range of hydraulic conductivity along the preferential flow pathways.
Final Treatability Study Findings Report Field-Scale Permeable Reactive Barrier Pilot Study Conda/Woodall Mountain Mine | Conda/Woodall Mountain Mine | IDN001002862 | N/A | N/A | GM-60-MA | Former mining site | Permeable reactive barrier (PRB) with seep treatment cell pre-treatment | Passive | Permeable reactive barrier (PRB) | Pre-treatment | Overburden pile in the headwaters areas of Pedro Creek | Y | PRB with pre-treatment | Specific technologies not specified. PRB is chemical and microbially mediated processes that reduce selenate to selenite and then selenium. Treatment media includes a carbon source (i.e. woodchips), alfalfa hay, and inert sand. Seep treatment cell is pre-treatment cell with treatment media. | Access to the groundwater table is needed. Trench excavated through water-bearing zones of alluvial deposits and into underlying weathered bedrock. | Pilot | 2018-2021, modifications made in 2019 to address seepage | Uranium | U, dissolved | mg/L | N | N/A | [9 empty] | 0.00818 | 0.00753 | -8.6321 | 0.0139 | 2020 - 2021 Average, from operational period, not whole dataset | Data not provided | Data not provided | 0.101 | 2020 - 2021 Average, from operational period, not whole dataset | Data not provided | Data not provided | Data not provided | Downgradient | 7.29 | 0.1 | mg/L | 11.98 | °C | Data not provided | N/A | Data not provided | N/A | -111 | mV | 1898.7 | µmhos/cm | Turbidity = 11.96 | NTU | data not provided | data not provided | data not provided | data not provided | data not provided | data not provided | N/A | No groundwater comparison value | None, other than noted elsewhere | An insufficient amount of time since completion of the Pilot Study to adequately evaluate lifespan of the treatment media. The change in alkalinity can be used as an indicator of change in the ability of the media to treat selenium. Alkalinity remained relatively similar after 2 years of operation indicating that after 2 years of operation the microbially-mediated chemical reduction of selenium remains similar to the study onset. | Design had insufficient capacity to contain the flux of snow melt in addition to seep water. Soils in the area of the PRB are tight. In the future, when in an layered alluvial system, incorporate a gravel "pressure relief/effluent storage" zone on the downgradient edge to allow for increased ability to receive effluent water and/or flow onto the land surface if capacity is reached. The hydrogeological study was performed during fall low flow conditions as were the excavation and installation of the PRB bench. Additional water zones may be present during different water levels, so future design data collection should include a hydrogeological investigation in the spring to better characterize flux and water bearing zones in the aquifer during high water conditions. The PRB increased Ar, Fe, Mn and Ur due to eroded overburden material in the lenses on the walls of the excavation and from the seep and sedimentation basin sediments transferred to the PRB. Oxidizing conditions favorable to mobilization of Ur exist when ORP is above -200 mV. Bicarbonate that is likely dominant in the near neutral pH conditions in the vicinity of the PRB can enhance Ur mobility. Redox cycling from fluctuating water table can cause Ur mobilization. Heterogeneity of groundwater inflow along the trench, contact with runoff of mine materials, and microbial activity all contribute to factors affecting degree of treatment within the PRB. The incorporation of the Pilot Study into a potential remedy for the Pedro Creek Sub-Basin, at its current scale and in absence of other actions, may require some modifications to facilitate handling of high spring inflows and additional treatment to address the transport of released uranium into the shallow groundwater and surface water. | Operation and maintenance cost, including remote monitoring (e.g., transducers, telemetry, and cameras) and performance monitoring (e.g., sampling, analysis, and reporting), ranges between $20,000 to $40,000 per month. The capital cost for the construction of the PRB and STC was approximately $1.2M including the media, trenching, infiltration gallery, cover, and stormwater controls, or roughly $180/cubic yard of reactive media (1,200 cubic yards for the PRB and 5,500 cubic yards for the STC). | System is seep treatment cell effluent to PRB. Treatment media: 50% granular support media, 12.5% chopped alfalfa hay, 37.5% woodchips/shavings. Average hydraulic conductivity of 8.8-116.2 ft/day in the media. Trench excavated to dry, silty-clay, weathered Dinwoody Formation material to prevent groundwater flow from bypassing under the PRB. Eroded overburden was encountered. Media placed to a depth of 2 ft bgs, covered by non-woven geotextile and 2 ft of Dinwoody Formation material. Infiltration gallery was constructed upgradient to the PRB, and overburden was encountered. Infiltration gallery was overexcavated and compacted Dinwoody Formation materials were used on the base and sidewalls to reduce water contact with the overburden. It was backfilled with coarse drain rock and covered with non-woven geotextile and Dinwoody Formation material. PRB is relatively easy to implement with readily available material and equipment but using the technology to treat seeps or shallow groundwater in close proximity to overburden disposal piles should be approached with caution. The presence of run-of-mine shales in and around excavations contributes to mobilization of unwanted constituents (e.g. arsenic, uranium) | The objectives for the Pilot Study are consistent with the preliminary Remedial Action Objectives (RAOs) for groundwater remedies at Conda. Based on observations from the 2019 and 2020 monitoring, modifications were made to the Pilot Study in fall of 2020. In coordination with the Agencies, it was decided that the modification will require further monitoring in 2021 to fully meet the Pilot Study objectives. 2018-2019 start up period had differing conditions from 2020-2021, and the conditions were not considered representative of long term trends, but reflect the capability of the media to rapidly reach redox and geochemical conditions that facilitate microbially mediated reduction. 2020-2021 are operational conditions. The treatment media contributes to total Ar, Fe and Mn concentrations above the MCLs and drinking water standards. Data indicate that the treatment media in the Seep Treatment Cell and PRB is capable of treating water entering the system with total Se concentrations as high as 6.87 mg/L as well as total Cd concentrations up to 0.00847 mg/L to levels below their respective MCLs. | None, other than those presented elsewhere | GW-61-MA to GM-60-MA is the upgradient to downgradient well pair in the northern flow path. Data collection for upgradient/downgradient wells is in some instances shifted by a day. Flow rate is the range of hydraulic conductivity along the preferential flow pathways.